## Instructions
Data Input Tool | Below Cells are Optional | Welcome to the Statewide Clean Heat Program Savings Calculator
Instructions
Project Details |  | Refer to the Statewide Clean Heat Program Savings Calculator User Guide for step-by-step instructions to complete this tool.
Program Name* | Clean Heat Program | The Clean Heat Calculator is an excel based tool that has been developed to assist participating contractors applying to the New York State Clean Heat Program with calculating custom energy savings and incentives for the following heat pump technologies:
Account Holder Information |  | • Northeast Energy Efficiency Partnerships (NEEP) listed Cold climate single package air source heat pumps • NEEP listed Cold climate air source mini-splits • Large Unitary Air-to-Air Heat Pumps • Air Source Variable Refrigerant Flow (VRF) Heat Pumps • Large Closed Ground Loop Heat (Ground Source) Pumps w/ Centralized Pumping
Account Name
Account Number (14 Digits)
Title
Mailing Address
Unit Number
City
Zip
Users shall review the ‘Eqpt Sched & Eligibility,’ Bldg Data & Sizing’ and ‘Results Summary’ tabs and input project specific details where needed. Cells requiring user input are highlighted in yellow. Cells in white will auto-populate based on the inputs the user enters. Red cells indicate there may be an issue with project or equipment eligibility.
Site Information
Contact First Name
Contact Last Name
Street Address
Unit Number
City |  | Tabs should be completed in the following order:
Zip |  | 1. Inputs 2. Eqpt Sched & Eligibility 3. ERV
Phone
Email
Participating Contractor Information
Installation Completed By |  | Tabs to be reviewed before submitting:
Company Name |  | 4. Bldg Data & Sizing 5. Results Summary
Contact Name
Title
Mailing Address
Phone
Email
Project Notes
For Internal Use Only
Project Name
Project Number
Application Received Date
Tool version | 4.1
Tool version date | 2025-09-15
Version 4.1 (Sep-15-2025) | 21
- corrected error with ERV htg & clg savings in kWh in Results
- If LTO date is blank, the LTO adder is set to zero
- added new table in "Equip Sched & Eligibility2" for WSHPs using COP68 & EER86
as the eligibility criteria. Can only do WSHPs OR GSHP, not both at the same time.
Added better descriptions/guidance on loop temperatures and pump control for WSHP
Version 4.1 (July-2025)
- The first line in the ERV tab (row 4) did not calculate fan power properly because of
a missing formula in cell M4. The subtotals for Clg & Htg for ERVs did not report correctly
(fixed sums in U31 to X31)
- Fixed bad ref to fossil fuel savings (had the incorrect sign) for AHRI Com & Small COM
(ref X18 instead of BB50 in calcs sheet). This caused % fossil in AF25 to be wrong
- Fixed various improper refs in Results tab to "Rough Estimate" cell from Inputs
Version 4.1 (Jun-2025)
- fixed error in baseline EER in calcs sheet for NEEP ASHP and SPVHP that referenced
the incorrect data in some cases (or other logic may have limited the checks)
- fixed error with utility bill adjustments. Cleaned up calcs in each system sheet.
The specific error was found in SPVHP calcs sheet. This correction does not work when
multiple systems are included in a project
Version 4.0 (Apr-15-2025)
- major rework on Eligibility Sheet. Technologies grouped by Section
- New Technology Section added for 3 ph small commercial with SEER2/HSPF2
- Demo calc sheets eliminated. Demo calcs now use main "calcs" sheets
- Allocation of loads in BLDG tab is now based on BHL
- Con LTO offer now expires. 4B incentive assigned to ERV
- minor changes to calcs sheets (unocc balance pts; q5 & q17 error in NEEP)
- HTG only option now disables cooling savings / - WWHP calcs fixed to adjust COP
Version 3.4c (Dec-6-2024)
- added LTO incentives for Con Ed for C/I and SMB programs
Version 3.4b (Nov-20-2024)
- Fixed the % Reduction in Fuel Use for large HPs in Results tab
Version 3.4a (Sep-24-2024)
- QH47rated still must be entered for NEEP HPs (Equip, col U)
-District Steam & ER is now Base Htg Option; Fixed error in Results T5 for NEEP HPs
-Updated Eligibility levels for large Unitary RTU ASHPs; fixed ERV fan pwr error (col M)
Version 3.4 (Sep-2-2024)
- revamped ERV calculations to use bin data from this tool.
Also fixed fan power savings calcs
- Added new MF incentive per dwelling unit; Fixed Cat 2 error
Version 3.3 (July-5-2024)
- stopped checking for code eligibility for EER on ASVRF products
Version 3.2 (June-3-2024)
- Con Ed Limited time offer rates changed back
Version 3.1 (May-15-2024)
- basecase boiler options expanded to include new RES AFUE minimums
- now uses Estar ccVRF minimum efficiencies
- Threshhold for Partial and Full Load Sizing in BLDG tab changed from 0.9 to be 0.999
and for incentive calcs for rest of state (changed .0889 to 0.9999)
Version 3.1 (May-8-2024)
- now uses Estar ccVRF minimum efficiencies
- Threshhold for Partial and Full Load Sizing in BLDG tab changed from 0.9 to be 0.999
and for incentive calcs for rest of state (changed .0889 to 0.9999)
- Cells C14:C15 in INPUTs only turn red for Con Ed. Text in B14:B15 disappears for ROS
-Fixed error with GSHP when part load data is missing.
Cooling size ratio is always based on max
- Fixed ASHP / PTHP DIV-0 error when Qmax = Qmin for both heating and cooling
Version 3a
- Fixed error in Demo / Rough Estimate Mode (4-7-2024)
Version 3 Highlights
- Improved the LASHP/VRF Calcs to use linear trend between 17 and 47
for COP and Q. Calcs now consider partload effects related to Cd and defrost
- Changed GSHP Calcs to consider PART load efficiency and capacity when entered.
Fixed partload Cd calcs.
- Added small GSHP options into EQUIP sheet with separate eligibility checks
- Improved Labels in BLDG tab to clarify sizing issues for Cooling
- Check that values entered in the EQUIP tab are numeric
- Blank out the savings and incentives in RESULTs tab for several non-valid cases
- Updated Con Ed incentive rates
Version 2.2.6 Highlights
- updated design temperatures from ASHRAE 2017 to 2021
- updated EnergyStar minimums for Large Unitary ASHPs and VRF
- fixed error in therms calculation in Results tab for Envelope Improvements
- now calculates incentive for partload cases for Upstate Utilities
- the supplemental htg fuel for partload in Bldgs tab is now more constrained
- some Con Edison Incentives changed as of Dec-5-2023

## Inputs
Project Information |  |  | Application Submission Date | Select Mode
Building Characteristics | Zip Code
| Utility |  |  | Project Application Submission |  | Complete table below if Cutom Building Type is selected:
| Approximate project location | #N/A
NOAA/TMY3 Location
| Program |  | Date used for LTO offer deadline with Con Ed |  |  | Hour (Time of Day) | Custom HVAC Schedule
| Building Type (If Custom, fill in Custom Information in cells G4:J37) | [5 empty] | Weekday | Saturday | Sunday
Notes: Project Application Mode is used for the application submission. Rough Estimate Mode is used only for feasibility studies. Gut Rehab or Renovation, as defined in the NY TRM, removes all building materials down to the structural load-bearing elements
| Construction Type |  |  |  |  | 1:00 AM (12 to 1 AM)
| Year of construction if renovation |  |  |  |  | 2:00 AM (1 to 2 AM)
| Gross Building Area impacted by SOW (SF) |  |  |  |  | 3:00 AM (2 to 3 AM)
| Billing Data: Annual Cooling Energy Use (kWh) |  |  |  |  | 4:00 AM (3 to 4 AM)
| Billing Data: Annual Heating Energy Use (MMBtu) |  |  |  |  | 5:00 AM (4 to 5 AM)
| LMI Building |  |  |  |  | 6:00 AM (5 to 6 AM)
| Floor to Floor Height (ft) |  |  |  |  | 7:00 AM (6 to 7 AM)
| Incentive Category | #N/A
| Scope of work - Heat Pump installation - Bundle Set: Heat Pumps with Envelope Upgrades or ERVs or both |  |  |  |  | 8:00 AM (7 to 8 AM)
|  | Before Envelope upgrade | After Envelope upgrade
Cooling Temperature Set Point During Occupied Hours (°F)
Cooling Temperature Set Point During Unoccupied Hours (°F)
| Occupied Cooling Balance Point (°F) |  | #VALUE!
| Unoccupied Cooling Balance Point (°F) |  | #VALUE!
Heating Temperature Set Point During Occupied Hours (°F)
Heating Temperature Set Point During Unoccupied Hours (°F)
| Occupied Heating Balance Point (°F) |  | #VALUE!
| Unoccupied Heating Balance Point (°F) |  | #VALUE!
9:00 AM (8 to 9 AM)
Design Temperatures | Dry bulb cooling design temperature used in Load Calculations (°F) |  | #N/A |  |  | 10:00 AM (9 to 10 AM)
| Dry bulb heating design temperature used in Load Calculations (°F) |  | #N/A |  |  | 11:00 AM (10 to 11 AM)
12:00 PM (11 to 12 PM)
Existing Building Envelope | Building Loads source: | Manual J or ACCA 183 calculations | Normalized Load | [units] |  | 1:00 PM (12 to 1 PM)
| BCL Building Cooling Load (Btu/h) [Eligible Loads Only] |  | 0 | Btu/h per SF |  | 2:00 PM (1 to 2 PM)
| BHL Building Heating Load (Btu/h) [Eligible Loads Only] |  | 0 | Btu/h per SF |  | 3:00 PM (2 to 3 PM)
4:00 PM (3 to 4 PM)
Existing HVAC System | Existing Heating System Fuel |  |  |  |  | 5:00 PM (4 to 5 PM)
| What Will Happen to the Existing Heating Systems? |  |  |  |  | 6:00 PM (5 to 6 PM)
7:00 PM (6 to 7 PM)
Permits | Energy Code Compliance Method |  |  |  |  | 8:00 PM (7 to 8 PM)
| Section C406 Additional Efficiency Package Compliance |  |  |  |  | 9:00 PM (8 to 9 PM)
| Baseline Efficiency as the basis from which to calculate savings |  |  |  |  | 10:00 PM (9 to 10 PM)
11:00 PM (10 to 11 PM)
Proposed Heat Pumps | Heat Pump type (Used in Demo Mode) | Air Source |  |  |  | 12:00 PM (11 to 12 AM)
| ASHP Heating Controls (only used for Category 2 Incentive) |  |  |  |  | Occupied Hours |  | Unoccupied Hours
[6 empty] | Cooling Setpoint (°F) | Heating Setpoint (°F) | Cooling Setpoint (°F) | Heating Setpoint (°F)
Complete table below if Ground Source OR Water Source Heat Pump Type is selected:
Ground Source or Water Source Heat Pumps | Pumping Type |  | Guidance: Only set Variable Speed Pumping when system has multiple small HPs each equiped with shut-off valves. Systems with no loop flow modulation (e.g., VRFs & large HPs) should choose constant volume pumping
| Quantity of Duty Pumps (# of pumps at design; do not include backup) | [5 empty] | Occupied Hours | Unoccupied Hours
| Design Pump Horsepower (bhp) |  |  |  |  | Cooling Balance Point (°F)
| OR ENTER Actual Design Pumping Power, if known (kW) |  |  |  |  | Heating Balance Point (°F)
Pump Motor Efficiency
RESULT - Pumping Power at Design (kW)
| Loop Type (for Open Loop or WS change temps below to narrower range) |  | Guidance: For Ground Source systems the maximum and minimum loop temperatures are from the ground loop HX design documents. Average is undisturbed temp w/o Htg or Clg. For Water Source systems choose expected annual range and average.
Average Ground Temp (°F)
Max Entering Water Temperature (EWT) in Cooling (°F)
Min Entering Water Temperature (EWT) in Heating (°F)
Is the Water Source Loop Heated by Boiler?
Category 4 A Inputs
Loads Served by Heat Pumps after Envelope Improvements after ERVs | Building Loads source: | Manual J or ACCA 183 calculations
| Insert Building Loads from Manual J or ACCA 183 |  | 0 | [units]
| BCL Building Cooling Load (Btu/hr) [Eligible Loads Only] |  | 0 | Btu/h per SF
| BHL Building Heating Load (Btu/hr) [Eligible Loads Only] |  | 0 | Btu/h per SF
Loads for envelope compliant with the applicable energy code | BCL Building Cooling Load (Btu/hr) [Eligible Loads Only] | 2852646 | #DIV/0! | Btu/h per SF
| BHL Building Heating Load (Btu/hr) [Eligible Loads Only] | 3132416 | #DIV/0! | Btu/h per SF
ERV method limited to building types listed in TRM | Proposed Heat Pump system design includes ERV or HRV | Yes | Please fill out the ERV tab.
| Select Heat Pump system that uses ERV or HRV |  | Please fill out cell C67.
Proxy (Not used) | Equipment Heating Capacity reduction | 0%
| Equipment Cooling Capacity reduction | 0%
|  | Material | 0 | $ per SF
|  | Labor | 0 | $ per SF
Existing HVAC system efficiency |  |  | Per "Existing Eqp Efficiency" tab | [units] |  | Complete table below if Existing Equipment Custom Efficiency is selected:
Existing HVAC system | Existing HVAC System Cooling Efficiency (EER) |  | 0 | EER |  | Unit # | Cooling capacity | Heating capacity | Cooling efficiency EER | Cooling efficiency SEER (if available) | Heating efficiency COP | Used for conditional formatting
| Existing HVAC System Heating Efficiency (%) |  |  |  |  | 1 | [5 empty] | Bad Htg COP FLAG: | FALSE
2
[6 empty] | 3 | [5 empty] | Bad Clg EER FLAG: | FALSE
4
5
6
7
8
9
10
11
12
13
14
15
Total
[8 empty] | Weighted avg Efficiency | 0 | 0 | 0
1000
|  |  |  | Building conditioned Area | 50
|  |  |  | HTG BTU/sf | 35
CLG BTU/SF
Note on B14: [Threaded comment] Your version of Excel allows you to read this threaded comment; however, any edits to it will get removed if the file is opened in a newer version of Excel. Learn more: https://go.microsoft.com/fwlink/?linkid=870924 Comment: Please provide information regarding energy consumption associated with the scope of work.
Note on B15: [Threaded comment] Your version of Excel allows you to read this threaded comment; however, any edits to it will get removed if the file is opened in a newer version of Excel. Learn more: https://go.microsoft.com/fwlink/?linkid=870924 Comment: Please provide information regarding energy consumption associated with the scope of work.
Note on C35: [Threaded comment] Your version of Excel allows you to read this threaded comment; however, any edits to it will get removed if the file is opened in a newer version of Excel. Learn more: https://go.microsoft.com/fwlink/?linkid=870924 Comment: Manual J or ACCA 183 should be used to calculate the building loads. Please do not add extra safety factors to building loads unless directed by Manual J or ACCA 183 procedures.
Note on C36: [Threaded comment] Your version of Excel allows you to read this threaded comment; however, any edits to it will get removed if the file is opened in a newer version of Excel. Learn more: https://go.microsoft.com/fwlink/?linkid=870924 Comment: Manual J or ACCA 183 should be used to calculate the building loads. Please do not add extra safety factors to building loads unless directed by Manual J or ACCA 183 procedures.
Note on C65: [Threaded comment] Your version of Excel allows you to read this threaded comment; however, any edits to it will get removed if the file is opened in a newer version of Excel. Learn more: https://go.microsoft.com/fwlink/?linkid=870924 Comment: Manual J or ACCA 183 should be used to calculate the building loads. Please do not add extra safety factors to building loads unless directed by Manual J or ACCA 183 procedures. If there are no envelope upgrades, use the same values reported in cell C33.
Note on C66: [Threaded comment] Your version of Excel allows you to read this threaded comment; however, any edits to it will get removed if the file is opened in a newer version of Excel. Learn more: https://go.microsoft.com/fwlink/?linkid=870924 Comment: Manual J or ACCA 183 should be used to calculate the building loads. Please do not add extra safety factors to building loads unless directed by Manual J or ACCA 183 procedures. If there are no envelope upgrades, use the same values reported in cell C34.

## Eqpt Sched & Eligibility2
[5 empty] | NEEP Listed ASHPs | [10 empty] | NEEP Listed ASHPs |  | NEEP Listed ASHPs | [16 empty] | NEEP Listed ASHPs | [14 empty] | NEEP Listed ASHPs | [18 empty] | NEEP Listed ASHPs
[18 empty] | PROPOSED HP - NEEP Heating Data (from NEEP List) | [16 empty] | PROPOSED HP - NEEP Cooling Data (from NEEP List) | [20 empty] | Entered 1 | Entered 2 | Entered 3 | Entered 4 | Threshhold 1 | Threshhold 2 | Threshhold 3 | Threshhold 4
[5 empty] | NEEP Listed ASHPs | [10 empty] | Baseline System |  |  | NEEP Heating Capacity (Btu/h) | [7 empty] | NEEP Heating COP (-) | [7 empty] | NEEP Cooling Capacity (Btu/h) |  |  |  |  | NEEP Cooling COP (-) | [9 empty] | Eligibility | [9 empty] | 8 | [8 empty] | Summed Q and Weighted-Avg COP
| Location | Technology Code | Category | 3 phase units = 3 | Heat Pump Technology | Outdoor Unit Quantity | Space Conditioning Application |  |  | Make | Model | Outdoor Unit Tag(s) (OPTIONAL) | Total Cooling Capacity at Design Temperature (OPTIONAL) | Total Heating Capacity at Design Temperature (OPTIONAL) | AHRI Certificate No. (OPTIONAL) | Heating System Type | Cooling System Type | Is Equipment NEEP Listed | QH_MIN_5 Minimum HTG at 5°F | QH_MAX_5 Maximum HTG at 5°F | QH_MIN_17 Minimum HTG at 17°F | QH_MAX_17 Maximum HTG at 17°F | OPTIONAL QH_RAT_17 Rated HTG at 17°F | QH_MIN_47 Minimum HTG at 47°F | QH_MAX_47 Maximum HTG at 47°F | OPTIONAL QH_RAT_47 Rated HTG at 47°F | COP_MIN_5 Min HTG at 5°F | COP_MAX_5 Maximum HTG at 5°F | COP_MIN_17 Mnimum HTG at 17°F | COP_MAX_17 Maximum HTG at 17°F | OPTIONAL COP_RAT_17 Rated HTG at 17°F | COP_MIN_47 Mnimum HTG at 47°F | COP_MAX_47 Maximum HTG at 47°F | OPTIONAL COP_RAT_47 Rated HTG at 47°F | QC_MIN_82 Mnimum CLG at 82°F | QC_MAX_82 Maximum CLG at 82°F | QC_MIN_95 Mnimum CLG at 95°F | QC_MAX_95 Maximum CLG at 95°F | QC_RAT_95 Rated CLG at 95°F | COPC_MIN_82 Mnimum CLG at 82°F | COPC_MAX_82 Maximum COP at 82°F | COPC_MIN_95 Mnimum CLG at 95°F | COPC_MAX_95 Rated CLG at 95°F | COPC_RAT_95 Rated CLG at 95°F | Baseline Efficiency (eff / COP) | Baseline Efficiency (EER) | Rated Cooling Capacity (Btu/h) | Capacity Range (MBtu/h) | Unique ID | Heat Pump Eligible? | Basecase Properly Defined? (1=Yes, 0=No) | Quantity X Eligibility Flag (1 or 0) | Quantity X INELIGIBILITY Flag (1 or 0) | Include CLG Capacity in Savings Calcs? |  | COP_MAX_5 Maximum HTG at 5°F |  |  |  | COP5 |  |  |  | Total Cooling Capacity at Design Temperature (OPTIONAL) | Total Heating Capacity at Design Temperature (OPTIONAL) |  | Base HTG COP | Base CLG EER | QH_MIN_5 Minimum HTG at 5°F | QH_MAX_5 Maximum HTG at 5°F | QH_MIN_17 Minimum HTG at 17°F | QH_MAX_17 Maximum HTG at 17°F | OPTIONAL QH_RAT_17 Rated HTG at 17°F | QH_MIN_47 Minimum HTG at 47°F | QH_MAX_47 Maximum HTG at 47°F | OPTIONAL QH_RAT_47 Rated HTG at 47°F | COP_MIN_5 Min HTG at 5°F | COP_MAX_5 Maximum HTG at 5°F | COP_MIN_17 Mnimum HTG at 17°F | COP_MAX_17 Maximum HTG at 17°F | OPTIONAL COP_RAT_17 Rated HTG at 17°F | COP_MIN_47 Mnimum HTG at 47°F | COP_MAX_47 Maximum HTG at 47°F | OPTIONAL COP_RAT_47 Rated HTG at 47°F | QC_MIN_82 Mnimum CLG at 82°F | QC_MAX_82 Maximum CLG at 82°F | QC_MIN_95 Mnimum CLG at 95°F | QC_MAX_95 Maximum CLG at 95°F | QC_RAT_95 Rated CLG at 95°F | COPC_MIN_82 Mnimum CLG at 82°F | COPC_MAX_82 Maximum COP at 82°F | COPC_MIN_95 Mnimum CLG at 95°F | COPC_MAX_95 Rated CLG at 95°F | COPC_RAT_95 Rated CLG at 95°F
1 | [50 empty] | 0 | 0 | 0 | 0 | [9 empty] | 0 | 0 | Eligible | 0 | 0 | 0 | 0 | 0 | 0 | 0 | 0 | 0 | 0 | 0 | 0 | 0 | 0 | 0 | 0 | 0 | 0 | 0 | 0 | 0 | 0 | 0 | 0 | 0 | 0 | 0 | 0
2 | [50 empty] | 0 | 0 | 0 | 0 | [9 empty] | 0 | 0 | In Eligible |  |  | 0 | 0 | 0 | 0 | 0 | 0 | 0 | 0 | [8 empty] | 0 | 0 | 0 | 0 | 0
3 | [50 empty] | 0 | 0 | 0 | 0 | [11 empty] | Demo Mode | 0 | 0 | 0 | 0 | 0 | 0 | 0 | 0 | 0 | 0 | 0 | 0 | 0 | 0 | 0 | 0 | 0 | 0 | 0 | 0 | 0 | 0 | 0 | 0 | 0 | 0 | 0 | 0
4 | [50 empty] | 0 | 0 | 0 | 0
5 | [50 empty] | 0 | 0 | 0 | 0
6 | [50 empty] | 0 | 0 | 0 | 0
7 | [50 empty] | 0 | 0 | 0 | 0
8 | [50 empty] | 0 | 0 | 0 | 0
9 | [50 empty] | 0 | 0 | 0 | 0
10 | [50 empty] | 0 | 0 | 0 | 0
11 | [50 empty] | 0 | 0 | 0 | 0
12 | [50 empty] | 0 | 0 | 0 | 0
13 | [50 empty] | 0 | 0 | 0 | 0
14 | [50 empty] | 0 | 0 | 0 | 0
15 | [50 empty] | 0 | 0 | 0 | 0
16 | [50 empty] | 0 | 0 | 0 | 0
D |  |  |  |  | NEEP Listed Mini-Split HP (<65 MBH) | 0 | CLG & HTG |  |  | NEEP | DEMO |  |  |  |  | Gas-fired hot water boiler, >= 300,000 Btu/h and <= 2,500,000 input | Air conditioner, air cooled, >= 65,000 Btuh and < 135,000 Btuh, All other heating | Yes | 26000 | 31000 | 33000 | 37000 | 37000 | 51000 | 57000 | 57000 | 2.31 | 2.77 | 2.67 | 3.2 | 3.2 | 3.31 | 4.31 | 4.31 | 50000 | 64000 | 45000 | 57500 | 46250 | 3.27 | 3.51 | 2.62 | 2.87 | 2.87 | 0.8 | 11 | 46250 | <65 |  | DEMO |  | 0
[5 empty] | NEEP Listed SVHPs & PTHPs | [10 empty] | NEEP Listed SVHPs & PTHPs |  | NEEP Listed SVHPs & PTHPs | [16 empty] | NEEP Listed SVHPs & PTHPs | [14 empty] | NEEP Listed SVHPs & PTHPs | [18 empty] | NEEP Listed SVHPs & PTHPs
[18 empty] | PROPOSED HP - NEEP Heating Data (from NEEP List) | [16 empty] | PROPOSED HP - NEEP Cooling Data (from NEEP List) | [20 empty] | Entered 1 | Entered 2 | Entered 3 | Entered 4 | Threshhold 1 | Threshhold 2 | Threshhold 3 | Threshhold 4
[5 empty] | NEEP Listed SVHPs & PTHPs | [10 empty] | Baseline System |  |  | NEEP Heating Capacity (Btu/h) | [7 empty] | NEEP Heating COP (-) | [7 empty] | NEEP Cooling Capacity (Btu/h) |  |  |  |  | NEEP Cooling COP (-) | [9 empty] | Eligibility | [9 empty] | 8 | [8 empty] | Summed Q and Weighted-Avg COP
| Location | Technology Code | Category | 3 phase units = 3 | Heat Pump Technology | Outdoor Unit Quantity | Application |  |  | Make | Model | Outdoor Unit Tag(s) (OPTIONAL) | Total Cooling Capacity at Design Temperature (OPTIONAL) | Total Heating Capacity at Design Temperature (OPTIONAL) | AHRI Certificate No. (OPTIONAL) | Heating System Type | Cooling System Type | Is Equipment NEEP Listed | QH_MIN_5 Minimum HTG at 5°F | QH_MAX_5 Maximum HTG at 5°F | QH_MIN_17 Minimum HTG at 17°F | QH_MAX_17 Maximum HTG at 17°F | OPTIONAL QH_RAT_17 Rated HTG at 17°F | QH_MIN_47 Minimum HTG at 47°F | QH_MAX_47 Maximum HTG at 47°F | OPTIONAL QH_RAT_47 Rated HTG at 47°F | COP_MIN_5 Min HTG at 5°F | COP_MAX_5 Maximum HTG at 5°F | COP_MIN_17 Mnimum HTG at 17°F | COP_MAX_17 Maximum HTG at 17°F | OPTIONAL COP_RAT_17 Rated HTG at 17°F | COP_MIN_47 Mnimum HTG at 47°F | COP_MAX_47 Maximumimum HTG at 47°F | OPTIONAL COP_RAT_47 Rated HTG at 47°F | QC_MIN_82 Mnimum CLG at 82°F | QC_MAX_82 Maximum CLG at 82°F | QC_MIN_95 Mnimum CLG at 95°F | QC_MAX_95 Maximum CLG at 95°F | QC_RAT_95 Rated CLG at 95°F | COPC_MIN_82 Mnimum CLG at 82°F | COPC_MAX_82 Maximum COP at 82°F | COPC_MIN_95 Mnimum CLG at 95°F | COPC_MAX_95 Rated CLG at 95°F | COPC_RAT_95 Rated CLG at 95°F | Baseline Efficiency (eff / COP) | Baseline Efficiency (EER) | Rated Cooling Capacity (Btu/h) | Capacity Range (MBtu/h) | Unique ID | Heat Pump Eligible? | Basecase Building Defined? (1=Yes, 0=No) | Quantity X Eligibility Flag (1 or 0) | Quantity X INELIGIBILITY Flag (1 or 0) | Include CLG Capacity in Savings Calcs? |  | COP_MAX_5 Maximum HTG at 5°F |  |  |  | COP5 |  |  |  | Total Cooling Capacity at Design Temperature (OPTIONAL) | Total Heating Capacity at Design Temperature (OPTIONAL) |  | Base HTG COP | Base CLG EER | QH_MIN_5 Minimum HTG at 5°F | QH_MAX_5 Maximum HTG at 5°F | QH_MIN_17 Minimum HTG at 17°F | QH_MAX_17 Maximum HTG at 17°F | OPTIONAL QH_RAT_17 Rated HTG at 17°F | QH_MIN_47 Minimum HTG at 47°F | QH_MAX_47 Maximum HTG at 47°F | OPTIONAL QH_RAT_47 Rated HTG at 47°F | COP_MIN_5 Min HTG at 5°F | COP_MAX_5 Maximum HTG at 5°F | COP_MIN_17 Mnimum HTG at 17°F | COP_MAX_17 Maximum HTG at 17°F | OPTIONAL COP_RAT_17 Rated HTG at 17°F | COP_MIN_47 Mnimum HTG at 47°F | COP_MAX_47 Maximumimum HTG at 47°F | OPTIONAL COP_RAT_47 Rated HTG at 47°F | QC_MIN_82 Mnimum CLG at 82°F | QC_MAX_82 Maximum CLG at 82°F | QC_MIN_95 Mnimum CLG at 95°F | QC_MAX_95 Maximum CLG at 95°F | QC_RAT_95 Rated CLG at 95°F | COPC_MIN_82 Mnimum CLG at 82°F | COPC_MAX_82 Maximum COP at 82°F | COPC_MIN_95 Mnimum CLG at 95°F | COPC_MAX_95 Rated CLG at 95°F | COPC_RAT_95 Rated CLG at 95°F
1 | [50 empty] | 0 | 0 | 0 | 0 | [9 empty] | 0 | 0 | Eligible | 0 | 0 | 0 | 0 | 0 | 0 | 0 | 0 | 0 | 0 | 0 | 0 | 0 | 0 | 0 | 0 | 0 | 0 | 0 | 0 | 0 | 0 | 0 | 0 | 0 | 0 | 0 | 0
2 | [50 empty] | 0 | 0 | 0 | 0 | [9 empty] | 0 | 0 | In Eligible |  |  | 0 | 0 | 0 | 0 | 0 | 0 | 0 | 0 | [8 empty] | 0 | 0 | 0 | 0 | 0
3 | [50 empty] | 0 | 0 | 0 | 0 | [11 empty] | Demo Mode | 0 | 0 | 0 | 0 | 0 | 0 | 0 | 0 | 0 | 0 | 0 | 0 | 0 | 0 | 0 | 0 | 0 | 0 | 0 | 0 | 0 | 0 | 0 | 0 | 0 | 0 | 0 | 0
4 | [50 empty] | 0 | 0 | 0 | 0
5 | [50 empty] | 0 | 0 | 0 | 0
6 | [50 empty] | 0 | 0 | 0 | 0
7 | [50 empty] | 0 | 0 | 0 | 0
8 | [50 empty] | 0 | 0 | 0 | 0
9 | [50 empty] | 0 | 0 | 0 | 0
10 | [50 empty] | 0 | 0 | 0 | 0
11 | [50 empty] | 0 | 0 | 0 | 0
12 | [50 empty] | 0 | 0 | 0 | 0
13 | [50 empty] | 0 | 0 | 0 | 0
14 | [50 empty] | 0 | 0 | 0 | 0
15 | [50 empty] | 0 | 0 | 0 | 0
16 | [50 empty] | 0 | 0 | 0 | 0
D |  |  |  |  | NEEP Package Terminal Heat Pump | 0 | CLG & HTG |  |  | NEEP | DEMO |  |  |  |  | Gas-fired hot water boiler, >= 300,000 Btu/h and <= 2,500,000 input | Air conditioner, air cooled, >= 65,000 Btuh and < 135,000 Btuh, All other heating | Yes | 26000 | 31000 | 33000 | 37000 | 37000 | 51000 | 57000 | 57000 | 2.31 | 2.77 | 2.67 | 3.2 | 3.2 | 3.31 | 4.31 | 4.31 | 50000 | 64000 | 45000 | 57500 | 46250 | 3.27 | 3.51 | 2.62 | 2.87 | 2.87 | 0.8 | 11 | 46250 | <65 |  | DEMO |  | 0
[5 empty] | Large Commercial Heat Pumps (LUHPs & VRF) | [10 empty] | Large Commercial Heat Pumps (LUHPs & VRF) |  | Large Commercial Heat Pumps (LUHPs & VRF) | [16 empty] | Large Commercial Heat Pumps (LUHPs & VRF) | [14 empty] | Large Commercial Heat Pumps (LUHPs & VRF) | [18 empty] | Large Commercial Heat Pumps (LUHPs & VRF)
[18 empty] | AHRI Rated Heating Data |  |  |  |  | AHRI Rated Cooling Data | [32 empty] | Entered 1 | Entered 2 | Entered 3 | Entered 4 | Threshhold 1 | Threshhold 2 | Threshhold 3 | Threshhold 4
[5 empty] | Large Commercial Heat Pumps (LUHPs & VRF) | [10 empty] | Baseline System |  | Heating Capacity (Btu/h) |  | Heating COP (-) |  |  | Cooling Capacity (Btu/h) | Cooling Efficiency Ratings (Btu/Wh) | [25 empty] | Eligibility | [9 empty] | 4 | 3 | 5 | [6 empty] | Summed Q and Weighted-Avg COP
| Location | Technology Code | Category | 3 phase units = 3 | Heat Pump Technology | Outdoor Unit Quantity | Application | Heating Section Type ONLY REQUIRED for LUHP | Optional Heat Recovery ONLY REQUIRED for VRF | Make | Model | Outdoor Unit Tag(s) (OPTIONAL) | Total Cooling Capacity at Design Temperature (OPTIONAL) | Total Heating Capacity at Design Temperature (OPTIONAL) | AHRI Certificate No. (OPTIONAL) | Heating System Type | Cooling System Type | QH_RAT_17 HTG at 17°F | QH_RAT_47 HTG at 47°F | COP_RAT_17 HTG at 17°F | COP_RAT_47 HTG at 47°F |  | Rated CLG at 95°F | EER at 95°F | IEER Integrated Efficiency | [19 empty] | Baseline Efficiency (eff / COP) | Baseline Efficiency (EER) | Rated Cooling Capacity (Btu/h) | Capacity Range (MBtu/h) | Unique ID | Heat Pump Eligible? | Basecase Properly Defined? (1=Yes, 0=No) | Quantity X Eligibility Flag (1 or 0) | Quantity X INELIGIBILITY Flag (1 or 0) | Include CLG Capacity in Savings Calcs? |  | COP_RAT_47 HTG at 47°F | IEER Integrated Efficiency | COP_RAT_17 HTG at 17°F |  | COP47 | IEER | COP17 |  | Total Cooling Capacity at Design Temperature (OPTIONAL) | Total Heating Capacity at Design Temperature (OPTIONAL) |  | Base HTG COP | Base CLG EER | QH_RAT_17 HTG at 17°F | QH_RAT_47 HTG at 47°F | COP_RAT_17 HTG at 17°F | COP_RAT_47 HTG at 47°F | Rated CLG at 95°F | EER at 95°F
1 | [47 empty] | #N/A |  |  | 0 | 0 | 0 | 0 | [9 empty] | 0 | 0 | Eligible | 0 | 0 | 0 | 0 | 0 | 0 | 0 | 0
2 | [47 empty] | #N/A |  |  | 0 | 0 | 0 | 0 | [9 empty] | 0 | 0 | In Eligible |  |  | 0 | 0 |  |  | 0
3 | [47 empty] | #N/A |  |  | 0 | 0 | 0 | 0 | [11 empty] | Demo Mode | 0 | 0 | 0 | 0 | 0 | 0 | 0 | 0
4 | [47 empty] | #N/A |  |  | 0 | 0 | 0 | 0
5 | [47 empty] | #N/A |  |  | 0 | 0 | 0 | 0
6 | [47 empty] | #N/A |  |  | 0 | 0 | 0 | 0
7 | [47 empty] | #N/A |  |  | 0 | 0 | 0 | 0
8 | [47 empty] | #N/A |  |  | 0 | 0 | 0 | 0
9 | [47 empty] | #N/A |  |  | 0 | 0 | 0 | 0
10 | [47 empty] | #N/A |  |  | 0 | 0 | 0 | 0
11 | [47 empty] | #N/A |  |  | 0 | 0 | 0 | 0
12 | [47 empty] | #N/A |  |  | 0 | 0 | 0 | 0
13 | [47 empty] | #N/A |  |  | 0 | 0 | 0 | 0
14 | [47 empty] | #N/A |  |  | 0 | 0 | 0 | 0
15 | [47 empty] | #N/A |  |  | 0 | 0 | 0 | 0
16 | [47 empty] | #N/A |  |  | 0 | 0 | 0 | 0
D |  |  |  |  | Air Source VRF HP | 0 | CLG & HTG |  |  | Energystar | Estar |  |  |  |  | Gas-fired hot water boiler, >= 300,000 Btu/h and <= 2,500,000 input | Air conditioner, air cooled, >= 65,000 Btuh and < 135,000 Btuh, All other heating | 67000 | 103000 | 2.25 | 3.4 |  | 83750 | 11.8 | 17.4 | [19 empty] | 0.8 | 11 | 0 | <65 |  | DEMO |  | 0
[5 empty] | Small Commercial Heat Pumps (LUHPs w/ SEER2 & HSPF2) | [10 empty] | Small Commercial Heat Pumps (LUHPs w/ SEER2 & HSPF2) |  | Small Commercial Heat Pumps (LUHPs w/ SEER2 & HSPF2) | [16 empty] | Small Commercial Heat Pumps (LUHPs w/ SEER2 & HSPF2) | [14 empty] | Small Commercial Heat Pumps (LUHPs w/ SEER2 & HSPF2) | [18 empty] | Small Commercial Heat Pumps (LUHPs w/ SEER2 & HSPF2)
[18 empty] | AHRI Rated Heating Data |  |  |  |  | AHRI Rated Cooling Data | [32 empty] | Entered 1 | Entered 2 | Entered 3 | Entered 4 | Threshhold 1 | Threshhold 2 | Threshhold 3 | Threshhold 4
[5 empty] | Small Commercial Heat Pumps (LUHPs w/ SEER2 & HSPF2) | [10 empty] | Baseline System |  | Heating Capacity (Btu/h) |  | Heating COP (-) |  | Seasonal (Btu/Wh) | Cooling Capacity (Btu/h) | Cooling Efficiency Ratings (Btu/Wh) | [25 empty] | Eligibility | [9 empty] | 6 | 7 | [7 empty] | Summed Q and Weighted-Avg COP |  |  |  |  | 0.7 | Q17/Q47 ratio
| Location | Technology Code | Category | 3 phase units = 3 | Heat Pump Technology | Outdoor Unit Quantity | Application |  |  | Make | Model | Outdoor Unit Tag(s) (OPTIONAL) | Total Cooling Capacity at Design Temperature (OPTIONAL) | Total Heating Capacity at Design Temperature (OPTIONAL) | AHRI Certificate No. (OPTIONAL) | Heating System Type | Cooling System Type |  | Rated HTG at 47°F |  |  | HSPF2 Rated Efficiency | Rated CLG at 95°F |  |  | SEER2 Rated Efficiency | [18 empty] | Baseline Efficiency (eff / COP) | Baseline Efficiency (EER) | Rated Cooling Capacity (Btu/h) | Capacity Range (MBtu/h) | Unique ID | Heat Pump Eligible? | Basecase Properly Defined? (1=Yes, 0=No) | Quantity X Eligibility Flag (1 or 0) | Quantity X INELIGIBILITY Flag (1 or 0) | Include CLG Capacity in Savings Calcs? |  | HSPF2 Rated Efficiency | SEER2 Rated Efficiency |  |  | HSPF2 | SEER2 |  |  | Total Cooling Capacity at Design Temperature (OPTIONAL) | Total Heating Capacity at Design Temperature (OPTIONAL) |  | Base HTG COP | Base CLG EER | Rated HTG at 47°F | HSPF2 Rated Efficiency | Rated CLG at 95°F | SEER2 Rated Efficiency |  | Estimated HTG Capacity QH_17
1 | [50 empty] | 0 | 0 | 0 | 0 | [9 empty] | 0 | 0 | Eligible | 0 | 0 | 0 | 0 | 0 | 0 |  | 0
2 | [50 empty] | 0 | 0 | 0 | 0 | [9 empty] | 0 | 0 | In Eligible |  |  | 0 |  | 0 |  |  | 0
3 | [50 empty] | 0 | 0 | 0 | 0 | [11 empty] | Demo Mode | 0 | 0 | 0 | 0 | 0 | 0 | 0 | 0
4 | [50 empty] | 0 | 0 | 0 | 0
5 | [50 empty] | 0 | 0 | 0 | 0
6 | [50 empty] | 0 | 0 | 0 | 0
7 | [50 empty] | 0 | 0 | 0 | 0
8 | [50 empty] | 0 | 0 | 0 | 0
9 | [50 empty] | 0 | 0 | 0 | 0
10 | [50 empty] | 0 | 0 | 0 | 0
11 | [50 empty] | 0 | 0 | 0 | 0
12 | [50 empty] | 0 | 0 | 0 | 0
13 | [50 empty] | 0 | 0 | 0 | 0
14 | [50 empty] | 0 | 0 | 0 | 0
15 | [50 empty] | 0 | 0 | 0 | 0
16 | [50 empty] | 0 | 0 | 0 | 0
D |  |  |  |  | Single Pack Unitary HP (3 ph w/SEER2) | 0 | CLG & HTG |  |  | Code | code |  |  |  |  | Gas-fired hot water boiler, >= 300,000 Btu/h and <= 2,500,000 input | Air conditioner, air cooled, < 65,000 Btuh, Any heating, Single package |  | 60000 |  |  | 8 | 60000 |  |  | 14 | [18 empty] | 0.8 | 11.76 | 0 | <65 |  | DEMO |  | 0
[5 empty] | Ground Source Heat Pumps | [10 empty] | Ground Source Heat Pumps |  | Ground Source Heat Pumps | [16 empty] | Ground Source Heat Pumps | [14 empty] | Ground Source Heat Pumps | [18 empty] | Ground Source Heat Pumps
[18 empty] | If GSVRF Unit Meets PM Requirements in Table 8 then select "Yes" | AHRI Rated Heating Data - Closed Loop (GL) |  |  |  | AHRI Rated Cooling Data - Closed Loop (GL) | [32 empty] | Entered 1 | Entered 2 | Entered 3 | Entered 4 | Threshhold 1 | Threshhold 2 | Threshhold 3 | Threshhold 4 | [7 empty] | uses derate
[5 empty] | Ground Source Heat Pumps | [10 empty] | Baseline System |  |  | Heating Capacity (Btu/h) |  | Heating COP (-) |  | Cooling Capacity (Btu/h) |  | Cooling EER (Btu/Wh) | [24 empty] | Eligibility | [9 empty] | 9 | 10 | [7 empty] | Summed Q and Weighted-Avg COP
| Location | Technology Code | Category | 3 phase units = 3 | Heat Pump Technology | Unit Quantity | Application |  |  | Make | Model | Outdoor Unit Tag(s) (OPTIONAL) | Total Cooling Capacity at Design Temperature (OPTIONAL) | Total Heating Capacity at Design Temperature (OPTIONAL) | AHRI Certificate No. (OPTIONAL) | Heating System Type | Cooling System Type |  | Full Load HTG Q at 32°F | Part Load HTG Q at 41°F (if available) | Full Load HTG COP at 32°F | Part Load HTG COP at 41°F (if available) | Full Load CLG Q at 77°F | Part Load CLG Q at 68°F (if available) | Full Load CLG EER at 77°F | Part Load CLG EER at 68°F (if available) | [18 empty] | Baseline Efficiency (eff / COP) | Baseline Efficiency (EER) | Rated Cooling Capacity (Btu/h) | Capacity Range (MBtu/h) | Unique ID | Heat Pump Eligible? | Basecase Properly Defined? (1=Yes, 0=No) | Quantity X Eligibility Flag (1 or 0) | Quantity X INELIGIBILITY Flag (1 or 0) | Include CLG Capacity in Savings Calcs? | WWHP derate Factor for HTG COP | Full Load HTG COP at 32°F | Full Load CLG EER at 77°F |  |  | COP32 | EER77 |  |  | Total Cooling Capacity at Design Temperature (OPTIONAL) | Total Heating Capacity at Design Temperature (OPTIONAL) |  | Base HTG COP | Base CLG EER | Full Load HTG Q at 32°F | Part Load HTG Q at 41°F (if available) | Full Load HTG COP at 32°F | Part Load HTG COP at 41°F (if available) | Full Load CLG Q at 77°F | Part Load CLG Q at 68°F (if available) | Full Load CLG EER at 77°F | Part Load CLG EER at 68°F (if available)
1 | [50 empty] | 0 | 0 | 0 | 0 | 1 | [8 empty] | 0 | 0 | Eligible | 0 | 0 | 0 | 0 | 0 | 0 | 0 | 0 | 0 | 0
2 | [50 empty] | 0 | 0 | 0 | 0 | 1 | [8 empty] | 0 | 0 | In Eligible |  |  | 0 |  |  |  | 0
3 | [50 empty] | 0 | 0 | 0 | 0 | 1 | [10 empty] | Demo Mode | 0 | 0 | 0 | 0 | 0 | 0 | 0 | 0 | 0 | 0
4 | [50 empty] | 0 | 0 | 0 | 0 | 1
5 | [50 empty] | 0 | 0 | 0 | 0 | 1
6 | [50 empty] | 0 | 0 | 0 | 0 | 1
7 | [50 empty] | 0 | 0 | 0 | 0 | 1
8 | [50 empty] | 0 | 0 | 0 | 0 | 1
9 | [50 empty] | 0 | 0 | 0 | 0 | 1
10 | [50 empty] | 0 | 0 | 0 | 0 | 1
11 | [50 empty] | 0 | 0 | 0 | 0 | 1
12 | [50 empty] | 0 | 0 | 0 | 0 | 1
13 | [50 empty] | 0 | 0 | 0 | 0 | 1
14 | [50 empty] | 0 | 0 | 0 | 0 | 1
15 | [50 empty] | 0 | 0 | 0 | 0 | 1
16 | [50 empty] | 0 | 0 | 0 | 0 | 1
D |  |  |  |  | GSHP, Brine to Air | 0 | CLG & HTG |  |  | GEOCOMF | GWD120 |  |  |  | 6993461 | Gas-fired hot water boiler, >= 300,000 Btu/h and <= 2,500,000 input | Air conditioner, air cooled, >= 65,000 Btuh and < 135,000 Btuh, All other heating |  | 99400 | 57500 | 2.8 | 3.6 | 108600 | 65600 | 26 | 20 | [18 empty] | 0.8 | 11 | 0 | <65 |  | DEMO |  | 0
[5 empty] | Water Source Heat Pumps (WS VRFs & HPs) | [10 empty] | Water Source Heat Pumps (WS VRFs & HPs) |  | Water Source Heat Pumps (WS VRFs & HPs) | [16 empty] | Water Source Heat Pumps (WS VRFs & HPs) | [14 empty] | Water Source Heat Pumps (WS VRFs & HPs) | [18 empty] | Water Source Heat Pumps (WS VRFs & HPs)
[19 empty] | AHRI Rated Heating Data - Water Source (WS) |  |  |  | AHRI Rated Cooling Data - Water Source (WS) | [32 empty] | Entered 1 | Entered 2 | Entered 3 | Entered 4 | Threshhold 1 | Threshhold 2 | Threshhold 3 | Threshhold 4 | [7 empty] | uses derate
[5 empty] | Water Source Heat Pumps (WS VRFs & HPs) |  |  |  | Can not combine with GSHPs | [6 empty] | Baseline System |  |  | Heating Capacity (Btu/h) |  | Heating COP (-) |  | Cooling Capacity (Btu/h) |  | Cooling EER (Btu/Wh) | [24 empty] | Eligibility | [9 empty] | 11 | 12 | [7 empty] | Summed Q and Weighted-Avg COP
| Location | Technology Code | Category | 3 phase units = 3 | Heat Pump Technology | Unit Quantity | Application |  | Optional Heat Recovery ONLY REQUIRED for VRF | Make | Model | Outdoor Unit Tag(s) (OPTIONAL) | Total Cooling Capacity at Design Temperature (OPTIONAL) | Total Heating Capacity at Design Temperature (OPTIONAL) | AHRI Certificate No. (OPTIONAL) | Heating System Type | Cooling System Type |  | Full Load HTG Q at 68°F |  | Full Load HTG COP at 68°F |  | Full Load CLG Q at 86°F |  | Full Load CLG EER at 86°F | [19 empty] | Baseline Efficiency (eff / COP) | Baseline Efficiency (EER) | Rated Cooling Capacity (Btu/h) | Capacity Range (MBtu/h) | Unique ID | Heat Pump Eligible? | Basecase Properly Defined? (1=Yes, 0=No) | Quantity X Eligibility Flag (1 or 0) | Quantity X INELIGIBILITY Flag (1 or 0) | Include CLG Capacity in Savings Calcs? | WWHP derate Factor for HTG COP | Full Load HTG COP at 68°F | Full Load CLG EER at 86°F |  |  | COP68 | EER86 |  |  | Total Cooling Capacity at Design Temperature (OPTIONAL) | Total Heating Capacity at Design Temperature (OPTIONAL) |  | Base HTG COP | Base CLG EER | Full Load HTG Q at 68°F | 0 | Full Load HTG COP at 68°F | 0 | Full Load CLG Q at 86°F | 0 | Full Load CLG EER at 86°F | 0
1 | [50 empty] | 0 | 0 | 0 | 0 | 1 | [8 empty] | 0 | 0 | Eligible | 0 | 0 | 0 | 0 | 0 | 0 | 0 | 0 | 0 | 0
1 | [50 empty] | 0 | 0 | 0 | 0 | 1 | [8 empty] | 0 | 0 | In Eligible |  |  | 0 |  |  |  | 0
3 | [50 empty] | 0 | 0 | 0 | 0 | 1 | [10 empty] | Demo Mode | 0 | 0 | 0 | 0 | 0 | 0 | 0 | 0 | 0 | 0
4 | [50 empty] | 0 | 0 | 0 | 0 | 1
5 | [50 empty] | 0 | 0 | 0 | 0 | 1
6 | [50 empty] | 0 | 0 | 0 | 0 | 1
7 | [50 empty] | 0 | 0 | 0 | 0 | 1
8 | [50 empty] | 0 | 0 | 0 | 0 | 1
9 | [50 empty] | 0 | 0 | 0 | 0 | 1
10 | [50 empty] | 0 | 0 | 0 | 0 | 1
11 | [50 empty] | 0 | 0 | 0 | 0 | 1
12 | [50 empty] | 0 | 0 | 0 | 0 | 1
13 | [50 empty] | 0 | 0 | 0 | 0 | 1
14 | [50 empty] | 0 | 0 | 0 | 0 | 1
15 | [50 empty] | 0 | 0 | 0 | 0 | 1
16 | [50 empty] | 0 | 0 | 0 | 0 | 1
D |  |  |  |  | WSHP, brine to air | 0 | CLG & HTG |  |  | WSCOMF | WS WD120 |  |  |  |  | Gas-fired hot water boiler, >= 300,000 Btu/h and <= 2,500,000 input | Air conditioner, air cooled, >= 65,000 Btuh and < 135,000 Btuh, All other heating |  | 99400 |  | 4.3 |  | 108600 |  | 13 | [19 empty] | 0.8 | 11 | 0 | <65 |  | DEMO |  | 0
Note on W48: [Threaded comment] Your version of Excel allows you to read this threaded comment; however, any edits to it will get removed if the file is opened in a newer version of Excel. Learn more: https://go.microsoft.com/fwlink/?linkid=870924 Comment: Provide either HSPF or HSPF2 needs to be entered.
Note on W70: [Threaded comment] Your version of Excel allows you to read this threaded comment; however, any edits to it will get removed if the file is opened in a newer version of Excel. Learn more: https://go.microsoft.com/fwlink/?linkid=870924 Comment: Provide either HSPF or HSPF2 needs to be entered.

## Eligibility Tables (hidden)
| Applicable Technology Types | Tech Code | Tech Category | Heating Section List |  |  |  | Application |  | VRF Option |  | LAHPs |  | Cooling Capacity | LAHP Ranges | CLG Cap | GSHP Ra+S26nges
| NEEP Listed Central ASHP (<65 MBH) | ccASHP | 2 | ListCat2_ASHP_MSHP |  |  |  | CLG Only |  | w/HR |  | ER HT (or none) |  | 0 | <65 | 0 | <24
| NEEP Listed Mini-Split HP (<65 MBH) | ccMSHP | 2 | ListCat2_ASHP_MSHP |  |  |  | HTG Only |  | w/o HR |  | Other HT |  | 65000 | >=65 AND <135 | 24001 | <135
| NEEP Package Terminal Heat Pump | ccPTHP | 22 | ListCat2_ccASHP_MSHP |  |  |  | CLG & HTG | [5 empty] | 135000 | >=135 AND <240 | 135000 | >=135
| NEEP Single Package Vertical Heat Pump | ccSPVHP | 22 | ListCat2_ccASHP_MSHP | [9 empty] | 240000 | >=240
| Non-NEEP Listed Cold Climate Mini-Split Heat Pump | ccMSHP | 4a | ListCat4_ccASHP_MSHP
| Non-NEEP Listed Cold Climate Single Package Air Source Heat Pump | ccASHP | 4a | ListCat4_ccASHP_MSHP
| Split Unitary HP (3 ph w/SEER2) | ccASHP0 | 4c | ListCat4_ccASHP0
| Single Pack Unitary HP (3 ph w/SEER2) | LASHP0 | 4c | ListCat4_LASHP
| Air Source VRF HP | VRF | 4a | ListCat4_VRF
| Large Com Unitary HP | LASHP | 4a | ListCat4_LASHP1
| GSHP, Brine to Air | GSHPba | 4b | ListCat4_GSHP
| GSHP, Brine to Air (3 ph) | GSHPba3 | 4b | ListCat4_GSHP
| GSHP, Brine to Water | GSHPbw | 4b | ListCat4_GSHP
| GSHP, Brine to Water (3 ph) | GSHPbw3 | 4b | ListCat4_GSHP
| Ground Source VRF HP | GSVRF | 4b | ListCat4_GSHP |  |  | `
| GSHP, Small Non-Console (<2tons) | SGSHPba | 4b | ListCat4_GSHP
| GSHP, Console (<2tons) | SGSHPbac | 4b | ListCat4_GSHP
| Water Source VRF HP | WSVRF | 4b | ListCat4_GSHP
| WSHP, brine to air | WSHPba | 4b | ListCat4_GSHP
| WSHP, brine to water | WSHPbw | 4b | ListCat4_GSHP
| WSHP, Small Non-Console (<2tons) | SWSHPba | 4b | ListCat4_GSHP
| WSHP, Console (<2tons) | SWSHPbac | 4b | ListCat4_GSHP
| Light Commercial Energy Star Air Source and VRF Requirements | [5 empty] | 1 | 2 | 3 | 4 | 5 | 6 | 7 | 8 | 9 | 10 | 11 | 12
Loc | Equipment Type | Tech Code | Technology Code | Cooling Capacity (btu/hr) | Heating Section Type | Heat Recovery | Unique ID | EER | IEER | COP47 | COP17 | HSPF2 | SEER2 | COP5 | COP32 | EER77 | COP68 | EER86 | COPww | EERww
NYC | Single Pack Unitary HP (3 ph w/SEER2) | LASHP0 | 4c | <65 |  |  | 1: NYC¦LASHP0¦<65¦¦; 6: 6.7; 7: 13.4 |  |  | CE PM 3.2.3.3 | One Exceeds | Federal Code - section 431.97 Energy efficiency standards and their compliance dates. Table 19
NYC | Large Com Unitary HP | LASHP | 4a | >=65 AND <135 | ER HT (or none) |  | 1: NYC¦LASHP¦>=65 AND <135¦ER HT (or none)¦; 3: 14.1; 4: 3.5 |  |  | CE PM 3.2.3.3 | All Meet | COP @ 47°F - Criteria for ENERGY STAR Certified CUHCs IEER - Federal Code - section 431.97 Energy efficiency standards and their compliance dates. Table 1
NYC | Large Com Unitary HP | LASHP | 4a | >=65 AND <135 | Other HT |  | 1: NYC¦LASHP¦>=65 AND <135¦Other HT¦; 3: 13.9; 4: 3.5
NYC | Large Com Unitary HP | LASHP | 4a | >=135 AND <240 | ER HT (or none) |  | 1: NYC¦LASHP¦>=135 AND <240¦ER HT (or none)¦; 3: 13.5; 4: 3.4
NYC | Large Com Unitary HP | LASHP | 4a | >=135 AND <240 | Other HT |  | 1: NYC¦LASHP¦>=135 AND <240¦Other HT¦; 3: 13.3; 4: 3.4
NYC | Large Com Unitary HP | LASHP | 4a | >=240 | ER HT (or none) |  | 1: NYC¦LASHP¦>=240¦ER HT (or none)¦; 3: 12.5; 4: 3.2 |  |  |  | One Exceeds | Federal Code - section 431.97 Energy efficiency standards and their compliance dates. Table 1 | https://www.ecfr.gov/current/title-10/chapter-II/subchapter-D/part-431/subpart-F/subject-group-ECFR4287065a76436ba/section-431.97
NYC | Large Com Unitary HP | LASHP | 4a | >=240 | Other HT |  | 1: NYC¦LASHP¦>=240¦Other HT¦; 3: 12.3; 4: 3.2
NYC | Split Unitary HP (3 ph w/SEER2) | ccASHP0 | 4c | <65 |  |  | 1: NYC¦ccASHP0¦<65¦¦; 6: 7.5; 7: 14.3 |  |  | CE PM 3.2.3.3 | One Exceeds | Federal Code - section 431.97 Energy efficiency standards and their compliance dates. Table 19
NYC | Air Source VRF HP | VRF | 4a | >=65 AND <135 |  | w/o HR | 1: NYC¦VRF¦>=65 AND <135¦¦w/o HR; 3: 18.9; 4: 3.4; 5: 2.25 |  |  | Energy Star for Cold Climate VRF Heat Pumps | All Meet
NYC | Air Source VRF HP | VRF | 4a | >=65 AND <135 |  | w/HR | 1: NYC¦VRF¦>=65 AND <135¦¦w/HR; 3: 18.9; 4: 3.4; 5: 2.25
NYC | Air Source VRF HP | VRF | 4a | >=135 AND <240 |  | w/o HR | 1: NYC¦VRF¦>=135 AND <240¦¦w/o HR; 3: 18; 4: 3.25; 5: 2.07
NYC | Air Source VRF HP | VRF | 4a | >=135 AND <240 |  | w/HR | 1: NYC¦VRF¦>=135 AND <240¦¦w/HR; 3: 18; 4: 3.25; 5: 2.07
NYC | Air Source VRF HP | VRF | 4a | >=240 |  | w/o HR | 1: NYC¦VRF¦>=240¦¦w/o HR; 2: 9.5; 3: 12.7; 4: 3.2; 5: 2.05 |  |  | NYC ECC 2020 - Table C403.3.2(11) | One Exceeds | Needs to be entered
NYC | Air Source VRF HP | VRF | 4a | >=240 |  | w/HR | 1: NYC¦VRF¦>=240¦¦w/HR; 2: 9.3; 3: 12.5; 4: 3.2; 5: 2.05
NYC | NEEP Listed Central ASHP (<65 MBH) | ccASHP | 2 | <65 |  |  | 1: NYC¦ccASHP¦<65¦¦; 8: 1.75 |  |  | NEEP ccASHP Specs | All Meet | Cold Climate Air-Source Heat Pump Specification (Version 4)
NYC | NEEP Listed Mini-Split HP (<65 MBH) | ccMSHP | 2 | <65 |  |  | 1: NYC¦ccMSHP¦<65¦¦; 8: 1.75
NYC | NEEP Package Terminal Heat Pump | ccPTHP | 22 | <65 |  |  | 1: NYC¦ccPTHP¦<65¦¦; 8: 1.5 |  |  | NEEP ccASHP Specs
NYC | NEEP Single Package Vertical Heat Pump | ccSPVHP | 22 | <65 |  |  | 1: NYC¦ccSPVHP¦<65¦¦; 8: 1.5
NYC | GSHP, Brine to Air | GSHPba | 4b | <135 |  |  | 1: NYC¦GSHPba¦<135¦¦; 9: 3.6; 10: 17.1 |  |  | Energy Star GHP 13256-1 | All Meet | ENERGY STAR Program Requirements Product Specification for Geothermal Heat Pumps
NYC | GSHP, Brine to Air | GSHPba | 4b | >=135 |  |  | 1: NYC¦GSHPba¦>=135¦¦; 9: 1; 10: 1 |  |  | None
NYC | GSHP, Brine to Air (3 ph) | GSHPba3 | 4b | <135 |  |  | 1: NYC¦GSHPba3¦<135¦¦; 9: 3.2; 10: 14.1 |  |  | NYC ECC 2020 - Table C403.3.2(2) | One Exceeds
NYC | GSHP, Brine to Air (3 ph) | GSHPba3 | 4b | >=135 |  |  | 1: NYC¦GSHPba3¦>=135¦¦; 9: 1; 10: 1 |  |  | None
NYC | GSHP, Brine to Water | GSHPbw | 4b | <135 |  |  | 1: NYC¦GSHPbw¦<135¦¦; 9: 3.1; 10: 16.1 | 3.1 | 16.1 | Energy Star GHP 13256-2 | All Meet
NYC | GSHP, Brine to Water | GSHPbw | 4b | >=135 |  |  | 1: NYC¦GSHPbw¦>=135¦¦; 9: 1; 10: 1 | 1 | 1 | None
NYC | GSHP, Brine to Water (3 ph) | GSHPbw3 | 4b | <135 |  |  | 1: NYC¦GSHPbw3¦<135¦¦; 9: 2.5; 10: 12.1 | 2.5 | 12.1 | NYC ECC 2020 - Table C403.3.2(2) | One Exceeds
NYC | GSHP, Brine to Water (3 ph) | GSHPbw3 | 4b | >=135 |  |  | 1: NYC¦GSHPbw3¦>=135¦¦; 9: 1; 10: 1 | 1 | 1 | None
NYC | Ground Source VRF HP | GSVRF | 4b | <135 |  |  | 1: NYC¦GSVRF¦<135¦¦; 9: 1; 10: 1 |  |  | CE PM 3.2.4.4 Table 20 | All Meet | Uses WC-VRF rating, only based on "Yes"
NYC | GSHP, Small Non-Console (<2tons) | SGSHPba | 4b | <24 |  |  | 1: NYC¦SGSHPba¦<24¦¦; 9: 3.2; 10: 15 |  |  | CE PM 3.2.4.3 Table 19
NYC | GSHP, Console (<2tons) | SGSHPbac | 4b | <24 |  |  | 1: NYC¦SGSHPbac¦<24¦¦; 9: 3; 10: 14 |  |  | CE PM 3.2.4.2 Table 18
NYC | Water Source VRF HP | WSVRF | 4b | <65 |  | w/o HR | 1: NYC¦WSVRF¦<65¦¦w/o HR; 11: 4.3; 12: 12
NYC | Water Source VRF HP | WSVRF | 4b | <65 |  | w/HR | 1: NYC¦WSVRF¦<65¦¦w/HR; 11: 4.3; 12: 11.8
NYC | Water Source VRF HP | WSVRF | 4b | >=65 AND <135 |  | w/o HR | 1: NYC¦WSVRF¦>=65 AND <135¦¦w/o HR; 11: 4.3; 12: 12 |  |  | CE PM Table 19 NYC ECC2020
NYC | Water Source VRF HP | WSVRF | 4b | >=65 AND <135 |  | w/HR | 1: NYC¦WSVRF¦>=65 AND <135¦¦w/HR; 11: 4.3; 12: 11.8
NYC | Water Source VRF HP | WSVRF | 4b | >=135 AND <240 |  | w/o HR | 1: NYC¦WSVRF¦>=135 AND <240¦¦w/o HR; 11: 4; 12: 10
NYC | Water Source VRF HP | WSVRF | 4b | >=135 AND <240 |  | w/HR | 1: NYC¦WSVRF¦>=135 AND <240¦¦w/HR; 11: 4; 12: 9.8
NYC | Water Source VRF HP | WSVRF | 4b | >=240 |  | w/o HR | 1: NYC¦WSVRF¦>=240¦¦w/o HR; 11: 3.9; 12: 10
NYC | Water Source VRF HP | WSVRF | 4b | >=240 |  | w/HR | 1: NYC¦WSVRF¦>=240¦¦w/HR; 11: 3.9; 12: 9.8
NYC | WSHP, brine to air | WSHPba | 4b | <135 |  |  | 1: NYC¦WSHPba¦<135¦¦; 11: 4.3; 12: 13 |  |  | NYC ECC 2020 - Table C403.3.2(2)
NYC | WSHP, brine to air | WSHPba | 4b | >=135 |  |  | 1: NYC¦WSHPba¦>=135¦¦; 11: 1; 12: 1 |  |  | None
NYC | WSHP, brine to water | WSHPbw | 4b | <135 |  |  | 1: NYC¦WSHPbw¦<135¦¦; 11: 3.7; 12: 10.6 | 3.7 | 10.6 | NYC ECC 2020 - Table C403.3.2(2)
NYC | WSHP, brine to water | WSHPbw | 4b | >=135 |  |  | 1: NYC¦WSHPbw¦>=135¦¦; 11: 1; 12: 1 |  |  | None
NYC | WSHP, Small Non-Console (<2tons) | SWSHPba | 4b | <24 |  |  | 1: NYC¦SWSHPba¦<24¦¦; 11: 4.3; 12: 12.2 |  |  | NYC ECC 2020
NYC | WSHP, Console (<2tons) | SWSHPbac | 4b | <24 |  |  | 1: NYC¦SWSHPbac¦<24¦¦; 11: 4.3; 12: 12.2 |  |  | NYC ECC 2020
NYS | Single Pack Unitary HP (3 ph w/SEER2) | LASHP0 | 4c | <65 |  |  | 1: NYS¦LASHP0¦<65¦¦; 6: 6.7; 7: 13.4 |  |  | ROS PM 3.3.2.4 | One Exceeds | ratings are lower for packaged?
NYS | Large Com Unitary HP | LASHP | 4a | >=65 AND <135 | ER HT (or none) |  | 1: NYS¦LASHP¦>=65 AND <135¦ER HT (or none)¦; 3: 14.1; 4: 3.5 |  |  | ROS PM 3.3.2.4 | All Meet | Energy star for COP47, but code for IEER
NYS | Large Com Unitary HP | LASHP | 4a | >=65 AND <135 | Other HT |  | 1: NYS¦LASHP¦>=65 AND <135¦Other HT¦; 3: 13.9; 4: 3.5
NYS | Large Com Unitary HP | LASHP | 4a | >=135 AND <240 | ER HT (or none) |  | 1: NYS¦LASHP¦>=135 AND <240¦ER HT (or none)¦; 3: 13.5; 4: 3.4
NYS | Large Com Unitary HP | LASHP | 4a | >=135 AND <240 | Other HT |  | 1: NYS¦LASHP¦>=135 AND <240¦Other HT¦; 3: 13.3; 4: 3.4
NYS | Large Com Unitary HP | LASHP | 4a | >=240 | ER HT (or none) |  | 1: NYS¦LASHP¦>=240¦ER HT (or none)¦; 3: 12.5; 4: 3.2 |  |  |  | One exceeds
NYS | Large Com Unitary HP | LASHP | 4a | >=240 | Other HT |  | 1: NYS¦LASHP¦>=240¦Other HT¦; 3: 12.3; 4: 3.2
NYS | Split Unitary HP (3 ph w/SEER2) | ccASHP0 | 4c | <65 |  |  | 1: NYS¦ccASHP0¦<65¦¦; 6: 7.5; 7: 14.3 |  |  | ROS PM 3.3.2.4 | One Exceeds
NYS | Air Source VRF HP | VRF | 4a | >=65 AND <135 |  | w/o HR | 1: NYS¦VRF¦>=65 AND <135¦¦w/o HR; 3: 18.9; 4: 3.4; 5: 2.25 |  |  | Estar ccVRF | All Meet
NYS | Air Source VRF HP | VRF | 4a | >=65 AND <135 |  | w/HR | 1: NYS¦VRF¦>=65 AND <135¦¦w/HR; 3: 18.9; 4: 3.4; 5: 2.25
NYS | Air Source VRF HP | VRF | 4a | >=135 AND <240 |  | w/o HR | 1: NYS¦VRF¦>=135 AND <240¦¦w/o HR; 3: 18; 4: 3.25; 5: 2.07
NYS | Air Source VRF HP | VRF | 4a | >=135 AND <240 |  | w/HR | 1: NYS¦VRF¦>=135 AND <240¦¦w/HR; 3: 18; 4: 3.25; 5: 2.07
NYS | Air Source VRF HP | VRF | 4a | >=240 |  | w/o HR | 1: NYS¦VRF¦>=240¦¦w/o HR; 2: 9.5; 3: 11; 4: 3.2; 5: 2.05 |  |  | 90.1-2016 since not in NYS ECC | One Exceeds | do not use EER
NYS | Air Source VRF HP | VRF | 4a | >=240 |  | w/HR | 1: NYS¦VRF¦>=240¦¦w/HR; 2: 9.3; 3: 10.8; 4: 3.2; 5: 2.05
NYS | NEEP Listed Central ASHP (<65 MBH) | ccASHP | 2 | <65 |  |  | 1: NYS¦ccASHP¦<65¦¦; 8: 1.75 |  |  | NEEP ccASHP | All Meet | do not need SEER2 & HSPF2 since listed=Yes
NYS | NEEP Listed Mini-Split HP (<65 MBH) | ccMSHP | 2 | <65 |  |  | 1: NYS¦ccMSHP¦<65¦¦; 8: 1.75
NYS | NEEP Package Terminal Heat Pump | ccPTHP | 22 | <65 |  |  | 1: NYS¦ccPTHP¦<65¦¦; 8: 1.5 |  |  | NEEP PTHP
NYS | NEEP Single Package Vertical Heat Pump | ccSPVHP | 22 | <65 |  |  | 1: NYS¦ccSPVHP¦<65¦¦; 8: 1.5
NYS | GSHP, Brine to Air | GSHPba | 4b | <135 |  |  | 1: NYS¦GSHPba¦<135¦¦; 9: 3.6; 10: 17.1 |  |  | Estar 13256-1 | All Meet |  | Geothermal Heat Pumps Key Product Criteria ¦ ENERGY STAR
NYS | GSHP, Brine to Air | GSHPba | 4b | >=135 |  |  | 1: NYS¦GSHPba¦>=135¦¦; 9: 1; 10: 1 |  |  | none
NYS | GSHP, Brine to Air (3 ph) | GSHPba3 | 4b | <135 |  |  | 1: NYS¦GSHPba3¦<135¦¦; 9: 3.2; 10: 14.1 |  |  | NYS ECC2020 | One Exceeds
NYS | GSHP, Brine to Air (3 ph) | GSHPba3 | 4b | >=135 |  |  | 1: NYS¦GSHPba3¦>=135¦¦; 9: 1; 10: 1 |  |  | none
NYS | GSHP, Brine to Water | GSHPbw | 4b | <135 |  |  | 1: NYS¦GSHPbw¦<135¦¦; 9: 3.1; 10: 16.1 | 3.1 | 16.1 | Estar 13256-2 | ALL Meet |  | Geothermal Heat Pumps Key Product Criteria ¦ ENERGY STAR
NYS | GSHP, Brine to Water | GSHPbw | 4b | >=135 |  |  | 1: NYS¦GSHPbw¦>=135¦¦; 9: 1; 10: 1 | 1 | 1 | none
NYS | GSHP, Brine to Water (3 ph) | GSHPbw3 | 4b | <135 |  |  | 1: NYS¦GSHPbw3¦<135¦¦; 9: 2.5; 10: 12.1 | 2.5 | 12.1 | NYS ECC2020 | One Exceeds
NYS | GSHP, Brine to Water (3 ph) | GSHPbw3 | 4b | >=135 |  |  | 1: NYS¦GSHPbw3¦>=135¦¦; 9: 1; 10: 1 | 1 | 1 | none
NYS | Ground Source VRF HP | GSVRF | 4b | <135 |  |  | 1: NYS¦GSVRF¦<135¦¦; 9: 1; 10: 1 |  |  | ROS PM Table 8 |  | Uses WC-VRF rating, only based on "Yes"
NYS | GSHP, Small Non-Console (<2tons) | SGSHPba | 4b | <24 |  |  | 1: NYS¦SGSHPba¦<24¦¦; 9: 3.2; 10: 15 |  |  | ROS PM Table 7 | ALL Meet
NYS | GSHP, Console (<2tons) | SGSHPbac | 4b | <24 |  |  | 1: NYS¦SGSHPbac¦<24¦¦; 9: 3; 10: 14 |  |  | ROS PM Table 6 | ALL Meet
NYS | Water Source VRF HP | WSVRF | 4b | <65 |  | w/o HR | 1: NYS¦WSVRF¦<65¦¦w/o HR; 11: 4.3; 12: 12 |  |  | CE PM Table 12 NYS ECC2020
NYS | Water Source VRF HP | WSVRF | 4b | <65 |  | w/HR | 1: NYS¦WSVRF¦<65¦¦w/HR; 11: 4.3; 12: 11.8
NYS | Water Source VRF HP | WSVRF | 4b | >=65 AND <135 |  | w/o HR | 1: NYS¦WSVRF¦>=65 AND <135¦¦w/o HR; 11: 4.3; 12: 12
NYS | Water Source VRF HP | WSVRF | 4b | >=65 AND <135 |  | w/HR | 1: NYS¦WSVRF¦>=65 AND <135¦¦w/HR; 11: 4.3; 12: 11.8
NYS | Water Source VRF HP | WSVRF | 4b | >=135 AND <240 |  | w/o HR | 1: NYS¦WSVRF¦>=135 AND <240¦¦w/o HR; 11: 4; 12: 10
NYS | Water Source VRF HP | WSVRF | 4b | >=135 AND <240 |  | w/HR | 1: NYS¦WSVRF¦>=135 AND <240¦¦w/HR; 11: 4; 12: 9.8
NYS | Water Source VRF HP | WSVRF | 4b | >=240 |  | w/o HR | 1: NYS¦WSVRF¦>=240¦¦w/o HR; 11: 3.9; 12: 10
NYS | Water Source VRF HP | WSVRF | 4b | >=240 |  | w/HR | 1: NYS¦WSVRF¦>=240¦¦w/HR; 11: 3.9; 12: 9.8
NYS | WSHP, brine to air | WSHPba | 4b | <135 |  |  | 1: NYS¦WSHPba¦<135¦¦; 11: 4.3; 12: 13 |  |  | NYS ECC2020
NYS | WSHP, brine to air | WSHPba | 4b | >=135 |  |  | 1: NYS¦WSHPba¦>=135¦¦; 11: 1; 12: 1 |  |  | none
NYS | WSHP, brine to water | WSHPbw | 4b | <135 |  |  | 1: NYS¦WSHPbw¦<135¦¦; 11: 3.7; 12: 10.6 | 3.7 | 10.6 | NYS ECC2020
NYS | WSHP, brine to water | WSHPbw | 4b | >=135 |  |  | 1: NYS¦WSHPbw¦>=135¦¦; 11: 1; 12: 1 |  |  | none
NYS | WSHP, Small Non-Console (<2tons) | SWSHPba | 4b | <24 |  |  | 1: NYS¦SWSHPba¦<24¦¦; 11: 4.3; 12: 12.2 |  |  | NYS ECC2020
NYS | WSHP, Console (<2tons) | SWSHPbac | 4b | <24 |  |  | 1: NYS¦SWSHPbac¦<24¦¦; 11: 4.3; 12: 12.2 |  |  | NYS ECC2020
Note on E2: [Threaded comment] Your version of Excel allows you to read this threaded comment; however, any edits to it will get removed if the file is opened in a newer version of Excel. Learn more: https://go.microsoft.com/fwlink/?linkid=870924 Comment: HP hvac category not incentive level rate
Note on J42: [Threaded comment] Your version of Excel allows you to read this threaded comment; however, any edits to it will get removed if the file is opened in a newer version of Excel. Learn more: https://go.microsoft.com/fwlink/?linkid=870924 Comment: These are different for NYC
Note on M31: [Threaded comment] Your version of Excel allows you to read this threaded comment; however, any edits to it will get removed if the file is opened in a newer version of Excel. Learn more: https://go.microsoft.com/fwlink/?linkid=870924 Comment: Updated on Sep-23-2024 to reflect mixed Estar & code requirements COP47 from Estar
Note on M74: [Threaded comment] Your version of Excel allows you to read this threaded comment; however, any edits to it will get removed if the file is opened in a newer version of Excel. Learn more: https://go.microsoft.com/fwlink/?linkid=870924 Comment: Updated on Sep-23-2024 to reflect mixed Estar & code requirements COP47 from Estar
Note on Q48: [Threaded comment] Your version of Excel allows you to read this threaded comment; however, any edits to it will get removed if the file is opened in a newer version of Excel. Learn more: https://go.microsoft.com/fwlink/?linkid=870924 Comment: Changed this to be energy star.
Note on W48: [Threaded comment] Your version of Excel allows you to read this threaded comment; however, any edits to it will get removed if the file is opened in a newer version of Excel. Learn more: https://go.microsoft.com/fwlink/?linkid=870924 Comment: Changed this to be energy star.
Note on W52: [Threaded comment] Your version of Excel allows you to read this threaded comment; however, any edits to it will get removed if the file is opened in a newer version of Excel. Learn more: https://go.microsoft.com/fwlink/?linkid=870924 Comment: Changed this to be energy star.

## Bldg Data & Sizing
General Building Characteristics | Project Location | #N/A
NOAA/TMY3 ACCA Location
| Utility | 0 | 0
| Program | 0
| Building Type (If Custom, fill in Custom Information in cells G7:J41) | 0 |  |  |  | Hour (Time of Day) | Custom HVAC Schedule
| Construction Type (New or Existing) | 0 |  |  |  |  | Weekday | Saturday | Sunday
| Zip Code | 0 |  |  |  | 1:00 AM (12 to 1 AM) | 0 | 0 | 0
| Dry bulb cooling design temperature used in Load Calculations (°F) | 0 |  |  |  | 2:00 AM (1 to 2 AM) | 0 | 0 | 0
| BCL (Btu/h) | #N/A |  |  |  | 3:00 AM (2 to 3 AM) | 0 | 0 | 0
| BCL Considering Eligible Equipment Only (Btu/h) |  |  |  |  | 4:00 AM (3 to 4 AM) | 0 | 0 | 0
| Cooling Temperature Set Point During Occupied Hours (°F) |  |  |  |  | 5:00 AM (4 to 5 AM) | 0 | 0 | 0
| Cooling Temperature Set Point During Unoccupied Hours (°F) |  |  |  |  | 6:00 AM (5 to 6 AM) | 0 | 0 | 0
| Occupied Cooling Balance Point (°F) | #N/A |  |  |  | 7:00 AM (6 to 7 AM) | 0 | 0 | 0
| Unoccupied Cooling Balance Point (°F) | #N/A |  |  |  | 8:00 AM (7 to 8 AM) | 0 | 0 | 0
[6 empty] | 9:00 AM (8 to 9 AM) | 0 | 0 | 0
| Dry bulb heating design temperature used in Load Calculations (°F) | 0 |  |  |  | 10:00 AM (9 to 10 AM) | 0 | 0 | 0
| BHL (Btu/h) | #N/A |  |  |  | 11:00 AM (10 to 11 AM) | 0 | 0 | 0
| BHL Considering Eligible Equipment Only (Btu/h) |  |  |  |  | 12:00 PM (11 to 12 PM) | 0 | 0 | 0
| Heating Temperature Set Point During Occupied Hours (°F) |  |  |  |  | 1:00 PM (12 to 1 PM) | 0 | 0 | 0
| Heating Temperature Set Point During Unoccupied Hours (°F) |  |  |  |  | 2:00 PM (1 to 2 PM) | 0 | 0 | 0
| Occupied Heating Balance Point (°F) | #N/A |  |  |  | 3:00 PM (2 to 3 PM) | 0 | 0 | 0
| Unoccupied Heating Balance Point (°F) | #N/A |  |  |  | 4:00 PM (3 to 4 PM) | 0 | 0 | 0
| Existing Heating System Fuel | 0 |  |  |  | 5:00 PM (4 to 5 PM) | 0 | 0 | 0
| What Will Happen to the Existing Heating Systems? | 0 |  |  |  | 6:00 PM (5 to 6 PM) | 0 | 0 | 0
| ASHP Heating Controls (only used for Category 2 Incentive) | 0 |  |  |  | 7:00 PM (6 to 7 PM) | 0 | 0 | 0
[6 empty] | 8:00 PM (7 to 8 PM) | 0 | 0 | 0
Permits | Energy Code Compliance Method | 0 |  | Not applicable |  | 9:00 PM (8 to 9 PM) | 0 | 0 | 0
| Section C406 Additional Efficiency Package Compliance | 0 |  | Not applicable |  | 10:00 PM (9 to 10 PM) | 0 | 0 | 0
| Baseline Efficiency as the basis from which to calculate savings |  |  | Not applicable |  | 11:00 PM (10 to 11 PM) | 0 | 0 | 0
[6 empty] | 12:00 PM (11 to 12 AM) | 0 | 0 | 0
ALL Installed Heat Pumps | Total Installed Cooling Capacity of ELIGIBLE Equip at Design Temperature (Btu/h) | 0
| Total Installed Cooling Capacity of INELIGIBLE Equip at Design Temperature (Btu/h) | 0
Cooling Sizing Ratio for all ELIGIBLE Equipment
Partial Load or Full Load for Cooling
| Total Installed Heating Capacity of ELIGIBLE Equip at Design Temperature (Btu/h) | 0
| Total Installed Heating Capacity of INELIGIBLE Equip at Design Temperature (Btu/h) | 0
Heating Sizing Ratio for All ELIGIBLE Equipment
Partial Load or Full Load for Heating
NEEP Listed ccASHP and ccMSHPs | Dry bulb cooling design temperature used in Load Calculations (°F) | 0 |  | Manual J or ACCA 183 calculations
| BCL Considering ELIGIBLE Equip Only (Btu/h) | 0
| MIN Installed CLG Capacity at 82 °F (Btu/h) of ELIGIBLE Equip | 0 | 82 | MAXIMUM
| MIN Installed CLG Capacity at 95 °F (Btu/h) of ELIGIBLE Equip | 0 | 95 | Minimum capacity at 0 F | 0
| MAX Installed CLG Capacity at 82 °F (Btu/h) of ELIGIBLE Equip | 0 | 82 | CR_min | #DIV/0! | Occupied Hours |  | Unoccupied Hours
| MAX Installed CLG Capacity at 95 °F (Btu/h) of ELIGIBLE Equip | 0 | 95 | MAX capacity at 0 F | 0 | CLG Setpoint (°F) | Heating Setpoint (°F) | Cooling Setpoint (°F) | Heating Setpoint (°F)
| MIN Installed CLG Capacity at 82 °F (Btu/h) of INELIGIBLE Equip | 0 | 82 | CR_Max | #DIV/0! | 0 | 0 | 0 | 0
| MIN Installed CLG Capacity at 95 °F (Btu/h) of INELIGIBLE Equip | 0 | 95
| MAX Installed CLG Capacity at 82 °F (Btu/h) of INELIGIBLE Equip | 0
| MAX Installed CLG Capacity at 95 °F (Btu/h) of INELIGIBLE Equip | 0 | this is always the MAX Now | Optional CLG Capapilty |  |  | Occupied Hours | Unoccupied Hours
| Total MAX Installed CLG Capacity of Eligible Equipment at Design Temperature (Btu/h) | 0 | 0 | 0 |  | Cooling Balance Point (°F) | 0 | 0 |  | 0
| Total MAX Installed CLG Capacity of INELIGIBLE Equip at Design Temperature (Btu/h) | 0 |  | 0 |  | Heating Balance Point (°F) | 0 | 0 |  | FALSE
CR_min Sizing Ratio (based on MINIMUM Capacity at Design)
CR_max Sizing Ratio (based on MAXIMUM Capacity at Design) >>>>>>
| Partial-Load, Full-Load or Oversized for Cooling | [8 empty] | 0
| Dry bulb heating design temperature used in Load Calculations (°F) | 0
| BHL Considering Eligible Equipment Only (Btu/h) | 0
| MIN Installed HTG Capacity at 5 °F (Btu/h) of ELIGIBLE Equip | 0 | 5
| MIN Installed HTG Capacity at 17 °F (Btu/h) of ELIGIBLE Equip | 0 | 17
| MIN Installed HTG Capacity at 47 °F (Btu/h) of ELIGIBLE Equip | 0 | 47
| MAX Installed HTG Capacity at 5 °F (Btu/h) of ELIGIBLE Equip | 0 | 5
| MAX Installed HTG Capacity at 17 °F (Btu/h) of ELIGIBLE Equip | 0 | 17
| MAX Installed HTG Capacity at 47 °F (Btu/h) of ELIGIBLE Equip | 0 | 47
| MAX Installed HTG Capacity at 5 °F (Btu/h) of INELIGIBLE Equip | 0 | 5
| MAX Installed HTG Capacity at 17 °F (Btu/h) of INELIGIBLE Equip | 0 | 17
| MAX Installed HTG Capacity at 47 °F (Btu/h) of INELIGIBLE Equip | 0 | 47 | Optional HTG Capapilty
| Total Installed Heating Capacity of ELIGIBLE Equip at Design Temperature (Btu/h) | 0 | 0 | 0
| Total Installed Heating Capacity of INELIGIBLE Equip at Design Temperature (Btu/h) | 0 |  | 0
Sizing Ratio
Partial or Full Load Heating
Electric Resistance
SPVHPs, PTHPs | Dry bulb cooling design temperature used in Load Calculations (°F) | 0 |  | Yes
| BCL Considering ELIGIBLE Equip Only (Btu/h) | 0
| MIN Installed CLG Capacity at 82 °F (Btu/h) of ELIGIBLE Equip | 0 | 82 | MAXIMUM
| MIN Installed CLG Capacity at 95 °F (Btu/h) of ELIGIBLE Equip | 0 | 95 | Minimum capacity at 0 F | 0
| MAX Installed CLG Capacity at 82 °F (Btu/h) of ELIGIBLE Equip | 0 | 82 | CR_min | #DIV/0! | Occupied Hours |  | Unoccupied Hours
| MAX Installed CLG Capacity at 95 °F (Btu/h) of ELIGIBLE Equip | 0 | 95 | MAX capacity at 0 F | 0 | Cooling Setpoint (°F) | Heating Setpoint (°F) | Cooling Setpoint (°F) | Heating Setpoint (°F)
| MIN Installed CLG Capacity at 82 °F (Btu/h) of INELIGIBLE Equip | 0 | 82 | CR_Max | #DIV/0! | 8 | 0 | 0 | 0
| MIN Installed CLG Capacity at 95 °F (Btu/h) of INELIGIBLE Equip | 0 | 95
| MAX Installed CLG Capacity at 82 °F (Btu/h) of INELIGIBLE Equip | 0
| MAX Installed CLG Capacity at 95 °F (Btu/h) of INELIGIBLE Equip | 0 | this is always the MAX now | Optional CLG Capapilty |  |  | Occupied Hours | Unoccupied Hours
| Total MAX Installed Cooling Capacity of ELIGIBLE Equip at Design Temperature (Btu/h) | 0 | 0 | 0 |  | Cooling Balance Point (°F) | 0 | 0
| Total MAX Installed Cooling Capacity of INELIGIBLE Equip at Design Temperature (Btu/h) | 0 |  | 0 |  | Heating Balance Point (°F) | 0 | 0
CR_min Sizing Ratio (based on MINIMUM Capacity at Design)
CR_max Sizing Ratio (based on MAXIMUM Capacity at Design) >>>
Partial-Load, Full-Load or Oversized for Cooling
| Dry bulb heating design temperature used in Load Calculations (°F) | 0
| BHL Considering ELIGIBLE Equip Only (Btu/h) | 0
| MIN Installed HTG Capacity at 5 °F (Btu/h) of ELIGIBLE Equip | 0 | 5
| MIN Installed HTG Capacity at 17 °F (Btu/h) of ELIGIBLE Equip | 0 | 17
| MIN Installed HTG Capacity at 47 °F (Btu/h) of ELIGIBLE Equip | 0 | 47
| MAX Installed HTG Capacity at 5 °F (Btu/h) of ELIGIBLE Equip | 0 | 5
| MAX Installed HTG Capacity at 17 °F (Btu/h) of ELIGIBLE Equip | 0 | 17
| MAX Installed HTG Capacity at 47 °F (Btu/h) of ELIGIBLE Equip | 0 | 47
| MAX Installed HTG Capacity at 5 °F (Btu/h) of INELIGIBLE Equip | 0 | 5
| MAX Installed HTG Capacity at 17 °F (Btu/h) of INELIGIBLE Equip | 0 | 17
| MAX Installed HTG Capacity at 47 °F (Btu/h) of INELIGIBLE Equip | 0 | 47 | Optional HTG Capapilty
| Total Installed Heating Capacity of ELIGIBLE Equip at Design Temperature (Btu/h) | 0 | 0 | 0
| Total Installed Heating Capacity of INELIGIBLE Equip at Design Temperature (Btu/h) | 0 |  | 0
Sizing Ratio
Partial or Full Load Heating
AHRI Rated ASHPs (i.e. VRFs, Large Unitary ASHPs) | Dry bulb cooling design temperature used in Load Calculations (°F) | 0
| BCL Considering ELIGIBLE Equip Only (Btu/h) | 0
| Total Installed CLG Capacity at 95 °F (Btu/h) of ELIGIBLE Equip | 0
| Total Installed CLG Capacity at 95 °F (Btu/h) of INELIGIBLE Equip | 0 |  | Optional CLG Capapilty
| Total Installed Cooling Capacity at Design Temperature (Btu/h) of ELIGIBLE Equip | 0 | 0 | 0
| Total Installed Cooling Capacity at Design Temperature (Btu/h) of INELIGIBLE Equip | 0 |  | 0
Sizing Ratio
Partial or Full Load Cooling
| Dry bulb heating design temperature used in Load Calculations (°F) | 0
| BHL Considering ELIGIBLE Equip Only (Btu/h) | 0
| Total Installed HTG Capacity at 17 °F (Btu/h) of ELIGIBLE Equip | 0 | 17
| Total Installed HTG Capacity at 47 °F (Btu/h) of ELIGIBLE Equip | 0 | 47
| Total Installed HTG Capacity at 17 °F (Btu/h) of INELIGIBLE Equip | 0 | 17
| Total Installed HTG Capacity at 47 °F (Btu/h) of INELIGIBLE Equip | 0 | 47 | Optional HTG Capapilty
| Total Installed Heating Capacity at Design Temperature (Btu/h) of ELIGIBLE Equip | 0 | 0 | 0
| Total Installed Heating Capacity at Design Temperature (Btu/h) of INELIGIBLE Equip | 0 |  | 0
Sizing Ratio
Partial or Full Load Heating
Small Commercial Heat Pumps (3 Ph rated w/ SEER2) | Dry bulb cooling design temperature used in Load Calculations (°F) | 0
| BCL Considering ELIGIBLE Equip Only (Btu/h) | 0
| Total Installed CLG Capacity at 95 °F (Btu/h) of ELIGIBLE Equip | 0
| Total Installed CLG Capacity at 95 °F (Btu/h) of INELIGIBLE Equip | 0 |  | Optional CLG Capapilty
| Total Installed Cooling Capacity at Design Temperature (Btu/h) of ELIGIBLE Equip | 0 | 0 | 0
| Total Installed Cooling Capacity at Design Temperature (Btu/h) of INELIGIBLE Equip | 0 |  | 0
Sizing Ratio
Partial or Full Load Cooling
| Dry bulb heating design temperature used in Load Calculations (°F) | 0
| BHL Considering ELIGIBLE Equip Only (Btu/h) | 0
| Total Installed HTG Capacity at 17 °F (Btu/h) of ELIGIBLE Equip | 0 | 17
| Total Installed HTG Capacity at 47 °F (Btu/h) of ELIGIBLE Equip | 0 | 47
| Total Installed HTG Capacity at 17 °F (Btu/h) of INELIGIBLE Equip | 0 | 17
| Total Installed HTG Capacity at 47 °F (Btu/h) of INELIGIBLE Equip | 0 | 47 | Optional HTG Capapilty
| Total Installed Heating Capacity at Design Temperature (Btu/h) of ELIGIBLE Equip | 0 | 0 | 0
| Total Installed Heating Capacity at Design Temperature (Btu/h) of INELIGIBLE Equip | 0 |  | 0
Sizing Ratio
Partial or Full Load Heating
17
Ground Source/Water Source Heat Pumps | Dry bulb cooling design temperature used in Load Calculations (°F) | 0 |  | 77°F
| BCL Considering ELIGIBLE Equip Only (Btu/h) | 0 |  | MAX
| Total Installed Cooling Capacity at 59°F (Btu/h) {Eligible Equipment} | #REF! | 59
| Total Installed CLG Capacity at 77°F (Btu/h) of ELIGIBLE Equip | 0 | 77 | 0
| Total Installed CLG Capacity at 77°F (Btu/h) of INELIGIBLE Equip | 0 | 77 | Optional CLG Capabilty
| Total Installed Cooling Capacity at Design Temperature (Btu/h) of ELIGIBLE Equip -- MAX | 0 | 0 | 0
| Total Installed Cooling Capacity at Design Temperature (Btu/h) of INELIGIBLE Equip | 0 |  | 0
Sizing Ratio (based on MAX Capacity)
Partial or Full Load Cooling (based on MAX Capacity)
| Dry bulb heating design temperature used in Load Calculations (°F) | 0 |  | 32°F
| BHL Considering ELIGIBLE Equip Only (Btu/h) | 0
| Total Installed HTG Capacity at 32°F (Btu/h) of ELIGIBLE Equip | 0 | 32
| Total Installed HTG Capacity at 50°F (Btu/h) of ELIGIBLE Equip | #REF! | 50
| Total Installed HTG Capacity at 32°F (Btu/h) of INELIGIBLE Equip | 0 | 32 | Optional HTG Capabilty
| Total Installed Heating Capacity at Design Temperature (Btu/h) of ELIGIBLE Equip | 0 | 0 | 0
| Total Installed Heating Capacity at Design Temperature (Btu/h) of INELIGIBLE Equip | 0 |  | 0
Sizing Ratio
Partial or Full Load Heating
| Pumping Type | 0
| Quantity of Duty Pumps | 0
| Pump Horsepower | 0
| Pump Motor Efficiency |  |  | 0
Pumping Design Power (kW)
| Loop Type | Closed Loop
| Average Ground Temp (°F) | 0
| Max Entering Water Temperature (EWT) in Cooling (°F) | 0
| Min Entering Water Temperature (EWT) in Heating | 0
[5 empty] | Set Allocating factor (BHL or BCL): | BHL (not variable) | was BCL for cooling, BHL for Heating before V4
|  |  |  | Allocated by BHL | Allocated by BCL | Actual
| Full Load Definition CURRENT UTILITY: | 0 | NEEP Listed ccASHP and ccMSHPs | #DIV/0! | #DIV/0! | #DIV/0!
| FULL LOAD FACTOR - Heating: | 0.9999 | SPVHPs, PTHPs | #DIV/0! | #DIV/0! | #DIV/0!
| - Cooling: | 0.9999 | AHRI Rated ASHPs (i.e. VRFs, Large Unitary ASHPs) | #DIV/0! | #DIV/0! | #DIV/0!
|  |  | Small Commercial Heat Pumps (3 Ph rated w/ SEER2) | #DIV/0! | #DIV/0! | #DIV/0!
|  |  | Ground Source/Water Source Heat Pumps | #DIV/0! | #DIV/0! | #DIV/0!
|  |  |  | 0 | 0
|  |  | Cap at Design Conditions w/ ERV (col C) | 0 | 0
|  |  |  | 0 | 0
|  |  |  | 0 | 0
|  |  |  | 0 | 0
|  |  |  | 0 | 0
Used for Whole Building ERV
|  |  |  | 0 | 0 | #DIV/0!
|  |  | Cap at Design Conditions w/o ERV (col D) | 0 | 0 | #DIV/0!
|  |  |  | 0 | 0 | #DIV/0!
|  |  |  | 0 | 0 | #DIV/0!
|  |  |  | 0 | 0 | #DIV/0!
|  |  |  | 0 | 0

## ERV
[17 empty] | HP Seasonal Efficiencies = | 0 | 0 | Btu/Wh |  |  |  | (used for base case)
ERV or HRV | Units | City (This column to be hidden as weather data is linked to the Inputs tab) | Tag | Make | Model # | Is ERV/HRV Required by Code Y/N? | Occupied Airflow (CFM/unit) | UnOccupied Airflow (CFM/unit) | Combined Supply and Exhaust Fan for newly-installed ERV - OCCUPIED (provide in HP OR kW per unit) |  | Baseline Exhaust Fan kW/unit (Optional) | Fan for ERV/HRV (kW/unit) | Winter Heat Exchanger Sensible Efficiency, % | Summer Heat Exchanger Total Efficiency % for ERV, or Sensible Efficiency % for HRV | Baseline Efficiency |  | Baseline Fan Power | Sensible | Total | Heating Savings (kWh) | Cooling Savings (kWh) |  |  | Total ΔkWh | Summer Clg ΔkW | Summer Fan ΔkW |  | Peak Heating Savings (Btu/h) | Peak Cooling Savings (Btu/h) (based on Tdes) | Lookup Tables
[9 empty] | [HP] | [kW] |  |  |  |  | Htg | Clg | (kW/unit) | Heating Load Savings (MMBtu) | Cooling Load Savings (MMBtu) |  |  | Fan Htg Savings (kWh) | Fan Clg Savings (kWh)
[24 empty] | 0 | 0 | 0 |  | #N/A | 0 |  |  |  |  | City | City Lookup | Cooling Design T | H_outdoor_Cooling_at_DesignTemp | H_avg
[24 empty] | 0 | 0 | 0 |  | #N/A | 0 |  |  |  |  | Albany | Albany | 86.1 | 35.0885 | 29.57
[24 empty] | 0 | 0 | 0 |  | #N/A | 0 |  |  |  |  | Binghamton | Binghamton | 82.5 | 32.5618 | 28.04
[24 empty] | 0 | 0 | 0 |  | #N/A | 0 |  |  |  |  | Buffalo | Buffalo | 84 | 33.8914 | 28.8
[24 empty] | 0 | 0 | 0 |  | #N/A | 0 |  |  |  |  | Massena | Massena | 81 | 32.8225 | 29.18
[24 empty] | 0 | 0 | 0 |  | #N/A | 0 |  |  |  |  | New York City - Central Park | NYC | 88 | 36.9705 | 30.86
[24 empty] | 0 | 0 | 0 |  | #N/A | 0 |  |  |  |  | Poughkeepsie | Poughkeepsie | 88.5 | 36.2311 | 30.66
[24 empty] | 0 | 0 | 0 |  | #N/A | 0 |  |  |  |  | Syracuse | Syracuse | 85.4 | 34.9188 | 29.33
[24 empty] | 0 | 0 | 0 |  | #N/A | 0
[24 empty] | 0 | 0 | 0 |  | #N/A | 0 |  |  | Constants |  | ACTIVE City: | #N/A | #N/A | #N/A | #N/A | #N/A
[24 empty] | 0 | 0 | 0 |  | #N/A | 0 | Motor Efficiency Lookup |  | H_indoor,cooling | 25.3
[24 empty] | 0 | 0 | 0 |  | #N/A | 0 | HP | Efficiency - Energy Star Compliant | T_indoor,heating | #N/A |  |  |  | Choose Enthalpy (1=Design, 2=Avg) | 2 | QC = 4.5 x cfm x (Havg-Hin)
[24 empty] | 0 | 0 | 0 |  | #N/A | 0 | 0.25 | 80.44% | T_indoor,cooling | #N/A | [5 empty] | (based on Avg H)
[24 empty] | 0 | 0 | 0 |  | #N/A | 0 | 0.5 | 82.09% | CF | 0.8 | not used
[24 empty] | 0 | 0 | 0 |  | #N/A | 0 | 1 | 83.74%
[24 empty] | 0 | 0 | 0 |  | #N/A | 0 | 1.5 | 84.71% | [6 empty] | Design Enthalpy from Psychrometric Chart - ASHRAE 99% and Assuming 14.696 psia Pressure
[24 empty] | 0 | 0 | 0 |  | #N/A | 0 | 2 | 85.39% | [6 empty] | City Lookup | ASHARE 99% Dry bulb cooling temp | ASHARE 99% Wet bulb cooling temp | Enthalpy (Btu/lb)
[24 empty] | 0 | 0 | 0 |  | #N/A | 0 | 2.5 | 85.92% | [6 empty] | Albany | 86.1 | 71.4 | 35.0885
[24 empty] | 0 | 0 | 0 |  | #N/A | 0 | 3 | 86.36% | [6 empty] | Binghamton | 82.5 | 68.4 | 32.5618
[24 empty] | 0 | 0 | 0 |  | #N/A | 0 | 3.5 | 86.72% | [6 empty] | Buffalo | 84 | 70 | 33.8914
[24 empty] | 0 | 0 | 0 |  | #N/A | 0 | 4 | 87.04% |  |  |  | NYC |  |  | Islip | 86.5 | 70.3 | 34.1265
[24 empty] | 0 | 0 | 0 |  | #N/A | 0 | 4.5 | 87.32% | [6 empty] | Syracuse | 85.4 | 71.2 | 34.9188
[24 empty] | 0 | 0 | 0 |  | #N/A | 0 | 5 | 87.57% | [6 empty] | Massena | 81 | 68.7 | 32.8225
[24 empty] | 0 | 0 | 0 |  | #N/A | 0 | 5.5 | 87.8% | [6 empty] | Poughkeepsie | 88.5 | 72.7 | 36.2311
[24 empty] | 0 | 0 | 0 |  | #N/A | 0 | 6 | 88.01% | [6 empty] | NYC | 88 | 73.5 | 36.9705
[24 empty] | Summary | [5 empty] | 6.5 | 88.2% | [6 empty] | Rochester | 85.4 | 71.2 | 34.9188
[24 empty] | Electric kWh | Clg kW | Fan kW | MMBtu |  |  | 7 | 88.38% | [6 empty] | White Plains WCA | 86.6 | 72.4 | 35.977
[20 empty] | 0 | 0 | 0 | 0 | 0 | 0 | 0 | 0 |  |  | 7.5 | 88.54%
[29 empty] | ERV load correction | 8 | 88.69%
[24 empty] | 0 | kWh in Htg |  |  |  | adjustment for Bldg tab | 8.5 | 88.84% | [6 empty] | Lookup Values for HSPF of Heating System for ERV/HRV Calc
[24 empty] | 0 | kWh in Clg |  |  |  | re-abled for V4 (Mar-2025) | 9 | 88.97% | [6 empty] | Electric Heating System | HP System from Inputs Tab | Calculated HSPF Heating | Calculated Seasonal SEER/IEER Cooling | Eligible Heating Capacity at Design btu/h | Eligible Cooling Capacity at Design btu/h
[30 empty] | 9.5 | 89.1% | [6 empty] | Closed GSHP | Ground Source | 0 | 0 | 0 | 0
[30 empty] | 10 | 89.23% | [6 empty] | AHRI ASHP | Air Source, not NEEP listed | 0 | 0 | 0 | 0
[30 empty] | 15 | 90.19% | [6 empty] | NEEP ASHP | Mini-split ASHP, NEEP listed | 0 | 0 | 0 | 0
[30 empty] | 20 | 90.88% | [6 empty] | NEEP ASHP | PTHP or SPVHP, NEEP listed | 0 | 0 | 0 | 0
[30 empty] | 25 | 91.41%
[30 empty] | 30 | 91.84% | [6 empty] | Weighted Average HSPF Heating | #DIV/0!
[30 empty] | 35 | 92.21% | [6 empty] | Weighted Average SEER/IEER Cooling | #DIV/0!
[30 empty] | 40 | 92.53%
[30 empty] | 45 | 92.81%
[30 empty] | 50 | 93.06%
[30 empty] | 55 | 93.29%
[30 empty] | 60 | 93.49%
[30 empty] | 65 | 93.68%
[30 empty] | 70 | 93.86%
[30 empty] | 75 | 94.03%
[30 empty] | 80 | 94.18%
[30 empty] | 90 | 94.46%
[30 empty] | 100 | 94.71%
[30 empty] | 110 | 94.94%
[30 empty] | 120 | 95.14%
[30 empty] | 125 | 95.24%
[30 empty] | 150 | 95.68%
[30 empty] | 175 | 96.04%
[30 empty] | 200 | 96.36%
Note on H2: Occupied & Unoccupied defined based on Building Type in INPUTs tab. Schedule is primarily used for Space Temp setback and setup
Note on I2: If no ventilation during Unoccupied periods, then enter zero
Note on J2: Unoccupied Fan power is proportional to unoccupied air flow
Note on M2: HP conversion uses Estar motor efficiency and LF of 0.92

## ERV Calcs (hidden)
OCCUPIED MODE
Location Selected: |  |  |  | Heating Calculation |  |  |  | Temperature Calculations |  |  | Enthalpy Calculations
|  |  | Row Reference for Bin data lookup | Outdoor Air Temperature Mid-pts | Occupied Hours @ Temp Bin | Mode | Building Load (Btuh) | Cooling delta-T x Hours | Heating delta-T x Hours | Mean Coincid Enthalpy (Btu/lb) | Cooling delta-H x hours | Heating delta-H x hours
Lookup Reference |  |  | 2 | 101 | #N/A | #N/A | #N/A | #N/A | #N/A | #N/A | #N/A | #N/A
Occupied |  |  | 3 | 99 | #N/A | #N/A | #N/A | #N/A | #N/A | #N/A | #N/A | #N/A
Unoccupied |  |  | 4 | 97 | #N/A | #N/A | #N/A | #N/A | #N/A | #N/A | #N/A | #N/A
Building type: |  |  | 5 | 95 | #N/A | #N/A | #N/A | #N/A | #N/A | #N/A | #N/A | #N/A
TRM Weather Location | #N/A | #N/A | 6 | 93 | #N/A | #N/A | #N/A | #N/A | #N/A | #N/A | #N/A | #N/A
|  |  | 7 | 91 | #N/A | #N/A | #N/A | #N/A | #N/A | #N/A | #N/A | #N/A
BHL Factor | 1 |  | 8 | 89 | #N/A | #N/A | #N/A | #N/A | #N/A | #N/A | #N/A | #N/A
|  |  | 9 | 87 | #N/A | #N/A | #N/A | #N/A | #N/A | #N/A | #N/A | #N/A
|  |  | 10 | 85 | #N/A | #N/A | #N/A | #N/A | #N/A | #N/A | #N/A | #N/A
|  |  | 11 | 83 | #N/A | #N/A | #N/A | #N/A | #N/A | #N/A | #N/A | #N/A
Coincidence Factor (Peak Demand) | 0.8 |  | 12 | 81 | #N/A | #N/A | #N/A | #N/A | #N/A | #N/A | #N/A | #N/A
|  |  | 13 | 79 | #N/A | #N/A | #N/A | #N/A | #N/A | #N/A | #N/A | #N/A
|  |  | 14 | 77 | #N/A | #N/A | #N/A | #N/A | #N/A | #N/A | #N/A | #N/A
|  |  | 15 | 75 | #N/A | #N/A | #N/A | #N/A | #N/A | #N/A | #N/A | #N/A
Key Data from Bldg Data |  |  | 16 | 73 | #N/A | #N/A | #N/A | #N/A | #N/A | #N/A | #N/A | #N/A
Cooling Temperature Set Point During Occupied Hours (°F) |  |  | 17 | 71 | #N/A | #N/A | #N/A | #N/A | #N/A | #N/A | #N/A | #N/A
Cooling Temperature Set Point During Unoccupied Hours (°F) |  |  | 18 | 69 | #N/A | #N/A | #N/A | #N/A | #N/A | #N/A | #N/A | #N/A
Heating Temperature Set Point During Occupied Hours (°F) |  |  | 19 | 67 | #N/A | #N/A | #N/A | #N/A | #N/A | #N/A | #N/A | #N/A
Heating Temperature Set Point During Unoccupied Hours (°F) |  |  | 20 | 65 | #N/A | #N/A | #N/A | #N/A | #N/A | #N/A | #N/A | #N/A
Enthalpy of Return Air in Cooling Mode - 70F and 50% RH (Btu/lb) | 25.3 |  | 21 | 63 | #N/A | #N/A | #N/A | #N/A | #N/A | #N/A | #N/A | #N/A
Enthalpy of Return Air in Heating Mode - 70F and 50% RH (Btu/lb) | 25.3 |  | 22 | 61 | #N/A | #N/A | #N/A | #N/A | #N/A | #N/A | #N/A | #N/A
|  |  | 23 | 59 | #N/A | #N/A | #N/A | #N/A | #N/A | #N/A | #N/A | #N/A
|  |  | 24 | 57 | #N/A | #N/A | #N/A | #N/A | #N/A | #N/A | #N/A | #N/A
|  |  | 25 | 55 | #N/A | #N/A | #N/A | #N/A | #N/A | #N/A | #N/A | #N/A
|  |  | 26 | 53 | #N/A | #N/A | #N/A | #N/A | #N/A | #N/A | #N/A | #N/A
|  |  | 27 | 51 | #N/A | #N/A | #N/A | #N/A | #N/A | #N/A | #N/A | #N/A
delta-T Results | Occupied | UnOccupied | 28 | 49 | #N/A | #N/A | #N/A | #N/A | #N/A | #N/A | #N/A | #N/A
Cooling | #N/A | #N/A | 29 | 47 | #N/A | #N/A | #N/A | #N/A | #N/A | #N/A | #N/A | #N/A
Heating | #N/A | #N/A | 30 | 45 | #N/A | #N/A | #N/A | #N/A | #N/A | #N/A | #N/A | #N/A
|  |  | 31 | 43 | #N/A | #N/A | #N/A | #N/A | #N/A | #N/A | #N/A | #N/A
delta-h Results | Occupied | UnOccupied | 32 | 41 | #N/A | #N/A | #N/A | #N/A | #N/A | #N/A | #N/A | #N/A
Cooling | #N/A | #N/A | 33 | 39 | #N/A | #N/A | #N/A | #N/A | #N/A | #N/A | #N/A | #N/A
Heating | #N/A | #N/A | 34 | 37 | #N/A | #N/A | #N/A | #N/A | #N/A | #N/A | #N/A | #N/A
|  |  | 35 | 35 | #N/A | #N/A | #N/A | #N/A | #N/A | #N/A | #N/A | #N/A
| Occupied | UnOccupied | 36 | 33 | #N/A | #N/A | #N/A | #N/A | #N/A | #N/A | #N/A | #N/A
Heating Hours | 0 | 0 | 37 | 31 | #N/A | #N/A | #N/A | #N/A | #N/A | #N/A | #N/A | #N/A
Cooling Hours | 0 | 0 | 38 | 29 | #N/A | #N/A | #N/A | #N/A | #N/A | #N/A | #N/A | #N/A
Total Hours | 0 | 0 | 39 | 27 | #N/A | #N/A | #N/A | #N/A | #N/A | #N/A | #N/A | #N/A
|  |  | 40 | 25 | #N/A | #N/A | #N/A | #N/A | #N/A | #N/A | #N/A | #N/A
|  |  | 41 | 23 | #N/A | #N/A | #N/A | #N/A | #N/A | #N/A | #N/A | #N/A
|  |  | 42 | 21 | #N/A | #N/A | #N/A | #N/A | #N/A | #N/A | #N/A | #N/A
|  |  | 43 | 19 | #N/A | #N/A | #N/A | #N/A | #N/A | #N/A | #N/A | #N/A
|  |  | 44 | 17 | #N/A | #N/A | #N/A | #N/A | #N/A | #N/A | #N/A | #N/A
|  |  | 45 | 15 | #N/A | #N/A | #N/A | #N/A | #N/A | #N/A | #N/A | #N/A
|  |  | 46 | 13 | #N/A | #N/A | #N/A | #N/A | #N/A | #N/A | #N/A | #N/A
|  |  | 47 | 11 | #N/A | #N/A | #N/A | #N/A | #N/A | #N/A | #N/A | #N/A
|  |  | 48 | 9 | #N/A | #N/A | #N/A | #N/A | #N/A | #N/A | #N/A | #N/A
|  |  | 49 | 7 | #N/A | #N/A | #N/A | #N/A | #N/A | #N/A | #N/A | #N/A
|  |  | 50 | 5 | #N/A | #N/A | #N/A | #N/A | #N/A | #N/A | #N/A | #N/A
|  |  | 51 | 3 | #N/A | #N/A | #N/A | #N/A | #N/A | #N/A | #N/A | #N/A
|  |  | 52 | 1 | #N/A | #N/A | #N/A | #N/A | #N/A | #N/A | #N/A | #N/A
|  |  | 53 | -1 | #N/A | #N/A | #N/A | #N/A | #N/A | #N/A | #N/A | #N/A
|  |  | 54 | -3 | #N/A | #N/A | #N/A | #N/A | #N/A | #N/A | #N/A | #N/A
|  |  | 55 | -5 | #N/A | #N/A | #N/A | #N/A | #N/A | #N/A | #N/A | #N/A
|  |  | 56 | -7 | #N/A | #N/A | #N/A | #N/A | #N/A | #N/A | #N/A | #N/A
|  |  | 57 | -9 | #N/A | #N/A | #N/A | #N/A | #N/A | #N/A | #N/A | #N/A
|  |  | 58 | -11 | #N/A | #N/A | #N/A | #N/A | #N/A | #N/A | #N/A | #N/A
|  |  | 59 | -13 | #N/A | #N/A | #N/A | #N/A | #N/A | #N/A | #N/A | #N/A
|  |  | 60 | -15 | #N/A | #N/A | #N/A | #N/A | #N/A | #N/A | #N/A | #N/A
|  |  | 61 | -17 | #N/A | #N/A | #N/A | #N/A | #N/A | #N/A | #N/A | #N/A
|  |  | 62 | -19 | #N/A | #N/A | #N/A | #N/A | #N/A | #N/A | #N/A | #N/A
|  |  | 63 | -21 | #N/A | #N/A | #N/A | #N/A | #N/A | #N/A | #N/A | #N/A
|  |  | 64 | -23 | #N/A | #N/A | #N/A | #N/A | #N/A | #N/A | #N/A | #N/A
|  |  |  | Totals | #N/A
UNOCCUPIED MODE
|  |  |  | Heating Calculation |  |  |  | Temperature Calculations |  |  | Enthalpy Calculations
|  |  | Row Reference for Bin data lookup | Outdoor Air Temperature Mid-pts | Unoccupied Hours @ Temp Bin | Mode | Building Load (Btuh) | Cooling deltaT x Hours | Heating deltaT x Hours | Mean Coincid Enthalpy (Btu/lb) | Cooling delta-H x hours | Heating delta-H x hours
|  |  | 2 | 101 | #N/A | #N/A | #N/A | #N/A | #N/A | #N/A | #N/A | #N/A
|  |  | 3 | 99 | #N/A | #N/A | #N/A | #N/A | #N/A | #N/A | #N/A | #N/A
|  |  | 4 | 97 | #N/A | #N/A | #N/A | #N/A | #N/A | #N/A | #N/A | #N/A
|  |  | 5 | 95 | #N/A | #N/A | #N/A | #N/A | #N/A | #N/A | #N/A | #N/A
|  |  | 6 | 93 | #N/A | #N/A | #N/A | #N/A | #N/A | #N/A | #N/A | #N/A
|  |  | 7 | 91 | #N/A | #N/A | #N/A | #N/A | #N/A | #N/A | #N/A | #N/A
|  |  | 8 | 89 | #N/A | #N/A | #N/A | #N/A | #N/A | #N/A | #N/A | #N/A
|  |  | 9 | 87 | #N/A | #N/A | #N/A | #N/A | #N/A | #N/A | #N/A | #N/A
|  |  | 10 | 85 | #N/A | #N/A | #N/A | #N/A | #N/A | #N/A | #N/A | #N/A
|  |  | 11 | 83 | #N/A | #N/A | #N/A | #N/A | #N/A | #N/A | #N/A | #N/A
|  |  | 12 | 81 | #N/A | #N/A | #N/A | #N/A | #N/A | #N/A | #N/A | #N/A
|  |  | 13 | 79 | #N/A | #N/A | #N/A | #N/A | #N/A | #N/A | #N/A | #N/A
|  |  | 14 | 77 | #N/A | #N/A | #N/A | #N/A | #N/A | #N/A | #N/A | #N/A
|  |  | 15 | 75 | #N/A | #N/A | #N/A | #N/A | #N/A | #N/A | #N/A | #N/A
|  |  | 16 | 73 | #N/A | #N/A | #N/A | #N/A | #N/A | #N/A | #N/A | #N/A
|  |  | 17 | 71 | #N/A | #N/A | #N/A | #N/A | #N/A | #N/A | #N/A | #N/A
|  |  | 18 | 69 | #N/A | #N/A | #N/A | #N/A | #N/A | #N/A | #N/A | #N/A
|  |  | 19 | 67 | #N/A | #N/A | #N/A | #N/A | #N/A | #N/A | #N/A | #N/A
|  |  | 20 | 65 | #N/A | #N/A | #N/A | #N/A | #N/A | #N/A | #N/A | #N/A
|  |  | 21 | 63 | #N/A | #N/A | #N/A | #N/A | #N/A | #N/A | #N/A | #N/A
|  |  | 22 | 61 | #N/A | #N/A | #N/A | #N/A | #N/A | #N/A | #N/A | #N/A
|  |  | 23 | 59 | #N/A | #N/A | #N/A | #N/A | #N/A | #N/A | #N/A | #N/A
|  |  | 24 | 57 | #N/A | #N/A | #N/A | #N/A | #N/A | #N/A | #N/A | #N/A
|  |  | 25 | 55 | #N/A | #N/A | #N/A | #N/A | #N/A | #N/A | #N/A | #N/A
|  |  | 26 | 53 | #N/A | #N/A | #N/A | #N/A | #N/A | #N/A | #N/A | #N/A
|  |  | 27 | 51 | #N/A | #N/A | #N/A | #N/A | #N/A | #N/A | #N/A | #N/A
|  |  | 28 | 49 | #N/A | #N/A | #N/A | #N/A | #N/A | #N/A | #N/A | #N/A
|  |  | 29 | 47 | #N/A | #N/A | #N/A | #N/A | #N/A | #N/A | #N/A | #N/A
|  |  | 30 | 45 | #N/A | #N/A | #N/A | #N/A | #N/A | #N/A | #N/A | #N/A
|  |  | 31 | 43 | #N/A | #N/A | #N/A | #N/A | #N/A | #N/A | #N/A | #N/A
|  |  | 32 | 41 | #N/A | #N/A | #N/A | #N/A | #N/A | #N/A | #N/A | #N/A
|  |  | 33 | 39 | #N/A | #N/A | #N/A | #N/A | #N/A | #N/A | #N/A | #N/A
|  |  | 34 | 37 | #N/A | #N/A | #N/A | #N/A | #N/A | #N/A | #N/A | #N/A
|  |  | 35 | 35 | #N/A | #N/A | #N/A | #N/A | #N/A | #N/A | #N/A | #N/A
|  |  | 36 | 33 | #N/A | #N/A | #N/A | #N/A | #N/A | #N/A | #N/A | #N/A
|  |  | 37 | 31 | #N/A | #N/A | #N/A | #N/A | #N/A | #N/A | #N/A | #N/A
|  |  | 38 | 29 | #N/A | #N/A | #N/A | #N/A | #N/A | #N/A | #N/A | #N/A
|  |  | 39 | 27 | #N/A | #N/A | #N/A | #N/A | #N/A | #N/A | #N/A | #N/A
|  |  | 40 | 25 | #N/A | #N/A | #N/A | #N/A | #N/A | #N/A | #N/A | #N/A
|  |  | 41 | 23 | #N/A | #N/A | #N/A | #N/A | #N/A | #N/A | #N/A | #N/A
|  |  | 42 | 21 | #N/A | #N/A | #N/A | #N/A | #N/A | #N/A | #N/A | #N/A
|  |  | 43 | 19 | #N/A | #N/A | #N/A | #N/A | #N/A | #N/A | #N/A | #N/A
|  |  | 44 | 17 | #N/A | #N/A | #N/A | #N/A | #N/A | #N/A | #N/A | #N/A
|  |  | 45 | 15 | #N/A | #N/A | #N/A | #N/A | #N/A | #N/A | #N/A | #N/A
|  |  | 46 | 13 | #N/A | #N/A | #N/A | #N/A | #N/A | #N/A | #N/A | #N/A
|  |  | 47 | 11 | #N/A | #N/A | #N/A | #N/A | #N/A | #N/A | #N/A | #N/A
|  |  | 48 | 9 | #N/A | #N/A | #N/A | #N/A | #N/A | #N/A | #N/A | #N/A
|  |  | 49 | 7 | #N/A | #N/A | #N/A | #N/A | #N/A | #N/A | #N/A | #N/A
|  |  | 50 | 5 | #N/A | #N/A | #N/A | #N/A | #N/A | #N/A | #N/A | #N/A
|  |  | 51 | 3 | #N/A | #N/A | #N/A | #N/A | #N/A | #N/A | #N/A | #N/A
|  |  | 52 | 1 | #N/A | #N/A | #N/A | #N/A | #N/A | #N/A | #N/A | #N/A
|  |  | 53 | -1 | #N/A | #N/A | #N/A | #N/A | #N/A | #N/A | #N/A | #N/A
|  |  | 54 | -3 | #N/A | #N/A | #N/A | #N/A | #N/A | #N/A | #N/A | #N/A
|  |  | 55 | -5 | #N/A | #N/A | #N/A | #N/A | #N/A | #N/A | #N/A | #N/A
|  |  | 56 | -7 | #N/A | #N/A | #N/A | #N/A | #N/A | #N/A | #N/A | #N/A
|  |  | 57 | -9 | #N/A | #N/A | #N/A | #N/A | #N/A | #N/A | #N/A | #N/A
|  |  | 58 | -11 | #N/A | #N/A | #N/A | #N/A | #N/A | #N/A | #N/A | #N/A
|  |  | 59 | -13 | #N/A | #N/A | #N/A | #N/A | #N/A | #N/A | #N/A | #N/A
|  |  | 60 | -15 | #N/A | #N/A | #N/A | #N/A | #N/A | #N/A | #N/A | #N/A
|  |  | 61 | -17 | #N/A | #N/A | #N/A | #N/A | #N/A | #N/A | #N/A | #N/A
|  |  | 62 | -19 | #N/A | #N/A | #N/A | #N/A | #N/A | #N/A | #N/A | #N/A
|  |  | 63 | -21 | #N/A | #N/A | #N/A | #N/A | #N/A | #N/A | #N/A | #N/A
|  |  | 64 | -23 | #N/A | #N/A | #N/A | #N/A | #N/A | #N/A | #N/A | #N/A
|  |  |  | Totals | #N/A
Note on C11: [Threaded comment] Your version of Excel allows you to read this threaded comment; however, any edits to it will get removed if the file is opened in a newer version of Excel. Learn more: https://go.microsoft.com/fwlink/?linkid=870924 Comment: Factor from AHRI 210/240 for account for efficiency losses due to cycling (default is 0.40 for ccASHP)
Note on C12: [Threaded comment] Your version of Excel allows you to read this threaded comment; however, any edits to it will get removed if the file is opened in a newer version of Excel. Learn more: https://go.microsoft.com/fwlink/?linkid=870924 Comment: factor to adjust for impact of internal gains on heating load at design (default is 1.1). Greater than 1.1 means gains decrease heating load
Note on C13: [Threaded comment] Your version of Excel allows you to read this threaded comment; however, any edits to it will get removed if the file is opened in a newer version of Excel. Learn more: https://go.microsoft.com/fwlink/?linkid=870924 Comment: Fraction of HP capacity when load is shared between HP and backup heat source
Note on C14: [Threaded comment] Your version of Excel allows you to read this threaded comment; however, any edits to it will get removed if the file is opened in a newer version of Excel. Learn more: https://go.microsoft.com/fwlink/?linkid=870924 Comment: Relative size of backup heating system compared to design building heating load (BHL).

## TRM Enthalpy (hidden)
Table from TRM Measure for ERV | [11 empty] | Albany | Binghamton | Buffalo | Massena | NYC | Poughkeepsie | Syracuse | [6 empty] | Plot | 5 | NYC
|  | Enthalpy (Btu/lb) | [9 empty] | 0 | 1 | 2 | 3 | 4 | 5 | 6
| index | Albany | Binghamton | Buffalo | Massena | NYC | Poughkeepsie | Syracuse | Temp | index | closest < T | Albany | Binghamton | Buffalo | Massena | NYC | Poughkeepsie | Syracuse | offset1 | offset2
-37.5 | 1 | -8.18 | -8.18 | -8.18 | -8.18 | -8.18 | -8.18 | -8.18 | 101 | 28 | 97.5 | 25.168 | 25.1 | 25.1 | 25.1 | 25.1 | 25.1 | 25.1 | 1 | 2 | extrapolate | 101 | 25.1
-32.5 | 2 | -6.97 | -6.97 | -6.97 | -6.97 | -6.97 | -6.97 | -6.97 | 99 | 28 | 97.5 | 24.672 | 24.62 | 24.62 | 24.62 | 24.62 | 24.62 | 24.62 | 1 | 2 | extrapolate | 99 | 24.62
-27.5 | 3 | -5.77 | -5.77 | -5.77 | -5.77 | -5.77 | -5.77 | -5.77 | 97 | 27 | 92.5 | 24.176 | 24.14 | 24.14 | 24.14 | 24.14 | 24.14 | 24.14 | 0 | 1 | interpolate | 97 | 24.14
-22.5 | 4 | -4.57 | -4.57 | -4.57 | -4.57 | -4.57 | -4.57 | -4.57 | 95 | 27 | 92.5 | 23.68 | 23.66 | 23.66 | 23.66 | 23.66 | 23.66 | 23.66 | 0 | 1 | interpolate | 95 | 23.66
-17.5 | 5 | -3.37 | -3.37 | -3.37 | -3.37 | -3.37 | -3.37 | -3.37 | 93 | 27 | 92.5 | 23.184 | 23.18 | 23.18 | 23.18 | 23.18 | 23.18 | 23.18 | 0 | 1 | interpolate | 93 | 23.18
-12.5 | 6 | -2.17 | -2.17 | -2.17 | -2.17 | -2.17 | -2.17 | -2.17 | 91 | 26 | 87.5 | 22.7 | 22.7 | 22.7 | 22.7 | 22.7 | 22.7 | 22.7 | 0 | 1 | interpolate | 91 | 22.7
-7.5 | 7 | -0.97 | -0.97 | -0.97 | -0.97 | -0.97 | -0.97 | -0.97 | 89 | 26 | 87.5 | 22.22 | 22.22 | 22.22 | 22.22 | 22.22 | 22.22 | 22.22 | 0 | 1 | interpolate | 89 | 22.22
-2.5 | 8 | 0.23 | 0.23 | 0.23 | 0.23 | 0.23 | 0.23 | 0.23 | 87 | 25 | 82.5 | 21.74 | 21.74 | 21.74 | 21.74 | 23.07 | 22.965 | 22.933 | 0 | 1 | interpolate | 87 | 23.07
2.5 | 9 | 1.43 | 1.43 | 1.43 | 1.43 | 1.43 | 1.43 | 1.43 | 85 | 25 | 82.5 | 21.26 | 21.26 | 21.26 | 21.26 | 27.91 | 27.385 | 27.225 | 0 | 1 | interpolate | 85 | 27.91
7.5 | 10 | 2.63 | 2.64 | 2.64 | 2.64 | 2.64 | 2.64 | 2.64 | 83 | 25 | 82.5 | 20.78 | 20.78 | 20.78 | 20.78 | 32.75 | 31.805 | 31.517 | 0 | 1 | interpolate | 83 | 32.75
12.5 | 11 | 3.83 | 3.83 | 3.83 | 4.23 | 3.83 | 3.83 | 3.83 | 81 | 24 | 77.5 | 23.726 | 23.534 | 23.63 | 23.669 | 33.444 | 32.334 | 32.065 | 0 | 1 | interpolate | 81 | 33.444
17.5 | 12 | 5.77 | 5.9 | 5.03 | 5.68 | 5.03 | 5.03 | 5.9 | 79 | 24 | 77.5 | 27.814 | 27.366 | 27.59 | 27.681 | 32.756 | 31.566 | 31.365 | 0 | 1 | interpolate | 79 | 32.756
22.5 | 13 | 7.19 | 7.31 | 7.43 | 7.19 | 6.23 | 7.32 | 7.31 | 77 | 23 | 72.5 | 30.667 | 30.081 | 30.392 | 30.493 | 32.07 | 30.798 | 30.629 | 0 | 1 | interpolate | 77 | 32.07
27.5 | 14 | 8.73 | 8.85 | 8.95 | 8.83 | 8.85 | 8.85 | 8.88 | 75 | 23 | 72.5 | 29.815 | 29.445 | 29.72 | 29.705 | 31.39 | 30.03 | 29.785 | 0 | 1 | interpolate | 75 | 31.39
32.5 | 15 | 10.37 | 10.59 | 10.66 | 10.68 | 10.33 | 10.35 | 10.55 | 73 | 23 | 72.5 | 28.963 | 28.809 | 29.048 | 28.917 | 30.71 | 29.262 | 28.941 | 0 | 1 | interpolate | 73 | 30.71
37.5 | 16 | 12.25 | 12.37 | 12.5 | 12.52 | 11.92 | 12.14 | 12.47 | 71 | 22 | 67.5 | 28.243 | 28.065 | 28.34 | 28.105 | 29.544 | 28.53 | 28.268 | 0 | 1 | interpolate | 71 | 29.544
42.5 | 17 | 14.19 | 14.36 | 14.4 | 14.45 | 13.9 | 14.24 | 14.4 | 69 | 22 | 67.5 | 27.567 | 27.285 | 27.62 | 27.285 | 28.216 | 27.81 | 27.652 | 0 | 1 | interpolate | 69 | 28.216
47.5 | 18 | 16.28 | 16.5 | 16.47 | 12.88 | 15.98 | 16.28 | 16.52 | 67 | 21 | 62.5 | 26.781 | 26.509 | 26.805 | 26.485 | 26.878 | 26.985 | 26.924 | 0 | 1 | interpolate | 67 | 26.878
52.5 | 19 | 18.56 | 18.82 | 18.76 | 18.99 | 18.32 | 18.72 | 18.8 | 65 | 21 | 62.5 | 25.665 | 25.745 | 25.705 | 25.745 | 25.51 | 25.845 | 25.86 | 0 | 1 | interpolate | 65 | 25.51
57.5 | 20 | 21.07 | 21.6 | 21.31 | 21.74 | 20.81 | 21.29 | 21.35 | 63 | 21 | 62.5 | 24.549 | 24.981 | 24.605 | 25.005 | 24.142 | 24.705 | 24.796 | 0 | 1 | interpolate | 63 | 24.142
62.5 | 21 | 24.27 | 24.79 | 24.33 | 24.82 | 23.8 | 24.42 | 24.53 | 61 | 20 | 57.5 | 23.31 | 23.833 | 23.424 | 23.896 | 22.903 | 23.481 | 23.576 | 0 | 1 | interpolate | 61 | 22.903
67.5 | 22 | 27.06 | 26.7 | 27.08 | 26.67 | 27.22 | 27.27 | 27.19 | 59 | 20 | 57.5 | 22.03 | 22.557 | 22.216 | 22.664 | 21.707 | 22.229 | 22.304 | 0 | 1 | interpolate | 59 | 21.707
72.5 | 23 | 28.75 | 28.65 | 28.88 | 28.72 | 30.54 | 29.07 | 28.73 | 57 | 19 | 52.5 | 20.819 | 21.322 | 21.055 | 21.465 | 20.561 | 21.033 | 21.095 | 0 | 1 | interpolate | 57 | 20.561
77.5 | 24 | 30.88 | 30.24 | 30.56 | 30.69 | 32.24 | 30.99 | 30.84 | 55 | 19 | 52.5 | 19.815 | 20.21 | 20.035 | 20.365 | 19.565 | 20.005 | 20.075 | 0 | 1 | interpolate | 55 | 19.565
82.5 | 25 | 20.66 | 20.66 | 20.66 | 20.66 | 33.96 | 32.91 | 32.59 | 53 | 19 | 52.5 | 18.811 | 19.098 | 19.015 | 19.265 | 18.569 | 18.977 | 19.055 | 0 | 1 | interpolate | 53 | 18.569
87.5 | 26 | 21.86 | 21.86 | 21.86 | 21.86 | 21.86 | 21.86 | 21.86 | 51 | 18 | 47.5 | 17.876 | 18.124 | 18.073 | 17.157 | 17.618 | 17.988 | 18.116 | 0 | 1 | interpolate | 51 | 17.618
92.5 | 27 | 23.06 | 23.06 | 23.06 | 23.06 | 23.06 | 23.06 | 23.06 | 49 | 18 | 47.5 | 16.964 | 17.196 | 17.157 | 14.713 | 16.682 | 17.012 | 17.204 | 0 | 1 | interpolate | 49 | 16.682
97.5 | 28 | 24.3 | 24.26 | 24.26 | 24.26 | 24.26 | 24.26 | 24.26 | 47 | 17 | 42.5 | 16.071 | 16.286 | 16.263 | 13.037 | 15.772 | 16.076 | 16.308 | 0 | 1 | interpolate | 47 | 15.772
[9 empty] | 45 | 17 | 42.5 | 15.235 | 15.43 | 15.435 | 13.665 | 14.94 | 15.26 | 15.46 | 0 | 1 | interpolate | 45 | 14.94
| Hours from TRM | [7 empty] | 43 | 17 | 42.5 | 14.399 | 14.574 | 14.607 | 14.293 | 14.108 | 14.444 | 14.612 | 0 | 1 | interpolate | 43 | 14.108
|  | Albany | Binghamton | Buffalo | Massena | NYC | Poughkeepsie | Syracuse | 41 | 16 | 37.5 | 13.608 | 13.763 | 13.83 | 13.871 | 13.306 | 13.61 | 13.821 | 0 | 1 | interpolate | 41 | 13.306
97.5 |  | 0 | 0 | 0 | 0 | 0 | 0 | 0 | 39 | 16 | 37.5 | 12.832 | 12.967 | 13.07 | 13.099 | 12.514 | 12.77 | 13.049 | 0 | 1 | interpolate | 39 | 12.514
92.5 |  | 0 | 0 | 0 | 0 | 0 | 0 | 0 | 37 | 15 | 32.5 | 12.062 | 12.192 | 12.316 | 12.336 | 11.761 | 11.961 | 12.278 | 0 | 1 | interpolate | 37 | 11.761
87.5 |  | 0 | 0 | 0 | 0 | 0 | 0 | 0 | 35 | 15 | 32.5 | 11.31 | 11.48 | 11.58 | 11.6 | 11.125 | 11.245 | 11.51 | 0 | 1 | interpolate | 35 | 11.125
82.5 |  | 124 | 0 | 0 | 0 | 246 | 394 | 42 | 33 | 15 | 32.5 | 10.558 | 10.768 | 10.844 | 10.864 | 10.489 | 10.529 | 10.742 | 0 | 1 | interpolate | 33 | 10.489
77.5 |  | 556 | 195 | 520 | 483 | 698 | 489 | 619 | 31 | 14 | 27.5 | 9.878 | 10.068 | 10.147 | 10.125 | 9.886 | 9.9 | 10.049 | 0 | 1 | interpolate | 31 | 9.886
72.5 |  | 608 | 574 | 678 | 489 | 1115 | 578 | 561 | 29 | 14 | 27.5 | 9.222 | 9.372 | 9.463 | 9.385 | 9.294 | 9.3 | 9.381 | 0 | 1 | interpolate | 29 | 9.294
67.5 |  | 884 | 776 | 916 | 649 | 780 | 832 | 866 | 27 | 13 | 22.5 | 8.576 | 8.696 | 8.798 | 8.666 | 8.588 | 8.697 | 8.723 | 0 | 1 | interpolate | 27 | 8.588
62.5 |  | 865 | 1071 | 859 | 959 | 717 | 876 | 893 | 25 | 13 | 22.5 | 7.96 | 8.08 | 8.19 | 8.01 | 7.54 | 8.085 | 8.095 | 0 | 1 | interpolate | 25 | 7.54
57.5 |  | 659 | 735 | 622 | 714 | 707 | 663 | 648 | 23 | 13 | 22.5 | 7.344 | 7.464 | 7.582 | 7.354 | 6.492 | 7.473 | 7.467 | 0 | 1 | interpolate | 23 | 6.492
52.5 |  | 624 | 648 | 645 | 615 | 735 | 636 | 623 | 21 | 12 | 17.5 | 6.764 | 6.887 | 6.71 | 6.737 | 5.87 | 6.633 | 6.887 | 0 | 1 | interpolate | 21 | 5.87
47.5 |  | 617 | 636 | 635 | 584 | 746 | 667 | 630 | 19 | 12 | 17.5 | 6.196 | 6.323 | 5.75 | 6.133 | 5.39 | 5.717 | 6.323 | 0 | 1 | interpolate | 19 | 5.39
42.5 |  | 621 | 626 | 652 | 582 | 882 | 643 | 626 | 17 | 11 | 12.5 | 5.576 | 5.693 | 4.91 | 5.535 | 4.91 | 4.91 | 5.693 | 0 | 1 | interpolate | 17 | 4.91
37.5 |  | 675 | 670 | 715 | 550 | 1197 | 811 | 700 | 15 | 11 | 12.5 | 4.8 | 4.865 | 4.43 | 4.955 | 4.43 | 4.43 | 4.865 | 0 | 1 | interpolate | 15 | 4.43
32.5 |  | 822 | 730 | 819 | 619 | 858 | 963 | 762 | 13 | 11 | 12.5 | 4.024 | 4.037 | 3.95 | 4.375 | 3.95 | 3.95 | 4.037 | 0 | 1 | interpolate | 13 | 3.95
27.5 |  | 1056 | 1157 | 1246 | 571 | 79 | 839 | 1139 | 11 | 10 | 7.5 | 3.47 | 3.473 | 3.473 | 3.753 | 3.473 | 3.473 | 3.473 | 0 | 1 | interpolate | 11 | 3.473
22.5 |  | 608 | 878 | 453 | 886 | 0 | 369 | 650 | 9 | 10 | 7.5 | 2.99 | 2.997 | 2.997 | 3.117 | 2.997 | 2.997 | 2.997 | 0 | 1 | interpolate | 9 | 2.997
17.5 |  | 41 | 64 | 0 | 731 | 0 | 0 | 1 | 7 | 9 | 2.5 | 2.51 | 2.519 | 2.519 | 2.519 | 2.519 | 2.519 | 2.519 | 0 | 1 | interpolate | 7 | 2.519
12.5 |  | 0 | 0 | 0 | 328 | 0 | 0 | 0 | 5 | 9 | 2.5 | 2.03 | 2.035 | 2.035 | 2.035 | 2.035 | 2.035 | 2.035 | 0 | 1 | interpolate | 5 | 2.035
[9 empty] | 3 | 9 | 2.5 | 1.55 | 1.551 | 1.551 | 1.551 | 1.551 | 1.551 | 1.551 | 0 | 1 | interpolate | 3 | 1.551
|  | 8760 | 8760 | 8760 | 8760 | 8760 | 8760 | 8760 | 1 | 8 | -2.5 | 1.07 | 1.07 | 1.07 | 1.07 | 1.07 | 1.07 | 1.07 | 0 | 1 | interpolate | 1 | 1.07
[9 empty] | -1 | 8 | -2.5 | 0.59 | 0.59 | 0.59 | 0.59 | 0.59 | 0.59 | 0.59 | 0 | 1 | interpolate | -1 | 0.59
[9 empty] | -3 | 7 | -7.5 | 0.11 | 0.11 | 0.11 | 0.11 | 0.11 | 0.11 | 0.11 | 0 | 1 | interpolate | -3 | 0.11
[9 empty] | -5 | 7 | -7.5 | -0.37 | -0.37 | -0.37 | -0.37 | -0.37 | -0.37 | -0.37 | 0 | 1 | interpolate | -5 | -0.37
[9 empty] | -7 | 7 | -7.5 | -0.85 | -0.85 | -0.85 | -0.85 | -0.85 | -0.85 | -0.85 | 0 | 1 | interpolate | -7 | -0.85
[9 empty] | -9 | 6 | -12.5 | -1.33 | -1.33 | -1.33 | -1.33 | -1.33 | -1.33 | -1.33 | 0 | 1 | interpolate | -9 | -1.33
[9 empty] | -11 | 6 | -12.5 | -1.81 | -1.81 | -1.81 | -1.81 | -1.81 | -1.81 | -1.81 | 0 | 1 | interpolate | -11 | -1.81
[9 empty] | -13 | 5 | -17.5 | -2.29 | -2.29 | -2.29 | -2.29 | -2.29 | -2.29 | -2.29 | 0 | 1 | interpolate | -13 | -2.29
[9 empty] | -15 | 5 | -17.5 | -2.77 | -2.77 | -2.77 | -2.77 | -2.77 | -2.77 | -2.77 | 0 | 1 | interpolate | -15 | -2.77
[9 empty] | -17 | 5 | -17.5 | -3.25 | -3.25 | -3.25 | -3.25 | -3.25 | -3.25 | -3.25 | 0 | 1 | interpolate | -17 | -3.25
[9 empty] | -19 | 4 | -22.5 | -3.73 | -3.73 | -3.73 | -3.73 | -3.73 | -3.73 | -3.73 | 0 | 1 | interpolate | -19 | -3.73
[9 empty] | -21 | 4 | -22.5 | -4.21 | -4.21 | -4.21 | -4.21 | -4.21 | -4.21 | -4.21 | 0 | 1 | interpolate | -21 | -4.21
[9 empty] | -23 | 3 | -27.5 | -4.69 | -4.69 | -4.69 | -4.69 | -4.69 | -4.69 | -4.69 | 0 | 1 | interpolate | -23 | -4.69
[22 empty] | -37.5 |  | -8.18
[22 empty] | -32.5 |  | -6.97
[22 empty] | -27.5 |  | -5.77
[22 empty] | -22.5 |  | -4.57
[22 empty] | -17.5 |  | -3.37
[22 empty] | -12.5 |  | -2.17
[22 empty] | -7.5 |  | -0.97
[22 empty] | -2.5 |  | 0.23
[22 empty] | 2.5 |  | 1.43
[22 empty] | 7.5 |  | 2.64
[22 empty] | 12.5 |  | 3.83
[22 empty] | 17.5 |  | 5.03
[22 empty] | 22.5 |  | 6.23
[22 empty] | 27.5 |  | 8.85
[22 empty] | 32.5 |  | 10.33
[22 empty] | 37.5 |  | 11.92
[22 empty] | 42.5 |  | 13.9
[22 empty] | 47.5 |  | 15.98
[22 empty] | 52.5 |  | 18.32
[22 empty] | 57.5 |  | 20.81
[22 empty] | 62.5 |  | 23.8
[22 empty] | 67.5 |  | 27.22
[22 empty] | 72.5 |  | 30.54
[22 empty] | 77.5 |  | 32.24
[22 empty] | 82.5 |  | 33.96
[22 empty] | 87.5 |  | 21.86
[22 empty] | 92.5 |  | 23.06
[22 empty] | 97.5 |  | 24.26

## CAT 4A incentive test (hidden)
| $/LMMBTU | EUL | $/AMMBTU
HP | 16 | 15 | 240
Envelope | 16 | 25 | 400
% Envelope Upgrade | 0.01 | 0.03 | 0.05 | 0.1 | 0.15 | 0.2 | 0.25 | 0.3 | 0.35 | 0.4 | 0.5 | 0.6 | 0.7
Basleline Consumption kBTU/Sf | 50 | 50 | 50 | 50 | 50 | 50 | 50 | 50 | 50 | 50 | 50 | 50 | 50
Baseline Load kBTU/SF | 40 | 40 | 40 | 40 | 40 | 40 | 40 | 40 | 40 | 40 | 40 | 40 | 40
Savings from HP kBTU/h | 36.3 | 35.5667 | 34.8333 | 33 | 31.1667 | 29.3333 | 27.5 | 25.6667 | 23.8333 | 22 | 18.3333 | 14.6667 | 11
Savings from Envelope kBTU/h | 0.5 | 1.5 | 2.5 | 5 | 7.5 | 10 | 12.5 | 15 | 17.5 | 20 | 25 | 30 | 35
Basleline Consumption after ENVELOPE upgrade kBTU/Sf | 49.5 | 48.5 | 47.5 | 45 | 42.5 | 40 | 37.5 | 35 | 32.5 | 30 | 25 | 20 | 15
Lifetime savings from HP | 544.5 | 533.5 | 522.5 | 495 | 467.5 | 440 | 412.5 | 385 | 357.5 | 330 | 275 | 220 | 165
Lifetime savings from Envelope | 12.5 | 37.5 | 62.5 | 125 | 187.5 | 250 | 312.5 | 375 | 437.5 | 500 | 625 | 750 | 875
Billed separately HP portion | 8.712 | 8.536 | 8.36 | 7.92 | 7.48 | 7.04 | 6.6 | 6.16 | 5.72 | 5.28 | 4.4 | 3.52 | 2.64
Billed separately Envelope portion | 0.2 | 0.6 | 1 | 2 | 3 | 4 | 5 | 6 | 7 | 8 | 10 | 12 | 14
AMMBTU | 0.24217 | 0.24647 | 0.25071 | 0.26105 | 0.27103 | 0.28068 | 0.29 | 0.29902 | 0.30774 | 0.31619 | 0.33231 | 0.34746 | 0.36174
LMMBTU | 0.016 | 0.016 | 0.016 | 0.016 | 0.016 | 0.016 | 0.016 | 0.016 | 0.016 | 0.016 | 0.016 | 0.016 | 0.016
Packaged 4A incentive: HP portion | 14.52 | 14.2267 | 13.9333 | 13.2 | 12.4667 | 11.7333 | 11 | 10.2667 | 9.5333 | 8.8 | 7.3333 | 5.8667 | 4.4
Packaged 4A incentive: Envelope portion | 0.2 | 0.6 | 1 | 2 | 3 | 4 | 5 | 6 | 7 | 8 | 10 | 12 | 14
Packaged 4A TOTAL incentive: $/SF | 14.72 | 14.8267 | 14.9333 | 15.2 | 15.4667 | 15.7333 | 16 | 16.2667 | 16.5333 | 16.8 | 17.3333 | 17.8667 | 18.4
| 0.4 | 0.4 | 0.4 | 0.4 | 0.4 | 0.4 | 0.4 | 0.4 | 0.4 | 0.4 | 0.4 | 0.4 | 0.4
$AMMBTU | 400 | 400 | 400 | 400 | 400 | 400 | 400 | 400 | 400 | 400 | 400 | 400 | 400
$/LMMBTU | 26.4273 | 25.9661 | 25.5271 | 24.5161 | 23.6132 | 22.8019 | 22.069 | 21.4035 | 20.7966 | 20.241 | 19.2593 | 18.4192 | 17.6923
Size BTU/SF | 22.593 | 22.137 | 21.68 | 20.539 | 19.398 | 18.257
HP Cost $/SF | 5.8241 | 5.7671 | 5.71 | 5.5674 | 5.4248 | 5.2821
Envelope cost | 0.1 | 0.3 | 0.5 | 1 | 1.5 | 3 | 3.75 | 4.5 | 5.25 | 6 | 7.5 | 9 | 10.5
Total cost | 5.9241 | 6.0671 | 6.21 | 6.5674 | 6.9248 | 8.2821 | 3.75 | 4.5 | 5.25 | 6 | 7.5 | 9 | 10.5

## Peak_Consump_LF (hidden)
Company Estimates for Peak Load and Consumption Based on Building Size and Type
Purple Means Less Than 10 Values, Red Means Less Than 5 Values, Orange Means Estimated by using adjacent columns
Building Type |  | Building Age | Peak Load Factors (lbs per hr / MCF) |  |  |  |  | Steam Consumption Factors (Mlb per MCF / year) |  |  |  |  | Company Estimated Load Factor | [8 empty] | Peak Load Factors (BTU/h / CF) |  |  |  |  | Steam Consumption Factors (kBTU / CF) |  |  |  |  | Company Estimated Load Factor
|  |  | Heating | Hot Water | Air Conditioning | Dry Cleaning | Manufacturing | Heating | Hot Water | Air Conditioning | Dry Cleaning | Manufacturing | HTG | HTG,HW | HTG,HW,AC | HTG,AC | AC | HW | Dry Cleaning | Manufacturing |  | Heating | Hot Water | Air Conditioning | Dry Cleaning | Manufacturing | Heating | Hot Water | Air Conditioning | Dry Cleaning | Manufacturing | HTG | HTG,HW | HTG,HW,AC | HTG,AC | AC | HW | Dry Cleaning | Manufacturing
Asylum and Home |  | Old (before 1950) | 3.2 | 4.1 | 2.9 |  |  | 2.97 | 3.47 | 2.86 | - | - | 8% | 16% | 28% | 23% | 12% | 12% | - | - |  | 8.6394 | 1.5708 | 3.2538 |  |  | 3.9046 | 4.8695 | 3.2089 | - | - | 8% | 16% | 28% | 23% | 12% | 12% | - | -
Asylum and Home |  | Moderately Old (1951-79) | 7.7 | 1.4 | 2.9 |  |  | 3.48 | 4.34 | 2.86 | - | - | 6.667% | 5% | 6% | 23% | 12% | 12% | - | - |  | 7.854 | 1.428 | 2.958 |  |  | 3.5496 | 4.4268 | 2.9172 | - | - | 6.667% | 5% | 6% | 23% | 12% | 12% | - | -
Asylum and Home |  | Moderately New (1980-99) | 5.45 | 2.75 | 2.9 |  |  | 3.225 | 3.905 | 2.86 | - | - | 10% | 10.5% | 28% | 23% | 12% | 12% | - | - |  | 5.559 | 2.805 | 2.958 |  |  | 3.2895 | 3.9831 | 2.9172 | - | - | 10% | 10.5% | 28% | 23% | 12% | 12% | - | -
Asylum and Home |  | New (after 1999) | 5.45 | 2.75 | 2.9 |  |  | 3.225 | 3.905 | 2.86 | - | - | 2% | 10.5% | 28% | 23% | 12% | 12% | - | - |  | 5.559 | 2.805 | 2.958 |  |  | 3.2895 | 3.9831 | 2.9172 | - | - | 2% | 10.5% | 28% | 23% | 12% | 12% | - | -
Condominium |  | Old (before 1950) | 4.8 | 1.3 | 1.8 |  |  | 2.36 | 1.12 | 2.54 | - | - | 11.5% | 12% | 27.5% | 23% | 12% | 12% | - | - |  | 4.896 | 1.326 | 1.836 |  |  | 1.7279 | 2.1318 | 2.8499 | - | - | 11.5% | 12% | 27.5% | 23% | 12% | 12% | - | -
Condominium |  | Moderately Old (1951-79) | 1.9 | 1.1 | 1.8 |  |  | 1.54 | 1.9 | 2.54 | - | - | 11.5% | 20% | 26% | 23% | 12% | 7% | - | - |  | 2.244 | 1.2342 | 1.4586 |  |  | 1.5708 | 1.938 | 2.5908 | - | - | 11.5% | 20% | 26% | 23% | 12% | 7% | - | -
Condominium |  | Moderately New (1980-99) | 2 | 1.1 | 1.3 |  |  | 1.85 | 1.58 | 1.37 | - | - | 11% | 17% | 29% | 42% | 12% | 12% | - | - |  | 2.04 | 1.122 | 1.326 |  |  | 1.887 | 1.6116 | 1.3974 | - | - | 11% | 17% | 29% | 42% | 12% | 12% | - | -
Condominium |  | New (after 1999) | 2.3 | 1.2 | 1.3 |  |  | 1.75 | 1.28 | 1.37 | - | - | 12% | 14% | 27.5% | 23% | 12% | 12% | - | - |  | 2.346 | 1.224 | 1.326 |  |  | 1.785 | 1.3056 | 1.3974 | - | - | 12% | 14% | 27.5% | 23% | 12% | 12% | - | -
Dry Cleaners |  | Old (before 1950) |  |  |  | 15.625 | 3 | - | - | - | 25.52 | 7.18 |  | 16.77% |  | 23% | 12% | 12% | 8% |  |  | 0 | 0 | 0 | 15.625 | 3 | #VALUE! | #VALUE! | #VALUE! | 25.52 | 7.18 |  | 16.77% |  | 23% | 12% | 12% | 8%
Dry Cleaners |  | Moderately Old (1951-79) |  |  |  | 15.625 | 3 | - | - | - | 25.52 | 7.18 |  |  |  | 23% | 12% | 12% | 19% |  |  | 0 | 0 | 0 | 15.625 | 3 | #VALUE! | #VALUE! | #VALUE! | 25.52 | 7.18 |  |  |  | 23% | 12% | 12% | 19%
Dry Cleaners |  | Moderately New (1980-99) |  |  |  | 17.5714 | 3 | - | - | - | 11.57 | 7.18 |  |  |  | 23% | 12% | 12% | 17% |  |  | 0 | 0 | 0 | 17.5714 | 3 | #VALUE! | #VALUE! | #VALUE! | 11.57 | 7.18 |  |  |  | 23% | 12% | 12% | 17%
Dry Cleaners |  | New (after 1999) |  |  |  | 17.5714 | 3 | - | - | - | 11.57 | 7.18 |  |  |  | 23% | 12% | 12% | 14.67% |  |  | 0 | 0 | 0 | 17.5714 | 3 | #VALUE! | #VALUE! | #VALUE! | 11.57 | 7.18 |  |  |  | 23% | 12% | 12% | 14.67%
Educational Facility | School | Old (before 1950) | 3.972 | 1.9021 | 2.2524 |  |  | 3.16 | 1.3 | 2.0333 | - | - | 5% | 12% | 23.33% | 23% | 12% | 12% |  |  |  | 4.0514 | 1.9401 | 2.2975 |  |  | 3.2232 | 1.326 | 2.074 | - | - | 5% | 12% | 23.33% | 23% | 12% | 12%
Educational Facility | School | Moderately Old (1951-79) | 3.1035 | 1.2575 | 3.2785 |  |  | 1.73 | 2.96 | 3.28 | - | - | 9% | 9% | 23% | 23% | 12% | 12% |  |  |  | 3.8879 | 1.4862 | 1.4024 |  |  | 3.0518 | 1.3576 | 1.9074 | - | - | 9% | 9% | 23% | 23% | 12% | 12%
Educational Facility | School | Moderately New (1980-99) | 3.4652 | 1.3246 | 1.2499 |  |  | 2.72 | 1.21 | 1.7 | - | - | 8% | 10% | 22% | 23% | 12% | 12% |  |  |  | 3.5345 | 1.3511 | 1.2749 |  |  | 2.7744 | 1.2342 | 1.734 | - | - | 8% | 10% | 22% | 23% | 12% | 12%
Educational Facility | School | New (after 1999) | 2.7773 | 2.033 | 2.2289 |  |  | 1.53 | 5.04 | 1.12 | - | - | 3% | 14% | 25% | 23% | 12% | 12% |  |  |  | 2.8328 | 2.0736 | 2.2735 |  |  | 1.5606 | 5.1408 | 1.1424 | - | - | 3% | 14% | 25% | 23% | 12% | 12%
Elevator Apartment | Multifamily | Old (before 1950) | 3.7767 | 2.7795 | 1.2444 |  |  | 2.36 | 1.81 | 1.77 | - | - | 8% | 15% | 28% | 23% | 12% | 12% |  |  |  | 3.8522 | 2.8351 | 1.2693 |  |  | 2.4072 | 1.8462 | 1.8054 | - | - | 8% | 15% | 28% | 23% | 12% | 12%
Elevator Apartment | Multifamily | Moderately Old (1951-79) | 1.958 | 0.95103 | 1.2444 |  |  | 1.93 | 1.73 | 1.77 | - | - | 6.667% | 19% | 28% | 23% | 12% | 12% |  |  |  | 2.7873 | 1.0997 | 1.3056 |  |  | 1.9686 | 1.7646 | 1.8054 | - | - | 6.667% | 19% | 28% | 23% | 12% | 12%
Elevator Apartment | Multifamily | Moderately New (1980-99) | 2.4843 | 0.98016 | 1.1636 |  |  | 2.22 | 1.48 | 1.79 | - | - | 10% | 16% | 28% | 23% | 12% | 26% |  |  |  | 2.534 | 0.99976 | 1.1869 |  |  | 1.8064 | 1.2791 | 2.0084 | - | - | 10% | 16% | 28% | 23% | 12% | 26%
Elevator Apartment | Multifamily | New (after 1999) | 1.8379 | 0.82046 | 1.1636 |  |  | 1.61 | 1.14 | 1.79 | - | - | 2% | 17% | 28% | 23% | 12% | 12% |  |  |  | 1.8747 | 0.83687 | 1.1869 |  |  | 1.6422 | 1.1628 | 1.8258 | - | - | 2% | 17% | 28% | 23% | 12% | 12%
Firehouse |  | Old (before 1950) | 6.4623 | 1.7274 | 1.1636 |  |  | 1.66 | 1.61 | 1.79 | - | - | 5% | 31% | 28% | 23% | 12% | 12% |  |  |  | 6.5915 | 1.762 | 1.1869 |  |  | 1.6932 | 1.6422 | 1.8258 | - | - | 5% | 31% | 28% | 23% | 12% | 12%
Firehouse |  | Moderately Old (1951-79) | 6.4623 | 1.7274 | 1.1636 |  |  | 1.66 | 1.61 | 1.79 | - | - | 6.667% | 18.5% | 28% | 23% | 12% | 12% |  |  |  | 6.5915 | 1.762 | 1.1869 |  |  | 1.6932 | 1.6422 | 1.8258 | - | - | 6.667% | 18.5% | 28% | 23% | 12% | 12%
Firehouse |  | Moderately New (1980-99) | 6.4623 | 1.7274 | 1.1636 |  |  | 1.66 | 1.61 | 1.79 | - | - | 6% | 6% | 28% | 23% | 12% | 12% |  |  |  | 6.5915 | 1.762 | 1.1869 |  |  | 1.6932 | 1.6422 | 1.8258 | - | - | 6% | 6% | 28% | 23% | 12% | 12%
Firehouse |  | New (after 1999) | 6.4623 | 1.7274 | 1.1636 |  |  | 1.66 | 1.61 | 1.79 | - | - | 9% | 18.5% | 28% | 23% | 12% | 12% |  |  |  | 6.5915 | 1.762 | 1.1869 |  |  | 1.6932 | 1.6422 | 1.8258 | - | - | 9% | 18.5% | 28% | 23% | 12% | 12%
Foreign Government Building / United Nations |  | Old (before 1950) | 9.5868 | 1.3541 | 0.99181 |  |  | 3.58 | 1.31 | 0.27 | - | - | 10% | 12% | 15% | 23% | 12% | 12% |  |  |  | 3.8907 | 1.0917 | 1.1128 |  |  | 3.6516 | 1.3362 | 0.2754 | - | - | 10% | 12% | 15% | 23% | 12% | 12%
Foreign Government Building / United Nations |  | Moderately Old (1951-79) | 3.4677 | 0.97299 | 0.99181 |  |  | 2.43 | 0.71 | 0.27 | - | - | 9.5% | 15% | 6% | 23% | 12% | 12% |  |  |  | 3.537 | 0.99245 | 1.0116 |  |  | 2.4786 | 0.7242 | 0.2754 | - | - | 9.5% | 15% | 6% | 23% | 12% | 12%
Foreign Government Building / United Nations |  | Moderately New (1980-99) | 2.5717 | 0.62321 | 0.99181 |  |  | 2.07 | 0.82 | 0.27 | - | - | 9% | 13% | 17% | 23% | 12% | 12% |  |  |  | 2.6231 | 0.63568 | 1.0116 |  |  | 2.1114 | 0.8364 | 0.2754 | - | - | 9% | 13% | 17% | 23% | 12% | 12%
Foreign Government Building / United Nations |  | New (after 1999) | 5.6038 | 1.4943 | 0.99181 |  |  | 1.7 | 1.57 | 0.27 | - | - | 9.5% | 5% | 15% | 23% | 12% | 12% |  |  |  | 5.7159 | 1.5242 | 1.0116 |  |  | 1.734 | 1.6014 | 0.2754 | - | - | 9.5% | 5% | 15% | 23% | 12% | 12%
Government Facility |  | Old (before 1950) | 4.2019 | 2.9832 | 4.4417 |  |  | 3.8 | 1.62 | 5.64 | - | - | 11% | 13% | 15% | 28% | 12% | 12% |  |  |  | 4.2859 | 3.0429 | 4.5305 |  |  | 3.876 | 1.6524 | 5.7528 | - | - | 11% | 13% | 15% | 28% | 12% | 12%
Government Facility |  | Moderately Old (1951-79) | 2.0838 | 0.94826 | 2.3029 |  |  | 2.3 | 1.33 | 1.44 | - | - | 16% | 15% | 26% | 28% | 12% | 12% |  |  |  | 2.8431 | 0.54183 | 3.7837 |  |  | 2.346 | 1.3566 | 1.4688 | - | - | 16% | 15% | 26% | 28% | 12% | 12%
Government Facility |  | Moderately New (1980-99) | 2.5339 | 0.48292 | 3.3723 |  |  | 2.11 | 0.2 | 3.54 | - | - | 8% | 21% | 17% | 28% | 12% | 12% |  |  |  | 2.5846 | 0.49257 | 3.4397 |  |  | 2.1522 | 0.204 | 3.6108 | - | - | 8% | 21% | 17% | 28% | 12% | 12%
Government Facility |  | New (after 1999) | 2.3089 | 0.71559 | 3.3723 |  |  | 2.205 | 0.765 | 3.54 | - | - | 11.67% | 16.33% | 15% | 28% | 12% | 12% |  |  |  | 2.355 | 0.7299 | 3.4397 |  |  | 2.2491 | 0.7803 | 3.6108 | - | - | 11.67% | 16.33% | 15% | 28% | 12% | 12%
Hospital / Health Facility | Health | Old (before 1950) | 2.6763 | 1.3198 | 4.6237 |  |  | 2.91 | 3.7 | 3.87 | - | - | 20% | 16% | 36% | 23% | 12% | 12% |  |  |  | 3.5498 | 2.0666 | 3.1692 |  |  | 4.0729 | 4.847 | 3.0967 | - | - | 20% | 16% | 36% | 23% | 12% | 12%
Hospital / Health Facility | Health | Moderately Old (1951-79) | 3.1638 | 1.8419 | 2.8246 |  |  | 3.63 | 4.32 | 2.76 | - | - | 20% | 22% | 32% | 23% | 12% | 12% |  |  |  | 3.2271 | 1.8788 | 2.8811 |  |  | 3.7026 | 4.4064 | 2.8152 | - | - | 20% | 22% | 32% | 23% | 12% | 12%
Hospital / Health Facility | Health | Moderately New (1980-99) | 2.9654 | 1.0511 | 1.574 |  |  | 2.68 | 2.66 | 1.94 | - | - | 20% | 19% | 40% | 23% | 12% | 12% |  |  |  | 3.0248 | 1.0721 | 1.6055 |  |  | 2.7336 | 2.7132 | 1.9788 | - | - | 20% | 19% | 40% | 23% | 12% | 12%
Hospital / Health Facility | Health | New (after 1999) | 3.7725 | 1.5981 | 2.1511 |  |  | 1.89 | 3.82 | 3.24 | - | - | 20% | 18% | 31% | 23% | 12% | 12% |  |  |  | 2.7223 | 0.96488 | 1.4449 |  |  | 1.9278 | 3.8964 | 3.3048 | - | - | 20% | 18% | 31% | 23% | 12% | 12%
Hotel / Club | Hotel | Old (before 1950) | 3.7621 | 1.6223 | 1.3253 |  |  | 2.6197 | 2.0133 | 1.5808 |  |  | 10% | 13% | 48% | 23% | 12% | 18% | 5% |  |  | 3.8373 | 1.6548 | 1.3518 |  |  | 2.6721 | 2.0536 | 1.6124 |  |  | 10% | 13% | 48% | 23% | 12% | 18% | 5%
Hotel / Club | Hotel | Moderately Old (1951-79) | 2.0524 | 0.88874 | 1.5811 |  |  | 1.0021 | 2.8513 | 2.9963 |  |  | 10% | 17% | 31% | 23% | 12% | 12% |  |  |  | 2.0935 | 0.90652 | 1.6127 |  |  | 2.2392 | 3.2807 | 1.6647 |  |  | 10% | 17% | 31% | 23% | 12% | 12%
Hotel / Club | Hotel | Moderately New (1980-99) | 2.9178 | 1.4823 | 1.4035 |  |  | 1.9957 | 2.9239 | 1.4837 |  |  | 10% | 20% | 13% | 23% | 12% | 12% |  |  |  | 2.9762 | 1.5119 | 1.4315 |  |  | 2.0356 | 2.9824 | 1.5133 |  |  | 10% | 20% | 13% | 23% | 12% | 12%
Hotel / Club | Hotel | New (after 1999) | 2.6138 | 1.677 | 1.4627 |  |  | 1.5247 | 2.6066 | 1.5228 |  |  | 10% | 19% | 35% | 23% | 12% | 5% |  |  |  | 2.6661 | 1.7106 | 1.492 |  |  | 1.5551 | 2.6587 | 1.5533 |  |  | 10% | 19% | 35% | 23% | 12% | 5%
Indoor Public Facility / Concert Hall |  | Old (before 1950) | 2.678 | 1.7039 | 2.724 |  |  | 2.5853 | 3.7447 | 4.7631 |  |  | 9% | 21% | 38% | 23% | 12% | 12% |  |  |  | 6.8701 | 3.2913 | 14.9669 |  |  | 2.637 | 3.8196 | 4.8583 |  |  | 9% | 21% | 38% | 23% | 12% | 12%
Indoor Public Facility / Concert Hall |  | Moderately Old (1951-79) | 6.1231 | 2.9334 | 13.3394 |  |  | 6.458 | 6.0662 | 5.0014 |  |  | 7% | 12% | 17% | 23% | 12% | 12% |  |  |  | 6.2456 | 2.9921 | 13.6062 |  |  | 3.0736 | 4.1136 | 5.4779 |  |  | 7% | 12% | 17% | 23% | 12% | 12%
Indoor Public Facility / Concert Hall |  | Moderately New (1980-99) | 4.3839 | 2.2199 | 8.0317 |  |  | 2.7394 | 3.6663 | 4.8822 |  |  | 7% | 15% | 27.5% | 23% | 12% | 12% |  |  |  | 4.4716 | 2.2643 | 8.1924 |  |  | 2.7942 | 3.7396 | 4.9799 |  |  | 7% | 15% | 27.5% | 23% | 12% | 12%
Indoor Public Facility / Concert Hall |  | New (after 1999) | 4.395 | 2.2858 | 8.0317 |  |  | 3.9276 | 4.4924 | 4.8822 |  |  | 7.667% | 16% | 27.5% | 23% | 12% | 12% |  |  |  | 4.4829 | 2.3315 | 8.1924 |  |  | 2.5148 | 3.3657 | 4.4819 |  |  | 7.667% | 16% | 27.5% | 23% | 12% | 12%
Industrial and Manufacturing | Light Manufacturing | Old (before 1950) | 2.9059 | 2.0245 | 1.1636 |  |  | 2.1677 | 0.65404 | 1.79 |  |  | 9% | 7% | 15% | 23% | 12% | 12% |  |  |  | 2.964 | 2.065 | 1.1869 |  |  | 2.211 | 0.66712 | 1.8258 |  |  | 9% | 7% | 15% | 23% | 12% | 12%
Industrial and Manufacturing | Light Manufacturing | Moderately Old (1951-79) | 2.9059 | 2.0245 | 1.1636 |  |  | 2.1677 | 0.65404 | 1.79 |  |  | 9% | 7% | 16% | 23% | 12% | 12% |  |  |  | 2.964 | 2.065 | 1.1869 |  |  | 2.211 | 0.66712 | 1.8258 |  |  | 9% | 7% | 16% | 23% | 12% | 12%
Industrial and Manufacturing | Light Manufacturing | Moderately New (1980-99) | 2.9059 | 2.0245 | 1.1636 |  |  | 2.1677 | 0.65404 | 1.79 |  |  | 9% | 7% | 17% | 23% | 12% | 12% |  |  |  | 2.964 | 2.065 | 1.1869 |  |  | 2.211 | 0.66712 | 1.8258 |  |  | 9% | 7% | 17% | 23% | 12% | 12%
Industrial and Manufacturing | Light Manufacturing | New (after 1999) | 2.9059 | 2.0245 | 1.1636 |  |  | 2.1677 | 0.65404 | 1.79 |  |  | 9% | 7% | 15% | 23% | 12% | 12% |  |  |  | 2.964 | 2.065 | 1.1869 |  |  | 2.211 | 0.66712 | 1.8258 |  |  | 9% | 7% | 15% | 23% | 12% | 12%
Loft Building |  | Old (before 1950) | 4.1604 | 1.3663 | 1.1636 |  |  | 1.7694 | 0.14422 | 1.79 |  |  | 5% | 2% | 28% | 23% | 12% | 12% |  |  |  | 2.063 | 1.155 | 1.5798 |  |  | 1.8048 | 0.14711 | 1.8258 |  |  | 5% | 2% | 28% | 23% | 12% | 12%
Loft Building |  | Moderately Old (1951-79) | 0.34122 | 0.33528 | 1.1636 |  |  | 0.99668 | 0.24858 | 1.79 |  |  | 6.667% | 31% | 28% | 23% | 12% | 12% |  |  |  | 1.8754 | 1.05 | 1.4362 |  |  | 1.5201 | 0.2424 | 2.2092 |  |  | 6.667% | 31% | 28% | 23% | 12% | 12%
Loft Building |  | Moderately New (1980-99) | 4.7761 | 0.85077 | 1.1636 |  |  | 2.3815 | 0.1964 | 1.79 |  |  | 6% | 16.5% | 28% | 23% | 12% | 12% |  |  |  | 1.7049 | 0.95456 | 1.3056 |  |  | 1.3819 | 0.22036 | 2.0084 |  |  | 6% | 16.5% | 28% | 23% | 12% | 12%
Loft Building |  | New (after 1999) | 1.5195 | 0.85077 | 1.1636 |  |  | 1.2317 | 0.1964 | 1.79 |  |  | 9% | 16.5% | 28% | 23% | 12% | 12% |  |  |  | 1.5499 | 0.86778 | 1.1869 |  |  | 1.2563 | 0.20033 | 1.8258 |  |  | 9% | 16.5% | 28% | 23% | 12% | 12%
Mixed Use (Residential & Commercial) |  | Old (before 1950) | 2.5566 | 0.90854 | 1.0939 |  |  | 2.3432 | 0.59836 | 1.1626 |  |  | 14% | 10% | 25.67% | 23% | 12% | 12% |  |  |  | 2.6078 | 0.92671 | 1.1158 |  |  | 2.39 | 0.61033 | 1.1858 |  |  | 14% | 10% | 25.67% | 23% | 12% | 12%
Mixed Use (Residential & Commercial) |  | Moderately Old (1951-79) | 1.7453 | 0.50788 | 1.2287 |  |  | 1.4753 | 1.7845 | 1.5159 |  |  | 12.67% | 17% | 26% | 23% | 12% | 12% |  |  |  | 1.7802 | 0.51804 | 1.2533 |  |  | 1.9215 | 1.542 | 2.0078 |  |  | 12.67% | 17% | 26% | 23% | 12% | 12%
Mixed Use (Residential & Commercial) |  | Moderately New (1980-99) | 1.6787 | 0.81217 | 1.5514 |  |  | 1.7126 | 1.3743 | 1.7895 |  |  | 11% | 19% | 33% | 23% | 12% | 12% |  |  |  | 1.7123 | 0.82842 | 1.5825 |  |  | 1.7468 | 1.4018 | 1.8253 |  |  | 11% | 19% | 33% | 23% | 12% | 12%
Mixed Use (Residential & Commercial) |  | New (after 1999) | 2.0142 | 0.84088 | 0.5015 |  |  | 1.0377 | 1.0576 | 0.18234 |  |  | 13% | 17% | 18% | 23% | 12% | 12% |  |  |  | 3.8055 | 1.4387 | 2.5308 |  |  | 1.0584 | 1.0788 | 0.18599 |  |  | 13% | 17% | 18% | 23% | 12% | 12%
Mixed Use (Retail/Restaurant & Commercial/Residential) |  | Old (before 1950) | 17.7081 | 1.4099 | 2.1429 |  |  | 2.6004 | 0.63668 | 2.6198 |  |  | 6% | 8% | 28% | 23% | 12% | 12% |  |  |  | 3.4595 | 1.3079 | 2.3007 |  |  | 2.6524 | 0.64942 | 2.6722 |  |  | 6% | 8% | 28% | 23% | 12% | 12%
Mixed Use (Retail/Restaurant & Commercial/Residential) |  | Moderately Old (1951-79) | 2.0286 | 0.78441 | 2.1429 |  |  | 1.8325 | 1.3813 | 2.6198 |  |  | 2% | 16% | 24% | 23% | 12% | 12% |  |  |  | 3.145 | 1.189 | 2.0916 |  |  | 2.3277 | 1.2625 | 3.2093 |  |  | 2% | 16% | 24% | 23% | 12% | 12%
Mixed Use (Retail/Restaurant & Commercial/Residential) |  | Moderately New (1980-99) | 3.6302 | 0.97159 | 1.6947 |  |  | 2.0746 | 1.1252 | 2.8604 |  |  | 6% | 11% | 32% | 23% | 12% | 12% |  |  |  | 2.8591 | 1.0809 | 1.9014 |  |  | 2.1161 | 1.1477 | 2.9176 |  |  | 6% | 11% | 32% | 23% | 12% | 12%
Mixed Use (Retail/Restaurant & Commercial/Residential) |  | New (after 1999) | 2.5482 | 0.96336 | 1.6947 |  |  | 1.8851 | 1.6986 | 2.8604 |  |  | 9% | 21% | 28% | 23% | 12% | 12% |  |  |  | 2.5992 | 0.98262 | 1.7286 |  |  | 1.9228 | 1.7326 | 2.9176 |  |  | 9% | 21% | 28% | 23% | 12% | 12%
Museum / Gallery |  | Old (before 1950) | 4.1196 | 1.6328 | 2.7416 |  |  | 3.1563 | 7.1071 | 4.0935 |  |  | 9% | 27% | 45% | 23% | 12% | 12% |  |  |  | 4.2277 | 1.962 | 2.7964 |  |  | 3.2194 | 7.2493 | 4.1753 |  |  | 9% | 27% | 45% | 23% | 12% | 12%
Museum / Gallery |  | Moderately Old (1951-79) | 2.6287 | 2.0832 | 2.7416 |  |  | 2.4856 | 9.8238 | 4.0935 |  |  | 6.5% | 37% | 45% | 23% | 12% | 12% |  |  |  | 4.2277 | 1.962 | 2.7964 |  |  | 2.5353 | 10.0203 | 4.1753 |  |  | 6.5% | 37% | 45% | 23% | 12% | 12%
Museum / Gallery |  | Moderately New (1980-99) | 5.6862 | 2.0546 | 2.7416 |  |  | 2.3419 | 10.1988 | 4.0935 |  |  | 4% | 35% | 45% | 23% | 12% | 12% |  |  |  | 4.2277 | 1.962 | 2.7964 |  |  | 2.3887 | 10.4028 | 4.1753 |  |  | 4% | 35% | 45% | 23% | 12% | 12%
Museum / Gallery |  | New (after 1999) | 4.1448 | 1.9235 | 2.7416 |  |  | 1.5533 | 6.3956 | 4.0935 |  |  | 6.5% | 33% | 45% | 23% | 12% | 12% |  |  |  | 4.2277 | 1.962 | 2.7964 |  |  | 1.5843 | 6.5235 | 4.1753 |  |  | 6.5% | 33% | 45% | 23% | 12% | 12%
Office Building | Office | Old (before 1950) | 3.3298 | 1.2695 | 1.827 |  |  | 2.0383 | 0.69905 | 1.0229 |  |  | 7% | 10% | 15% | 14.67% | 12% | 12% |  |  |  | 3.3964 | 1.2949 | 1.8636 |  |  | 2.0791 | 0.71304 | 1.0433 |  |  | 7% | 10% | 15% | 14.67% | 12% | 12%
Office Building | Office | Moderately Old (1951-79) | 2.7703 | 0.96397 | 2.3848 |  |  | 1.4292 | 1.3675 | 1.4738 |  |  | 5% | 10% | 16% | 8% | 12% | 12% |  |  |  | 2.8258 | 0.98325 | 2.4324 |  |  | 1.4578 | 1.3948 | 1.5033 |  |  | 5% | 10% | 16% | 8% | 12% | 12%
Office Building | Office | Moderately New (1980-99) | 2.3842 | 1.0357 | 2.4635 |  |  | 1.4682 | 1.0442 | 1.5118 |  |  | 9% | 11% | 17% | 22% | 12% | 15% |  |  |  | 2.4318 | 1.0564 | 2.5128 |  |  | 1.4976 | 1.0651 | 1.5421 |  |  | 9% | 11% | 17% | 22% | 12% | 15%
Office Building | Office | New (after 1999) | 2.1033 | 0.95609 | 1.9227 |  |  | 1.1767 | 1.1078 | 1.312 |  |  | 7% | 12% | 15% | 14% | 12% | 12% |  |  |  | 2.1454 | 0.97521 | 1.9612 |  |  | 1.2003 | 1.1299 | 1.3383 |  |  | 7% | 12% | 15% | 14% | 12% | 12%
One / Two Family Dwelling |  | New (after 1999) | 5.9828 | 1.5165 | 1.1636 |  |  | 2.0785 | 1.1015 | 1.79 |  |  | 4% | 4% | 28% | 23% | 12% | 12% |  |  |  | 6.1025 | 1.5468 | 1.1869 |  |  | 2.1201 | 1.1235 | 1.8258 |  |  | 4% | 4% | 28% | 23% | 12% | 12%
One / Two Family Dwelling |  | Moderately Old (1951-79) | 7.3513 | 1.5165 | 1.1636 |  |  | 5.1391 | 1.1015 | 1.79 |  |  | 8% | 9% | 28% | 23% | 12% | 12% |  |  |  | 7.4983 | 1.5468 | 1.1869 |  |  | 1.6462 | 9.8166 | 2.0084 |  |  | 8% | 9% | 28% | 23% | 12% | 12%
One / Two Family Dwelling |  | Moderately New (1980-99) | 6.1357 | 1.6344 | 1.1636 |  |  | 1.4672 | 8.7492 | 1.79 |  |  | 6% | 14% | 28% | 23% | 12% | 12% |  |  |  | 6.2584 | 1.6671 | 1.1869 |  |  | 1.4966 | 8.9242 | 1.8258 |  |  | 6% | 14% | 28% | 23% | 12% | 12%
One / Two Family Dwelling |  | Old (before 1950) | 11.5652 | 3.084 | 1.1636 |  |  | 3.2246 | 9.7019 | 1.79 |  |  | 6% | 9% | 28% | 23% | 12% | 12% |  |  |  | 11.7965 | 3.1457 | 1.1869 |  |  | 1.3469 | 8.0318 | 1.6432 |  |  | 6% | 9% | 28% | 23% | 12% | 12%
Religious Facility |  | Old (before 1950) | 5.4231 | 1.6328 | 2.8689 |  |  | 4.7596 | 1.5053 | 1.9952 |  |  | 9% | 11% | 15% | 23% | 12% | 12% |  |  |  | 2.1814 | 1.5006 | 3.5116 |  |  | 1.2357 | 0.011672 | 2.2386 |  |  | 9% | 11% | 15% | 23% | 12% | 12%
Religious Facility |  | Moderately Old (1951-79) | 1.7822 | 1.226 | 2.8689 |  |  | 1.1013 | 0.010403 | 1.9952 |  |  | 6% | 15% | 16% | 23% | 12% | 12% |  |  |  | 1.8178 | 1.2505 | 2.9263 |  |  | 1.1233 | 0.010611 | 2.0351 |  |  | 6% | 15% | 16% | 23% | 12% | 12%
Religious Facility |  | Moderately New (1980-99) | 7.5376 | 0.81923 | 2.8689 |  |  | 4.3728 | 0.69494 | 1.9952 |  |  | 8% | 10% | 17% | 23% | 12% | 12% |  |  |  | 1.4543 | 1.0004 | 2.341 |  |  | 0.68254 | 0.13093 | 2.2386 |  |  | 8% | 10% | 17% | 23% | 12% | 12%
Religious Facility |  | New (after 1999) | 0.79397 | 0.074216 | 2.8689 |  |  | 0.60832 | 0.1167 | 1.9952 |  |  | 8% | 11% | 15% | 23% | 12% | 12% |  |  |  | 0.80985 | 0.0757 | 2.9263 |  |  | 0.62049 | 0.11903 | 2.0351 |  |  | 8% | 11% | 15% | 23% | 12% | 12%
Restaurant | Restaurant | Old (before 1950) | 8.7919 | 6.1228 | 1.1636 |  |  | 3.6278 | 12.7977 | 1.79 |  |  | 7% | 16% | 23% | 23% | 12% | 2% |  |  |  | 8.9677 | 6.2453 | 1.1869 |  |  | 1.0226 | 5.4569 | 2.0084 |  |  | 7% | 16% | 23% | 23% | 12% | 2%
Restaurant | Restaurant | Moderately Old (1951-79) | 8.4726 | 2.2594 | 1.1636 |  |  | 0.91141 | 4.8636 | 1.79 |  |  | 7% | 6% | 23% | 23% | 12% | 3.5% |  |  |  | 8.6421 | 2.3046 | 1.1869 |  |  | 0.92964 | 4.9608 | 1.8258 |  |  | 7% | 6% | 23% | 23% | 12% | 3.5%
Restaurant | Restaurant | Moderately New (1980-99) | 5.6875 | 1.5167 | 1.1636 |  |  | 0.14335 | 6.3021 | 1.79 |  |  | 7% | 17% | 23% | 23% | 12% | 5% |  |  |  | 5.8012 | 1.547 | 1.1869 |  |  | 0.14622 | 6.4282 | 1.8258 |  |  | 7% | 17% | 23% | 23% | 12% | 5%
Restaurant | Restaurant | New (after 1999) | 3.683 | 0.98214 | 1.1636 |  |  | 0.66208 | 11.6144 | 1.79 |  |  | 7% | 35% | 23% | 23% | 12% | 3.5% |  |  |  | 3.7567 | 1.0018 | 1.1869 |  |  | 0.67532 | 11.8466 | 1.8258 |  |  | 7% | 35% | 23% | 23% | 12% | 3.5%
Retail | Retail | Old (before 1950) | 5.217 | 0.81914 | 0.90054 |  |  | 2.4431 | 1.2637 | 0.88852 |  |  | 8% | 11% | 14% | 23% | 12% | 35% |  |  |  | 5.3214 | 0.83553 | 0.91855 |  |  | 4.3218 | 3.9242 | 1.0966 |  |  | 8% | 11% | 14% | 23% | 12% | 35%
Retail | Retail | Moderately Old (1951-79) | 2.4059 | 0.89444 | 0.90054 |  |  | 1.4395 | 0.42102 | 0.88852 |  |  | 7% | 7% | 14% | 23% | 12% | 12% |  |  |  | 4.287 | 3.8569 | 1.0104 |  |  | 3.9289 | 3.5675 | 0.99692 |  |  | 7% | 7% | 14% | 23% | 12% | 12%
Retail | Retail | Moderately New (1980-99) | 3.8209 | 3.4375 | 0.90054 |  |  | 3.5017 | 3.1796 | 0.88852 |  |  | 16% | 13% | 14% | 23% | 12% | 11% |  |  |  | 3.8973 | 3.5063 | 0.91855 |  |  | 3.5717 | 3.2432 | 0.90629 |  |  | 16% | 13% | 14% | 23% | 12% | 11%
Retail | Retail | New (after 1999) | 7.4104 | 0.44692 | 0.90054 |  |  | 2.8898 | 1.0431 | 0.88852 |  |  | 4% | 8% | 14% | 23% | 12% | 12% |  |  |  | 3.1178 | 2.805 | 0.73484 |  |  | 2.9476 | 1.064 | 0.90629 |  |  | 4% | 8% | 14% | 23% | 12% | 12%
Spa | Assembly | Old (before 1950) | 1.3 | 1.425 | 1.1636 |  |  | 0.46976 | 4.8878 | 1.79 |  |  | 8% | 35% | 48% | 23% | 12% | 12% |  |  |  | 1.326 | 1.4535 | 1.1869 |  |  | 0.47916 | 4.9855 | 1.8258 |  |  | 8% | 35% | 48% | 23% | 12% | 12%
Spa | Assembly | Moderately Old (1951-79) | 1.3 | 1.425 | 1.1636 |  |  | 0.46976 | 4.8878 | 1.79 |  |  | 6.667% | 35% | 31% | 23% | 12% | 12% |  |  |  | 1.326 | 1.4535 | 1.1869 |  |  | 0.47916 | 4.9855 | 1.8258 |  |  | 6.667% | 35% | 31% | 23% | 12% | 12%
Spa | Assembly | Moderately New (1980-99) | 1.3 | 1.425 | 1.1636 |  |  | 0.46976 | 4.8878 | 1.79 |  |  | 10% | 35% | 13% | 23% | 12% | 12% |  |  |  | 1.326 | 1.4535 | 1.1869 |  |  | 0.47916 | 4.9855 | 1.8258 |  |  | 10% | 35% | 13% | 23% | 12% | 12%
Spa | Assembly | New (after 1999) | 1.3 | 1.425 | 1.1636 |  |  | 0.46976 | 4.8878 | 1.79 |  |  | 2% | 35% | 35% | 23% | 12% | 12% |  |  |  | 1.326 | 1.4535 | 1.1869 |  |  | 0.47916 | 4.9855 | 1.8258 |  |  | 2% | 35% | 35% | 23% | 12% | 12%
Theater |  | Old (before 1950) | 4.0613 | 2.3377 | 1.1636 |  |  | 1.829 | 0.33128 | 1.79 |  |  | 6% | 7% | 38% | 23% | 12% | 12% |  |  |  | 5.6556 | 1.2803 | 1.3056 |  |  | 1.8656 | 0.33791 | 1.8258 |  |  | 6% | 7% | 38% | 23% | 12% | 12%
Theater |  | Moderately Old (1951-79) | 5.0407 | 1.1411 | 1.1636 |  |  | 1.9252 | 0.39149 | 1.79 |  |  | 6.333% | 9.333% | 17% | 23% | 12% | 12% |  |  |  | 5.1415 | 1.1639 | 1.1869 |  |  | 1.9637 | 0.39932 | 1.8258 |  |  | 6.333% | 9.333% | 17% | 23% | 12% | 12%
Theater |  | Moderately New (1980-99) | 4.3599 | 0.19113 | 1.1636 |  |  | 1.4176 | 0.63281 | 1.79 |  |  | 7% | 15% | 27.5% | 23% | 12% | 12% |  |  |  | 4.4471 | 0.19496 | 1.1869 |  |  | 1.4459 | 0.64547 | 1.8258 |  |  | 7% | 15% | 27.5% | 23% | 12% | 12%
Theater |  | New (after 1999) | 6.7008 | 0.89451 | 1.1636 |  |  | 2.529 | 0.21037 | 1.79 |  |  | 6% | 6% | 27.5% | 23% | 12% | 12% |  |  |  | 4.0024 | 0.17546 | 1.0682 |  |  | 1.3013 | 0.58092 | 1.6432 |  |  | 6% | 6% | 27.5% | 23% | 12% | 12%
Utility Bureau Property |  | Old (before 1950) | 1.421 | 1.0561 | 1.1636 |  |  | 2.862 | 0.5018 | 1.79 |  |  | 7% | 20% | 15% | 23% | 12% | 12% |  |  |  | 1.4494 | 1.0772 | 1.1869 |  |  | 2.9192 | 0.51183 | 1.8258 |  |  | 7% | 20% | 15% | 23% | 12% | 12%
Utility Bureau Property |  | Moderately Old (1951-79) | 1.421 | 1.0561 | 1.1636 |  |  | 2.862 | 0.5018 | 1.79 |  |  | 5% | 20% | 16% | 23% | 12% | 12% |  |  |  | 1.4494 | 1.0772 | 1.1869 |  |  | 2.9192 | 0.51183 | 1.8258 |  |  | 5% | 20% | 16% | 23% | 12% | 12%
Utility Bureau Property |  | Moderately New (1980-99) | 1.421 | 1.0561 | 1.1636 |  |  | 2.862 | 0.5018 | 1.79 |  |  | 9% | 20% | 17% | 23% | 12% | 12% |  |  |  | 1.4494 | 1.0772 | 1.1869 |  |  | 2.9192 | 0.51183 | 1.8258 |  |  | 9% | 20% | 17% | 23% | 12% | 12%
Utility Bureau Property |  | New (after 1999) | 1.421 | 1.0561 | 1.1636 |  |  | 2.862 | 0.5018 | 1.79 |  |  | 7% | 20% | 15% | 23% | 12% | 12% |  |  |  | 1.4494 | 1.0772 | 1.1869 |  |  | 2.9192 | 0.51183 | 1.8258 |  |  | 7% | 20% | 15% | 23% | 12% | 12%
Walk Up Apartment | Residential | Old (before 1950) | 4.4043 | 1.1429 | 1.1636 |  |  | 2.9909 | 1.2189 | 1.79 |  |  | 4% | 11% | 28% | 23% | 12% | 12% |  |  |  | 4.4924 | 1.1658 | 1.1869 |  |  | 3.9429 | 1.6206 | 2.2092 |  |  | 4% | 11% | 28% | 23% | 12% | 12%
Walk Up Apartment | Residential | Moderately Old (1951-79) | 3.853 | 1.439 | 1.1636 |  |  | 2.4836 | 3.0984 | 1.79 |  |  | 4% | 29% | 28% | 23% | 12% | 12% |  |  |  | 4.3588 | 1.1577 | 1.2106 |  |  | 3.5844 | 1.4732 | 2.0084 |  |  | 4% | 29% | 28% | 23% | 12% | 12%
Walk Up Apartment | Residential | Moderately New (1980-99) | 4.1895 | 1.1128 | 1.1636 |  |  | 3.1947 | 1.313 | 1.79 |  |  | 4% | 11% | 28% | 23% | 12% | 12% |  |  |  | 4.2733 | 1.135 | 1.1869 |  |  | 3.2586 | 1.3393 | 1.8258 |  |  | 4% | 11% | 28% | 23% | 12% | 12%
Walk Up Apartment | Residential | New (after 1999) | 4.1489 | 1.2316 | 1.1636 |  |  | 2.8897 | 1.8768 | 1.79 |  |  | 4% | 17% | 28% | 23% | 12% | 12% |  |  |  | 4.2319 | 1.2562 | 1.1869 |  |  | 2.9475 | 1.9143 | 1.8258 |  |  | 4% | 17% | 28% | 23% | 12% | 12%
[6 empty] | Buliding Type #1 |  | 0 | 0 | 0 | 0 | 0 | 20% | 18% | 31% | 23% | 12% | 12% | 0% | 0% | Buliding Type #1 | 0 | 0 | 0 |  |  | 0 | 0 | 0 | 0 | 0 | 0% | 0% | 0% | 0% | 0% | 0% | 0% | 0%
18%
Type of Construction |  | Building Loads Source |  |  |  | Buliding Type #2 |  | 0 | 0 | 0 | 0 | 0 | [8 empty] | Buliding Type #2 | 0 | 0 | 0 |  |  | 0 | 0 | 0 | 0 | 0
Old (before 1950) |  | Manual J or ACCA 183 calculations
Moderately Old (1951-79) |  | Rough estimate |  |  |  | Buliding Type #3 |  | 0 | 0 | 0 | 0 | 0 | [8 empty] | Buliding Type #3 | 0 | 0 | 0 |  |  | 0 | 0 | 0 | 0 | 0
Moderately New (1980-99)
New (after 1999)
[6 empty] | 2.8898 | [15 empty] | Data was revised to correct anomalies
Types of Building
Asylum and Home
Condominium
Dry Cleaners
Educational Facility
Elevator Apartment
Firehouse
Foreign Government Building / United Nations
Government Facility
Hospital / Health Facility
Hotel / Club
Indoor Public Facility / Concert Hall
Industrial and Manufacturing
Loft Building
Mixed Use (Residential & Commercial)
Mixed Use (Retail/Restaurant & Commercial/Residential)
Museum / Gallery
Office Building
One / Two Family Dwelling
Religious Facility
Restaurant
Retail
Spa
Theater
Utility Bureau Property
Walk Up Apartment
Building Type
Office Building | Office | 1
Spa | Assembly | 2
Hospital / Health Facility | Health | 3
Industrial and Manufacturing | Light Manufacturing | 4
Restaurant | Restaurant | 5
Retail | Retail | 6
Educational Facility | School | 7
| Warehouse | 8
| Laboratory | 9
Hotel / Club | Hotel | 10
Walk Up Apartment | Residential | 11
Elevator Apartment | Multifamily | 12
| Custom | 13
Note on C73: [Threaded comment] Your version of Excel allows you to read this threaded comment; however, any edits to it will get removed if the file is opened in a newer version of Excel. Learn more: https://go.microsoft.com/fwlink/?linkid=870924 Comment: it was labeled as "Old (before 1950)"

## Envelope Calcs (hidden)
[7 empty] | Rough Estimate based on the Historical Data | [11 empty] | DIAGNOSTIC BLOCK
|  |  |  | Load Difference |  |  |  |  | Baseline | Baseline | Proposed | Net Savings | [6 empty] | COOLING
| Baseline | Tier % reduction | Proposed | BTU | Savings in MMBtu | BHL or BCL % reduction | Per ConEd histoical models | Steam Consumption kBTU/CF | Total *steam Consumption kBTU | Total Consumption kBTU | Total Consumption kBTU | kBTU |  | Per ConEd historical models | Peak kBTU/h per MCF | 1.0 Ratio Applied "ESTIMATED Ratio" BTU/h per CF |  |  | Baseline BCL | 0 | Btu/h Tdes= | 0 | F Baseline AC Capacity @ 110% sizing = |  | 0 | Btu/h
BCL Building Cooling Load (Btu/hr) [Eligible Loads Only] | 0 | 0% | #N/A | #N/A | 0 | #N/A | Cooling | 0 | 0 | #VALUE! | Please Select Tier | 0 |  | Cooling | 0 | 0 |  |  | Proposed BCL | 0 |  | Cooling Sizing Ratio: |  | Proposed AC Capacity @ 110% sizing =
BHL Building Heating Load (Btu/hr) [Eligible Loads Only] | 0 | 0% | #N/A | #N/A | 0 | #N/A | Heating | 0 | 0 | #N/A | Please Select Tier | 0 |  | Heating | 0 | 0 |  |  | Unmet Cooling Load | #N/A | MMBtu | Cooling Sizing Ratio: | #DIV/0! | Ratio based on AHRI, if different from cell above, Applicant entered HP capacity at design temp
|  |  | total | #N/A | 0 | #N/A | [5 empty] | 0 | [7 empty] | Delivered Cooling Load (MMBtu) | Energy Use (kWh) | Rated EER @ 95F (Btu/Wh) | Actual Seasonal Efficiency (Btu/Wh) | Actual Peak Efficiency @ 95F (Btu/Wh) | Cooling Peak Demand from 95F Bin (kW) | Cooling Peak Demand from Rated EER (kW)
[19 empty] | Basecase | #N/A | #VALUE! | #N/A | #N/A | 0 | #DIV/0! | #N/A
Electric Savings | [18 empty] | Proposed | #N/A | #VALUE! | #N/A | #N/A | 0 | #VALUE! | #N/A
[19 empty] | Savings |  | #VALUE! | #N/A | #N/A | 0 | #DIV/0! | #N/A
Net Electric Savings in MMBTU | Therms savings () | Cooling Savings (kWh)
0 | 0 | #VALUE! | [17 empty] | Safety Factor = 0.9 |  | from Results (H5)
All Savings
|  | Savings in MMBtu | Savings in native units |  | % change
kWh savings |  | 0 | 0 | kWh savings | #DIV/0! | Baseline Electric use kWh | #VALUE! | [11 empty] | HEATING
therm savings |  | 0 | 0 | therm savings | #DIV/0! | Baseline Gas use MMBTU | #N/A | [11 empty] | Baseline BHL | 0 | Btu/h Tdes= | 0 | F
[8 empty] | Net Savings as % of annual Energy Use | Heating Savings as % of annual Heating consumption | Cooling Savings as % of annual Cooling consumption | [8 empty] | Proposed BHL | 0
Energy Consumption | MMBTU per Billing Data | Baseline MMBTU | Proposed MMBTU | Delta MMBTU | Heating Fossil Fuel Avoidance Savings (MMbtu) | Estimated kWh Savings | [15 empty] | Heating Sizing Ratio |  | Bldg Sizing Tab
Cooling | 0 | 0 | 0 | 0 | 0 | #VALUE! | [12 empty] | Unmet Heating | #N/A | MMBtu | Heating Sizing Ratio | #DIV/0! | Ratio based on AHRI, if different from cell above, Applicant entered HP capacity at design temp
Heating | 0 | 0 | 0 | 0 | #N/A | 0 |  | #N/A | #N/A | #DIV/0! | [9 empty] | Delivered Heating Load (MMBtu) | Heating Energy Use (kWh) | Heating Fuel Use (MMBtu) | Actual Seasonal Heating Efficiency (-) | Actual Peak Heating Efficiency @ 5F (-) | Heating Peak Demand @ 5F (kW)
Total | 0 | 0 | 0 | 0 | #N/A | #VALUE! | [12 empty] | Basecase | #N/A |  | #N/A | #N/A | #VALUE!
Total kBTU/sf |  | #DIV/0! | #DIV/0! | #DIV/0! | #N/A | #VALUE! | [12 empty] | Proposed | #N/A |  | #N/A | #N/A | #VALUE!
[19 empty] | Savings |  | 0 | #N/A |  | #VALUE! | 0
Energy Consumption | MMBTU per Billing Data |  |  | Estimated savings after incorporating the billing data | [15 empty] | Safety Factor = 0.9 |  | #VALUE! | from Results (G5)
Cooling | 0 |  |  | #DIV/0!
Heating | 0 |  |  | #N/A | [16 empty] | Electric (kWh) | Fuel (MMBtu) | Total Site Energy (MMBtu)
Total | 0 |  |  | #N/A | [14 empty] | All Savings |  | #VALUE! | #N/A | #VALUE!
Total kBTU/sf | 0
[20 empty] | Safety Factor = 0.9 | #VALUE! | #VALUE! | #VALUE! | from Results
[21 empty] | #VALUE! | 0 | 0 | from this sheet (AV49:AV50)
[37 empty] | Load BTU | % of the total Load
[22 empty] | #N/A |  | sum column Y | [11 empty] | BCL | 0 | #DIV/0!
[23 empty] | #VALUE! | sum of AS | [11 empty] | BHL | 0 | #DIV/0!
|  |  |  | BEFLHC | #N/A
|  |  |  | BEFLHH | #N/A | [8 empty] | Efficiencies | [21 empty] | Net MMBtu Savings | Heating Electrification Savings (kWh) | Cooling Savings (kWh) | Net kWh savings | kW Savings | Therms savings ()
[15 empty] | #N/A |  | COP | [17 empty] | Estimated | 0 | #VALUE! | #VALUE! | #VALUE! | #N/A | 0
[14 empty] | Cooling Equipment | #N/A | EER | [18 empty] | Estimated MMBTU | 0 | #VALUE! | #VALUE! | #VALUE! | #N/A | 0
[15 empty] | 0 | SEER | [18 empty] | Billing adjusted MMBTU | #DIV/0! | #VALUE! | #VALUE! | #VALUE! | #N/A | #DIV/0!
[14 empty] | Heating Equipment | #N/A | COP | #N/A | [17 empty] | Billing adjusted | #DIV/0! | #VALUE! | #VALUE! | #VALUE! | #N/A | #DIV/0!
[35 empty] | To be reported | 0 | #VALUE! | #VALUE! | #VALUE! | #N/A | 0
OCCUPIED MODE
Location Selected: | [5 empty] | Baseline | Proposed |  |  |  | Heating Calculation |  |  |  |  | Cooling Calculation | [16 empty] | Net Savings
|  |  | Row Reference for Bin data lookup | Outdoor Air Temperature Mid-pts | Occupied Hours @ Temp Bin | Mode | Mode | Baseline Building Load (Btuh) | Proposed Building Load (Btuh) |  | Baseline Delivered Heating Capacity (Btuh) | Proposed Delivered Heating Capacity (Btuh) | Baseline Heating Consumption (btu) | Proposed Heating Consumption (btu) | Net Heat Savings (btu) | Baseline Cooling Capacity Adjustment Factor | Proposed Cooling Capacity Adjustment Factor | Baseline Cooling Capacity (Btuh) | Proposed Cooling Capacity (Btuh) | Delivered Cooling Capacity BASELINE (Btuh) | Delivered Cooling Capacity > BCL | Delivered Cooling Capacity Proposed (Btuh) | Baseline Cooling EIR Temperature Adjustment Factor (EIR = 1/Efficiency) | Proposed Cooling EIR Temperature Adjustment Factor (EIR = 1/Efficiency) | Baseline Part Load Factor (1/PLF, Proposed Cd ) | Proposed Part Load Factor (1/PLF, Proposed Cd ) | Baseline Actual Cooling EER | Proposed Actual Heat Pump Cooling EER | Baseline Cooling Consumption (btu) | Proposed Cooling Consumption (btu) | Cool Savings (btu) | Cool Savings (kWh) | ▲kWh Total | ▲MMbtu Total
Lookup Reference |  |  | 2 | 101 | #N/A | Heating | #VALUE! | #VALUE! | #VALUE! |  | #VALUE! | #VALUE! | #N/A | #N/A | #N/A | 0 | #VALUE! | 0 | #VALUE! | #VALUE! | #VALUE! | #VALUE! | 0 | #VALUE! | #VALUE! | #VALUE! | 0 | 0 | #VALUE! | #VALUE! | #VALUE! | #VALUE! | #VALUE! | #VALUE!
Occupied |  |  | 3 | 99 | #N/A | Heating | #VALUE! | #VALUE! | #VALUE! |  | #VALUE! | #VALUE! | #N/A | #N/A | #N/A | 0 | #VALUE! | 0 | #VALUE! | #VALUE! | #VALUE! | #VALUE! | 0 | #VALUE! | #VALUE! | #VALUE! | 0 | 0 | #VALUE! | #VALUE! | #VALUE! | #VALUE! | #VALUE! | #VALUE! |  |  | Savings in MMBtu | Savings in native units |  |  | % change
Unoccupied |  |  | 4 | 97 | #N/A | Heating | #VALUE! | #VALUE! | #VALUE! |  | #VALUE! | #VALUE! | #N/A | #N/A | #N/A | 0 | #VALUE! | 0 | #VALUE! | #VALUE! | #VALUE! | #VALUE! | 0 | #VALUE! | #VALUE! | #VALUE! | 0 | 0 | #VALUE! | #VALUE! | #VALUE! | #VALUE! | #VALUE! | #VALUE! |  | kWh savings | 0 | 0 | kWh savings | Electric | #DIV/0!
Building type: |  |  | 5 | 95 | #N/A | Heating | #VALUE! | #VALUE! | #VALUE! |  | #VALUE! | #VALUE! | #N/A | #N/A | #N/A | 0 | #VALUE! | 0 | #VALUE! | #VALUE! | #VALUE! | #VALUE! | 0 | #VALUE! | #VALUE! | #VALUE! | 0 | 0 | #VALUE! | #VALUE! | #VALUE! | #VALUE! | #VALUE! | #VALUE! |  | therm savings | 0 | 0 | therm savings | Fossil Fuel | #DIV/0!
Baseline Degradation Constant | 0.2 |  | 6 | 93 | #N/A | Heating | #VALUE! | #VALUE! | #VALUE! |  | #VALUE! | #VALUE! | #N/A | #N/A | #N/A | 0 | #VALUE! | 0 | #VALUE! | #VALUE! | #VALUE! | #VALUE! | 0 | #VALUE! | #VALUE! | #VALUE! | 0 | 0 | #VALUE! | #VALUE! | #VALUE! | #VALUE! | #VALUE! | #VALUE!
Proposed Degradation Constant (same system as Baseline) | 0.2 |  | 7 | 91 | #N/A | Heating | #VALUE! | #VALUE! | #VALUE! |  | #VALUE! | #VALUE! | #N/A | #N/A | #N/A | 0 | #VALUE! | 0 | #VALUE! | #VALUE! | #VALUE! | #VALUE! | 0 | #VALUE! | #VALUE! | #VALUE! | 0 | 0 | #VALUE! | #VALUE! | #VALUE! | #VALUE! | #VALUE! | #VALUE! |  | Energy Consumption | Baseline MMBTU | Proposed MMBTU | Reduction MMBTU | % change
BHL Factor | 1 |  | 8 | 89 | #N/A | Heating | #VALUE! | #VALUE! | #VALUE! |  | #VALUE! | #VALUE! | #N/A | #N/A | #N/A | 0 | #VALUE! | 0 | #VALUE! | #VALUE! | #VALUE! | #VALUE! | 0 | #VALUE! | #VALUE! | #VALUE! | 0 | 0 | #VALUE! | #VALUE! | #VALUE! | #VALUE! | #VALUE! | #VALUE! |  | Cooling | 0 | 0 | 0 | #DIV/0!
Utilization Ratio | 1 |  | 9 | 87 | #N/A | Heating | #VALUE! | #VALUE! | #VALUE! |  | #VALUE! | #VALUE! | #N/A | #N/A | #N/A | 0 | #VALUE! | 0 | #VALUE! | #VALUE! | #VALUE! | #VALUE! | 0 | #VALUE! | #VALUE! | #VALUE! | 0 | 0 | #VALUE! | #VALUE! | #VALUE! | #VALUE! | #VALUE! | #VALUE! |  | Heating | 0 | 0 | 0 | #DIV/0!
Back-up Sizing of Design Load | 0.5 |  | 10 | 85 | #N/A | Heating | #VALUE! | #VALUE! | #VALUE! |  | #VALUE! | #VALUE! | #N/A | #N/A | #N/A | 0 | #VALUE! | 0 | #VALUE! | #VALUE! | #VALUE! | #VALUE! | 0 | #VALUE! | #VALUE! | #VALUE! | 0 | 0 | #VALUE! | #VALUE! | #VALUE! | #VALUE! | #VALUE! | #VALUE! |  | Total | 0 | 0 | 0 | #DIV/0!
Controls Factor | 0 |  | 11 | 83 | #N/A | Heating | #VALUE! | #VALUE! | #VALUE! |  | #VALUE! | #VALUE! | #N/A | #N/A | #N/A | 0 | #VALUE! | 0 | #VALUE! | #VALUE! | #VALUE! | #VALUE! | 0 | #VALUE! | #VALUE! | #VALUE! | 0 | 0 | #VALUE! | #VALUE! | #VALUE! | #VALUE! | #VALUE! | #VALUE! |  | Total kBTU/sf | #DIV/0! | #DIV/0!
Coincidence Factor (Peak Demand) | 0.8 |  | 12 | 81 | #N/A | Heating | #VALUE! | #VALUE! | #VALUE! |  | #VALUE! | #VALUE! | #N/A | #N/A | #N/A | 0 | #VALUE! | 0 | #VALUE! | #VALUE! | #VALUE! | #VALUE! | 0 | #VALUE! | #VALUE! | #VALUE! | 0 | 0 | #VALUE! | #VALUE! | #VALUE! | #VALUE! | #VALUE! | #VALUE!
|  |  | 13 | 79 | #N/A | Heating | #VALUE! | #VALUE! | #VALUE! |  | #VALUE! | #VALUE! | #N/A | #N/A | #N/A | 0 | #VALUE! | 0 | #VALUE! | #VALUE! | #VALUE! | #VALUE! | 0 | #VALUE! | #VALUE! | #VALUE! | 0 | 0 | #VALUE! | #VALUE! | #VALUE! | #VALUE! | #VALUE! | #VALUE! |  | Energy Consumption | Billing Data MMBTU | Ratio (sanity Check) | Adjusted Billing Data MMBTU | Proposed MMBTU | SAVINGS Delta MMBTU | % change
|  |  | 14 | 77 | #N/A | Heating | #VALUE! | #VALUE! | #VALUE! |  | #VALUE! | #VALUE! | #N/A | #N/A | #N/A | 0 | #VALUE! | 0 | #VALUE! | #VALUE! | #VALUE! | #VALUE! | 0 | #VALUE! | #VALUE! | #VALUE! | 0 | 0 | #VALUE! | #VALUE! | #VALUE! | #VALUE! | #VALUE! | #VALUE! |  | Cooling | #DIV/0! | #DIV/0! | #DIV/0! | #DIV/0! | #DIV/0! | #DIV/0!
|  |  | 15 | 75 | #N/A | Heating | #VALUE! | #VALUE! | #VALUE! |  | #VALUE! | #VALUE! | #N/A | #N/A | #N/A | 0 | #VALUE! | 0 | #VALUE! | #VALUE! | #VALUE! | #VALUE! | 0 | #VALUE! | #VALUE! | #VALUE! | 0 | 0 | #VALUE! | #VALUE! | #VALUE! | #VALUE! | #VALUE! | #VALUE! |  | Heating | #DIV/0! | #DIV/0! | #DIV/0! | #DIV/0! | #DIV/0! | #DIV/0!
Existing HVAC system Cooling Efficiency (EER) | EER | COP | 16 | 73 | #N/A | Heating | #VALUE! | #VALUE! | #VALUE! |  | #VALUE! | #VALUE! | #N/A | #N/A | #N/A | 0 | #VALUE! | 0 | #VALUE! | #VALUE! | #VALUE! | #VALUE! | 0 | #VALUE! | #VALUE! | #VALUE! | 0 | 0 | #VALUE! | #VALUE! | #VALUE! | #VALUE! | #VALUE! | #VALUE! |  | Total | #DIV/0! |  | #DIV/0! | #DIV/0! | #DIV/0! | #DIV/0!
| 0 | 0 | 17 | 71 | #N/A | Heating | #VALUE! | #VALUE! | #VALUE! |  | #VALUE! | #VALUE! | #N/A | #N/A | #N/A | 0 | #VALUE! | 0 | #VALUE! | #VALUE! | #VALUE! | #VALUE! | 0 | #VALUE! | #VALUE! | #VALUE! | 0 | 0 | #VALUE! | #VALUE! | #VALUE! | #VALUE! | #VALUE! | #VALUE!
| 12 | 3.517 | 18 | 69 | #N/A | Heating | #VALUE! | #VALUE! | #VALUE! |  | #VALUE! | #VALUE! | #N/A | #N/A | #N/A | 0 | #VALUE! | 0 | #VALUE! | #VALUE! | #VALUE! | #VALUE! | 0 | #VALUE! | #VALUE! | #VALUE! | 0 | 0 | #VALUE! | #VALUE! | #VALUE! | #VALUE! | #VALUE! | #VALUE!
| 9 | 2.6377 | 19 | 67 | #N/A | Heating | #VALUE! | #VALUE! | #VALUE! |  | #VALUE! | #VALUE! | #N/A | #N/A | #N/A | 0 | #VALUE! | 0 | #VALUE! | #VALUE! | #VALUE! | #VALUE! | 0 | #VALUE! | #VALUE! | #VALUE! | 0 | 0 | #VALUE! | #VALUE! | #VALUE! | #VALUE! | #VALUE! | #VALUE!
| 8 | 2.3447 | 20 | 65 | #N/A | Heating | #VALUE! | #VALUE! | #VALUE! |  | #VALUE! | #VALUE! | #N/A | #N/A | #N/A | 0 | #VALUE! | 0 | #VALUE! | #VALUE! | #VALUE! | #VALUE! | 0 | #VALUE! | #VALUE! | #VALUE! | 0 | 0 | #VALUE! | #VALUE! | #VALUE! | #VALUE! | #VALUE! | #VALUE!
#N/A | 0 | 0 | 21 | 63 | #N/A | Heating | #VALUE! | #VALUE! | #VALUE! |  | #VALUE! | #VALUE! | #N/A | #N/A | #N/A | 0 | #VALUE! | 0 | #VALUE! | #VALUE! | #VALUE! | #VALUE! | 0 | #VALUE! | #VALUE! | #VALUE! | 0 | 0 | #VALUE! | #VALUE! | #VALUE! | #VALUE! | #VALUE! | #VALUE!
|  |  | 22 | 61 | #N/A | Heating | #VALUE! | #VALUE! | #VALUE! |  | #VALUE! | #VALUE! | #N/A | #N/A | #N/A | 0 | #VALUE! | 0 | #VALUE! | #VALUE! | #VALUE! | #VALUE! | 0 | #VALUE! | #VALUE! | #VALUE! | 0 | 0 | #VALUE! | #VALUE! | #VALUE! | #VALUE! | #VALUE! | #VALUE!
|  |  | 23 | 59 | #N/A | Heating | #VALUE! | #VALUE! | #VALUE! |  | #VALUE! | #VALUE! | #N/A | #N/A | #N/A | 0 | #VALUE! | 0 | #VALUE! | #VALUE! | #VALUE! | #VALUE! | 0 | #VALUE! | #VALUE! | #VALUE! | 0 | 0 | #VALUE! | #VALUE! | #VALUE! | #VALUE! | #VALUE! | #VALUE!
|  |  | 24 | 57 | #N/A | Heating | #VALUE! | #VALUE! | #VALUE! |  | #VALUE! | #VALUE! | #N/A | #N/A | #N/A | 0 | #VALUE! | 0 | #VALUE! | #VALUE! | #VALUE! | #VALUE! | 0 | #VALUE! | #VALUE! | #VALUE! | 0 | 0 | #VALUE! | #VALUE! | #VALUE! | #VALUE! | #VALUE! | #VALUE!
Existing HVAC system Heating Efficiency (COP) | Eff |  | 25 | 55 | #N/A | Heating | #VALUE! | #VALUE! | #VALUE! |  | #VALUE! | #VALUE! | #N/A | #N/A | #N/A | 0 | #VALUE! | 0 | #VALUE! | #VALUE! | #VALUE! | #VALUE! | 0 | #VALUE! | #VALUE! | #VALUE! | 0 | 0 | #VALUE! | #VALUE! | #VALUE! | #VALUE! | #VALUE! | #VALUE!
| 0% |  | 26 | 53 | #N/A | Heating | #VALUE! | #VALUE! | #VALUE! |  | #VALUE! | #VALUE! | #N/A | #N/A | #N/A | 0 | #VALUE! | 0 | #VALUE! | #VALUE! | #VALUE! | #VALUE! | 0 | #VALUE! | #VALUE! | #VALUE! | 0 | 0 | #VALUE! | #VALUE! | #VALUE! | #VALUE! | #VALUE! | #VALUE!
| 0% |  | 27 | 51 | #N/A | Heating | #VALUE! | #VALUE! | #VALUE! |  | #VALUE! | #VALUE! | #N/A | #N/A | #N/A | 0 | #VALUE! | 0 | #VALUE! | #VALUE! | #VALUE! | #VALUE! | 0 | #VALUE! | #VALUE! | #VALUE! | 0 | 0 | #VALUE! | #VALUE! | #VALUE! | #VALUE! | #VALUE! | #VALUE!
| 0% |  | 28 | 49 | #N/A | Heating | #VALUE! | #VALUE! | #VALUE! |  | #VALUE! | #VALUE! | #N/A | #N/A | #N/A | 0 | #VALUE! | 0 | #VALUE! | #VALUE! | #VALUE! | #VALUE! | 0 | #VALUE! | #VALUE! | #VALUE! | 0 | 0 | #VALUE! | #VALUE! | #VALUE! | #VALUE! | #VALUE! | #VALUE!
| 0% |  | 29 | 47 | #N/A | Heating | #VALUE! | #VALUE! | #VALUE! |  | #VALUE! | #VALUE! | #N/A | #N/A | #N/A | 0 | #VALUE! | 0 | #VALUE! | #VALUE! | #VALUE! | #VALUE! | 0 | #VALUE! | #VALUE! | #VALUE! | 0 | 0 | #VALUE! | #VALUE! | #VALUE! | #VALUE! | #VALUE! | #VALUE!
| 0% |  | 30 | 45 | #N/A | Heating | #VALUE! | #VALUE! | #VALUE! |  | #VALUE! | #VALUE! | #N/A | #N/A | #N/A | 0 | #VALUE! | 0 | #VALUE! | #VALUE! | #VALUE! | #VALUE! | 0 | #VALUE! | #VALUE! | #VALUE! | 0 | 0 | #VALUE! | #VALUE! | #VALUE! | #VALUE! | #VALUE! | #VALUE!
| 0% |  | 31 | 43 | #N/A | Heating | #VALUE! | #VALUE! | #VALUE! |  | #VALUE! | #VALUE! | #N/A | #N/A | #N/A | 0 | #VALUE! | 0 | #VALUE! | #VALUE! | #VALUE! | #VALUE! | 0 | #VALUE! | #VALUE! | #VALUE! | 0 | 0 | #VALUE! | #VALUE! | #VALUE! | #VALUE! | #VALUE! | #VALUE!
#N/A | 0 |  | 32 | 41 | #N/A | Heating | #VALUE! | #VALUE! | #VALUE! |  | #VALUE! | #VALUE! | #N/A | #N/A | #N/A | 0 | #VALUE! | 0 | #VALUE! | #VALUE! | #VALUE! | #VALUE! | 0 | #VALUE! | #VALUE! | #VALUE! | 0 | 0 | #VALUE! | #VALUE! | #VALUE! | #VALUE! | #VALUE! | #VALUE!
|  |  | 33 | 39 | #N/A | Heating | #VALUE! | #VALUE! | #VALUE! |  | #VALUE! | #VALUE! | #N/A | #N/A | #N/A | 0 | #VALUE! | 0 | #VALUE! | #VALUE! | #VALUE! | #VALUE! | 0 | #VALUE! | #VALUE! | #VALUE! | 0 | 0 | #VALUE! | #VALUE! | #VALUE! | #VALUE! | #VALUE! | #VALUE!
|  |  | 34 | 37 | #N/A | Heating | #VALUE! | #VALUE! | #VALUE! |  | #VALUE! | #VALUE! | #N/A | #N/A | #N/A | 0 | #VALUE! | 0 | #VALUE! | #VALUE! | #VALUE! | #VALUE! | 0 | #VALUE! | #VALUE! | #VALUE! | 0 | 0 | #VALUE! | #VALUE! | #VALUE! | #VALUE! | #VALUE! | #VALUE!
|  |  | 35 | 35 | #N/A | Heating | #VALUE! | #VALUE! | #VALUE! |  | #VALUE! | #VALUE! | #N/A | #N/A | #N/A | 0 | #VALUE! | 0 | #VALUE! | #VALUE! | #VALUE! | #VALUE! | 0 | #VALUE! | #VALUE! | #VALUE! | 0 | 0 | #VALUE! | #VALUE! | #VALUE! | #VALUE! | #VALUE! | #VALUE!
|  |  | 36 | 33 | #N/A | Heating | #VALUE! | #VALUE! | #VALUE! |  | #VALUE! | #VALUE! | #N/A | #N/A | #N/A | 0 | #VALUE! | 0 | #VALUE! | #VALUE! | #VALUE! | #VALUE! | 0 | #VALUE! | #VALUE! | #VALUE! | 0 | 0 | #VALUE! | #VALUE! | #VALUE! | #VALUE! | #VALUE! | #VALUE!
|  |  | 37 | 31 | #N/A | Heating | #VALUE! | #VALUE! | #VALUE! |  | #VALUE! | #VALUE! | #N/A | #N/A | #N/A | 0 | #VALUE! | 0 | #VALUE! | #VALUE! | #VALUE! | #VALUE! | 0 | #VALUE! | #VALUE! | #VALUE! | 0 | 0 | #VALUE! | #VALUE! | #VALUE! | #VALUE! | #VALUE! | #VALUE!
|  |  | 38 | 29 | #N/A | Heating | #VALUE! | #VALUE! | #VALUE! |  | #VALUE! | #VALUE! | #N/A | #N/A | #N/A | 0 | #VALUE! | 0 | #VALUE! | #VALUE! | #VALUE! | #VALUE! | 0 | #VALUE! | #VALUE! | #VALUE! | 0 | 0 | #VALUE! | #VALUE! | #VALUE! | #VALUE! | #VALUE! | #VALUE!
|  |  | 39 | 27 | #N/A | Heating | #VALUE! | #VALUE! | #VALUE! |  | #VALUE! | #VALUE! | #N/A | #N/A | #N/A | 0 | #VALUE! | 0 | #VALUE! | #VALUE! | #VALUE! | #VALUE! | 0 | #VALUE! | #VALUE! | #VALUE! | 0 | 0 | #VALUE! | #VALUE! | #VALUE! | #VALUE! | #VALUE! | #VALUE!
|  |  | 40 | 25 | #N/A | Heating | #VALUE! | #VALUE! | #VALUE! |  | #VALUE! | #VALUE! | #N/A | #N/A | #N/A | 0 | #VALUE! | 0 | #VALUE! | #VALUE! | #VALUE! | #VALUE! | 0 | #VALUE! | #VALUE! | #VALUE! | 0 | 0 | #VALUE! | #VALUE! | #VALUE! | #VALUE! | #VALUE! | #VALUE!
|  |  | 41 | 23 | #N/A | Heating | #VALUE! | #VALUE! | #VALUE! |  | #VALUE! | #VALUE! | #N/A | #N/A | #N/A | 0 | #VALUE! | 0 | #VALUE! | #VALUE! | #VALUE! | #VALUE! | 0 | #VALUE! | #VALUE! | #VALUE! | 0 | 0 | #VALUE! | #VALUE! | #VALUE! | #VALUE! | #VALUE! | #VALUE!
|  |  | 42 | 21 | #N/A | Heating | #VALUE! | #VALUE! | #VALUE! |  | #VALUE! | #VALUE! | #N/A | #N/A | #N/A | 0 | #VALUE! | 0 | #VALUE! | #VALUE! | #VALUE! | #VALUE! | 0 | #VALUE! | #VALUE! | #VALUE! | 0 | 0 | #VALUE! | #VALUE! | #VALUE! | #VALUE! | #VALUE! | #VALUE!
|  |  | 43 | 19 | #N/A | Heating | #VALUE! | #VALUE! | #VALUE! |  | #VALUE! | #VALUE! | #N/A | #N/A | #N/A | 0 | #VALUE! | 0 | #VALUE! | #VALUE! | #VALUE! | #VALUE! | 0 | #VALUE! | #VALUE! | #VALUE! | 0 | 0 | #VALUE! | #VALUE! | #VALUE! | #VALUE! | #VALUE! | #VALUE!
|  |  | 44 | 17 | #N/A | Heating | #VALUE! | #VALUE! | #VALUE! |  | #VALUE! | #VALUE! | #N/A | #N/A | #N/A | 0 | #VALUE! | 0 | #VALUE! | #VALUE! | #VALUE! | #VALUE! | 0 | #VALUE! | #VALUE! | #VALUE! | 0 | 0 | #VALUE! | #VALUE! | #VALUE! | #VALUE! | #VALUE! | #VALUE!
|  |  | 45 | 15 | #N/A | Heating | #VALUE! | #VALUE! | #VALUE! |  | #VALUE! | #VALUE! | #N/A | #N/A | #N/A | 0 | #VALUE! | 0 | #VALUE! | #VALUE! | #VALUE! | #VALUE! | 0 | #VALUE! | #VALUE! | #VALUE! | 0 | 0 | #VALUE! | #VALUE! | #VALUE! | #VALUE! | #VALUE! | #VALUE!
|  |  | 46 | 13 | #N/A | Heating | #VALUE! | #VALUE! | #VALUE! |  | #VALUE! | #VALUE! | #N/A | #N/A | #N/A | 0 | #VALUE! | 0 | #VALUE! | #VALUE! | #VALUE! | #VALUE! | 0 | #VALUE! | #VALUE! | #VALUE! | 0 | 0 | #VALUE! | #VALUE! | #VALUE! | #VALUE! | #VALUE! | #VALUE!
|  |  | 47 | 11 | #N/A | Heating | #VALUE! | #VALUE! | #VALUE! |  | #VALUE! | #VALUE! | #N/A | #N/A | #N/A | 0 | #VALUE! | 0 | #VALUE! | #VALUE! | #VALUE! | #VALUE! | 0 | #VALUE! | #VALUE! | #VALUE! | 0 | 0 | #VALUE! | #VALUE! | #VALUE! | #VALUE! | #VALUE! | #VALUE!
|  |  | 48 | 9 | #N/A | Heating | #VALUE! | #VALUE! | #VALUE! |  | #VALUE! | #VALUE! | #N/A | #N/A | #N/A | 0 | #VALUE! | 0 | #VALUE! | #VALUE! | #VALUE! | #VALUE! | 0 | #VALUE! | #VALUE! | #VALUE! | 0 | 0 | #VALUE! | #VALUE! | #VALUE! | #VALUE! | #VALUE! | #VALUE!
|  |  | 49 | 7 | #N/A | Heating | #VALUE! | #VALUE! | #VALUE! |  | #VALUE! | #VALUE! | #N/A | #N/A | #N/A | 0 | #VALUE! | 0 | #VALUE! | #VALUE! | #VALUE! | #VALUE! | 0 | #VALUE! | #VALUE! | #VALUE! | 0 | 0 | #VALUE! | #VALUE! | #VALUE! | #VALUE! | #VALUE! | #VALUE!
|  |  | 50 | 5 | #N/A | Heating | #VALUE! | #VALUE! | #VALUE! |  | #VALUE! | #VALUE! | #N/A | #N/A | #N/A | 0 | #VALUE! | 0 | #VALUE! | #VALUE! | #VALUE! | #VALUE! | 0 | #VALUE! | #VALUE! | #VALUE! | 0 | 0 | #VALUE! | #VALUE! | #VALUE! | #VALUE! | #VALUE! | #VALUE!
|  |  | 51 | 3 | #N/A | Heating | #VALUE! | #VALUE! | #VALUE! |  | #VALUE! | #VALUE! | #N/A | #N/A | #N/A | 0 | #VALUE! | 0 | #VALUE! | #VALUE! | #VALUE! | #VALUE! | 0 | #VALUE! | #VALUE! | #VALUE! | 0 | 0 | #VALUE! | #VALUE! | #VALUE! | #VALUE! | #VALUE! | #VALUE!
|  |  | 52 | 1 | #N/A | Heating | #VALUE! | #VALUE! | #VALUE! |  | #VALUE! | #VALUE! | #N/A | #N/A | #N/A | 0 | #VALUE! | 0 | #VALUE! | #VALUE! | #VALUE! | #VALUE! | 0 | #VALUE! | #VALUE! | #VALUE! | 0 | 0 | #VALUE! | #VALUE! | #VALUE! | #VALUE! | #VALUE! | #VALUE!
|  |  | 53 | -1 | #N/A | Heating | #VALUE! | #VALUE! | #VALUE! |  | #VALUE! | #VALUE! | #N/A | #N/A | #N/A | 0 | #VALUE! | 0 | #VALUE! | #VALUE! | #VALUE! | #VALUE! | 0 | #VALUE! | #VALUE! | #VALUE! | 0 | 0 | #VALUE! | #VALUE! | #VALUE! | #VALUE! | #VALUE! | #VALUE!
|  |  | 54 | -3 | #N/A | Heating | #VALUE! | #VALUE! | #VALUE! |  | #VALUE! | #VALUE! | #N/A | #N/A | #N/A | 0 | #VALUE! | 0 | #VALUE! | #VALUE! | #VALUE! | #VALUE! | 0 | #VALUE! | #VALUE! | #VALUE! | 0 | 0 | #VALUE! | #VALUE! | #VALUE! | #VALUE! | #VALUE! | #VALUE!
|  |  | 55 | -5 | #N/A | Heating | #VALUE! | #VALUE! | #VALUE! |  | #VALUE! | #VALUE! | #N/A | #N/A | #N/A | 0 | #VALUE! | 0 | #VALUE! | #VALUE! | #VALUE! | #VALUE! | 0 | #VALUE! | #VALUE! | #VALUE! | 0 | 0 | #VALUE! | #VALUE! | #VALUE! | #VALUE! | #VALUE! | #VALUE!
|  |  | 56 | -7 | #N/A | Heating | #VALUE! | #VALUE! | #VALUE! |  | #VALUE! | #VALUE! | #N/A | #N/A | #N/A | 0 | #VALUE! | 0 | #VALUE! | #VALUE! | #VALUE! | #VALUE! | 0 | #VALUE! | #VALUE! | #VALUE! | 0 | 0 | #VALUE! | #VALUE! | #VALUE! | #VALUE! | #VALUE! | #VALUE!
|  |  | 57 | -9 | #N/A | Heating | #VALUE! | #VALUE! | #VALUE! |  | #VALUE! | #VALUE! | #N/A | #N/A | #N/A | 0 | #VALUE! | 0 | #VALUE! | #VALUE! | #VALUE! | #VALUE! | 0 | #VALUE! | #VALUE! | #VALUE! | 0 | 0 | #VALUE! | #VALUE! | #VALUE! | #VALUE! | #VALUE! | #VALUE!
|  |  | 58 | -11 | #N/A | Heating | #VALUE! | #VALUE! | #VALUE! |  | #VALUE! | #VALUE! | #N/A | #N/A | #N/A | 0 | #VALUE! | 0 | #VALUE! | #VALUE! | #VALUE! | #VALUE! | 0 | #VALUE! | #VALUE! | #VALUE! | 0 | 0 | #VALUE! | #VALUE! | #VALUE! | #VALUE! | #VALUE! | #VALUE!
|  |  | 59 | -13 | #N/A | Heating | #VALUE! | #VALUE! | #VALUE! |  | #VALUE! | #VALUE! | #N/A | #N/A | #N/A | 0 | #VALUE! | 0 | #VALUE! | #VALUE! | #VALUE! | #VALUE! | 0 | #VALUE! | #VALUE! | #VALUE! | 0 | 0 | #VALUE! | #VALUE! | #VALUE! | #VALUE! | #VALUE! | #VALUE!
|  |  | 60 | -15 | #N/A | Heating | #VALUE! | #VALUE! | #VALUE! |  | #VALUE! | #VALUE! | #N/A | #N/A | #N/A | 0 | #VALUE! | 0 | #VALUE! | #VALUE! | #VALUE! | #VALUE! | 0 | #VALUE! | #VALUE! | #VALUE! | 0 | 0 | #VALUE! | #VALUE! | #VALUE! | #VALUE! | #VALUE! | #VALUE!
|  |  | 61 | -17 | #N/A | Heating | #VALUE! | #VALUE! | #VALUE! |  | #VALUE! | #VALUE! | #N/A | #N/A | #N/A | 0 | #VALUE! | 0 | #VALUE! | #VALUE! | #VALUE! | #VALUE! | 0 | #VALUE! | #VALUE! | #VALUE! | 0 | 0 | #VALUE! | #VALUE! | #VALUE! | #VALUE! | #VALUE! | #VALUE!
|  |  | 62 | -19 | #N/A | Heating | #VALUE! | #VALUE! | #VALUE! |  | #VALUE! | #VALUE! | #N/A | #N/A | #N/A | 0 | #VALUE! | 0 | #VALUE! | #VALUE! | #VALUE! | #VALUE! | 0 | #VALUE! | #VALUE! | #VALUE! | 0 | 0 | #VALUE! | #VALUE! | #VALUE! | #VALUE! | #VALUE! | #VALUE!
|  |  | 63 | -21 | #N/A | Heating | #VALUE! | #VALUE! | #VALUE! |  | #VALUE! | #VALUE! | #N/A | #N/A | #N/A | 0 | #VALUE! | 0 | #VALUE! | #VALUE! | #VALUE! | #VALUE! | 0 | #VALUE! | #VALUE! | #VALUE! | 0 | 0 | #VALUE! | #VALUE! | #VALUE! | #VALUE! | #VALUE! | #VALUE!
|  |  | 64 | -23 | #N/A | Heating | #VALUE! | #VALUE! | #VALUE! |  | #VALUE! | #VALUE! | #N/A | #N/A | #N/A | 0 | #VALUE! | 0 | #VALUE! | #VALUE! | #VALUE! | #VALUE! | 0 | #VALUE! | #VALUE! | #VALUE! | 0 | 0 | #VALUE! | #VALUE! | #VALUE! | #VALUE! | #VALUE! | #VALUE!
|  |  |  | Totals | #N/A |  |  | #N/A | 0 | [5 empty] | #N/A |  |  |  | #N/A | [9 empty] | #VALUE! |  | ▲Btu | ▲kWh | #VALUE! | #VALUE!
[19 empty] | #N/A | [13 empty] | ▲kWh Total | ▲MMbtu Total
UNOCCUPIED MODE
[11 empty] | Heating Calculation |  |  |  |  | Cooling Calculation | [16 empty] | Net Savings
|  |  | Row Reference for Bin data lookup | Outdoor Air Temperature Mid-pts | Unoccupied Hours @ Temp Bin | Mode | Mode | Baseline Building Load (Btuh) | Proposed Building Load (Btuh) |  | Baseline Delivered Heating Capacity (Btuh) | Proposed Delivered Heating Capacity (Btuh) | Baseline Heating Consumption (btu) | Proposed Heating Consumption (btu) | Net Heat Savings (btu) | Baseline Cooling Capacity Adjustment Factor | Proposed Cooling Capacity Adjustment Factor | Baseline Cooling Capacity (Btuh) | Proposed Cooling Capacity (Btuh) | Delivered Cooling Capacity BASELINE (Btuh) | Delivered Cooling Capacity > BCL | Delivered Cooling Capacity Proposed (Btuh) | Baseline Cooling EIR Temperature Adjustment Factor (EIR = 1/Efficiency) | Proposed Cooling EIR Temperature Adjustment Factor (EIR = 1/Efficiency) | Baseline Part Load Factor (1/PLF, Proposed Cd ) | Proposed Part Load Factor (1/PLF, Proposed Cd ) | Baseline Actual Cooling EER | Proposed Actual Heat Pump Cooling EER | Baseline Cooling Consumption (btu) | Proposed Cooling Consumption (btu) | Cool Savings (btu) | Cool Savings (kWh) | ▲kWh Total | ▲MMbtu Total
|  |  | 2 | 101 | #N/A | Heating | #VALUE! | #VALUE! | #VALUE! |  | #VALUE! | #VALUE! | #N/A | #N/A | #N/A | 0 | #VALUE! | 0 | #VALUE! | #VALUE! | #VALUE! | #VALUE! | 0 | #VALUE! | #VALUE! | #VALUE! | 0 | 0 | #VALUE! | #VALUE! | #VALUE! | #VALUE! | #VALUE! | #VALUE!
|  |  | 3 | 99 | #N/A | Heating | #VALUE! | #VALUE! | #VALUE! |  | #VALUE! | #VALUE! | #N/A | #N/A | #N/A | 0 | #VALUE! | 0 | #VALUE! | #VALUE! | #VALUE! | #VALUE! | 0 | #VALUE! | #VALUE! | #VALUE! | 0 | 0 | #VALUE! | #VALUE! | #VALUE! | #VALUE! | #VALUE! | #VALUE!
|  |  | 4 | 97 | #N/A | Heating | #VALUE! | #VALUE! | #VALUE! |  | #VALUE! | #VALUE! | #N/A | #N/A | #N/A | 0 | #VALUE! | 0 | #VALUE! | #VALUE! | #VALUE! | #VALUE! | 0 | #VALUE! | #VALUE! | #VALUE! | 0 | 0 | #VALUE! | #VALUE! | #VALUE! | #VALUE! | #VALUE! | #VALUE!
|  |  | 5 | 95 | #N/A | Heating | #VALUE! | #VALUE! | #VALUE! |  | #VALUE! | #VALUE! | #N/A | #N/A | #N/A | 0 | #VALUE! | 0 | #VALUE! | #VALUE! | #VALUE! | #VALUE! | 0 | #VALUE! | #VALUE! | #VALUE! | 0 | 0 | #VALUE! | #VALUE! | #VALUE! | #VALUE! | #VALUE! | #VALUE!
|  |  | 6 | 93 | #N/A | Heating | #VALUE! | #VALUE! | #VALUE! |  | #VALUE! | #VALUE! | #N/A | #N/A | #N/A | 0 | #VALUE! | 0 | #VALUE! | #VALUE! | #VALUE! | #VALUE! | 0 | #VALUE! | #VALUE! | #VALUE! | 0 | 0 | #VALUE! | #VALUE! | #VALUE! | #VALUE! | #VALUE! | #VALUE!
|  |  | 7 | 91 | #N/A | Heating | #VALUE! | #VALUE! | #VALUE! |  | #VALUE! | #VALUE! | #N/A | #N/A | #N/A | 0 | #VALUE! | 0 | #VALUE! | #VALUE! | #VALUE! | #VALUE! | 0 | #VALUE! | #VALUE! | #VALUE! | 0 | 0 | #VALUE! | #VALUE! | #VALUE! | #VALUE! | #VALUE! | #VALUE!
|  |  | 8 | 89 | #N/A | Heating | #VALUE! | #VALUE! | #VALUE! |  | #VALUE! | #VALUE! | #N/A | #N/A | #N/A | 0 | #VALUE! | 0 | #VALUE! | #VALUE! | #VALUE! | #VALUE! | 0 | #VALUE! | #VALUE! | #VALUE! | 0 | 0 | #VALUE! | #VALUE! | #VALUE! | #VALUE! | #VALUE! | #VALUE!
|  |  | 9 | 87 | #N/A | Heating | #VALUE! | #VALUE! | #VALUE! |  | #VALUE! | #VALUE! | #N/A | #N/A | #N/A | 0 | #VALUE! | 0 | #VALUE! | #VALUE! | #VALUE! | #VALUE! | 0 | #VALUE! | #VALUE! | #VALUE! | 0 | 0 | #VALUE! | #VALUE! | #VALUE! | #VALUE! | #VALUE! | #VALUE!
|  |  | 10 | 85 | #N/A | Heating | #VALUE! | #VALUE! | #VALUE! |  | #VALUE! | #VALUE! | #N/A | #N/A | #N/A | 0 | #VALUE! | 0 | #VALUE! | #VALUE! | #VALUE! | #VALUE! | 0 | #VALUE! | #VALUE! | #VALUE! | 0 | 0 | #VALUE! | #VALUE! | #VALUE! | #VALUE! | #VALUE! | #VALUE!
|  |  | 11 | 83 | #N/A | Heating | #VALUE! | #VALUE! | #VALUE! |  | #VALUE! | #VALUE! | #N/A | #N/A | #N/A | 0 | #VALUE! | 0 | #VALUE! | #VALUE! | #VALUE! | #VALUE! | 0 | #VALUE! | #VALUE! | #VALUE! | 0 | 0 | #VALUE! | #VALUE! | #VALUE! | #VALUE! | #VALUE! | #VALUE!
|  |  | 12 | 81 | #N/A | Heating | #VALUE! | #VALUE! | #VALUE! |  | #VALUE! | #VALUE! | #N/A | #N/A | #N/A | 0 | #VALUE! | 0 | #VALUE! | #VALUE! | #VALUE! | #VALUE! | 0 | #VALUE! | #VALUE! | #VALUE! | 0 | 0 | #VALUE! | #VALUE! | #VALUE! | #VALUE! | #VALUE! | #VALUE!
|  |  | 13 | 79 | #N/A | Heating | #VALUE! | #VALUE! | #VALUE! |  | #VALUE! | #VALUE! | #N/A | #N/A | #N/A | 0 | #VALUE! | 0 | #VALUE! | #VALUE! | #VALUE! | #VALUE! | 0 | #VALUE! | #VALUE! | #VALUE! | 0 | 0 | #VALUE! | #VALUE! | #VALUE! | #VALUE! | #VALUE! | #VALUE!
|  |  | 14 | 77 | #N/A | Heating | #VALUE! | #VALUE! | #VALUE! |  | #VALUE! | #VALUE! | #N/A | #N/A | #N/A | 0 | #VALUE! | 0 | #VALUE! | #VALUE! | #VALUE! | #VALUE! | 0 | #VALUE! | #VALUE! | #VALUE! | 0 | 0 | #VALUE! | #VALUE! | #VALUE! | #VALUE! | #VALUE! | #VALUE!
|  |  | 15 | 75 | #N/A | Heating | #VALUE! | #VALUE! | #VALUE! |  | #VALUE! | #VALUE! | #N/A | #N/A | #N/A | 0 | #VALUE! | 0 | #VALUE! | #VALUE! | #VALUE! | #VALUE! | 0 | #VALUE! | #VALUE! | #VALUE! | 0 | 0 | #VALUE! | #VALUE! | #VALUE! | #VALUE! | #VALUE! | #VALUE!
|  |  | 16 | 73 | #N/A | Heating | #VALUE! | #VALUE! | #VALUE! |  | #VALUE! | #VALUE! | #N/A | #N/A | #N/A | 0 | #VALUE! | 0 | #VALUE! | #VALUE! | #VALUE! | #VALUE! | 0 | #VALUE! | #VALUE! | #VALUE! | 0 | 0 | #VALUE! | #VALUE! | #VALUE! | #VALUE! | #VALUE! | #VALUE!
|  |  | 17 | 71 | #N/A | Heating | #VALUE! | #VALUE! | #VALUE! |  | #VALUE! | #VALUE! | #N/A | #N/A | #N/A | 0 | #VALUE! | 0 | #VALUE! | #VALUE! | #VALUE! | #VALUE! | 0 | #VALUE! | #VALUE! | #VALUE! | 0 | 0 | #VALUE! | #VALUE! | #VALUE! | #VALUE! | #VALUE! | #VALUE!
|  |  | 18 | 69 | #N/A | Heating | #VALUE! | #VALUE! | #VALUE! |  | #VALUE! | #VALUE! | #N/A | #N/A | #N/A | 0 | #VALUE! | 0 | #VALUE! | #VALUE! | #VALUE! | #VALUE! | 0 | #VALUE! | #VALUE! | #VALUE! | 0 | 0 | #VALUE! | #VALUE! | #VALUE! | #VALUE! | #VALUE! | #VALUE!
|  |  | 19 | 67 | #N/A | Heating | #VALUE! | #VALUE! | #VALUE! |  | #VALUE! | #VALUE! | #N/A | #N/A | #N/A | 0 | #VALUE! | 0 | #VALUE! | #VALUE! | #VALUE! | #VALUE! | 0 | #VALUE! | #VALUE! | #VALUE! | 0 | 0 | #VALUE! | #VALUE! | #VALUE! | #VALUE! | #VALUE! | #VALUE!
|  |  | 20 | 65 | #N/A | Heating | #VALUE! | #VALUE! | #VALUE! |  | #VALUE! | #VALUE! | #N/A | #N/A | #N/A | 0 | #VALUE! | 0 | #VALUE! | #VALUE! | #VALUE! | #VALUE! | 0 | #VALUE! | #VALUE! | #VALUE! | 0 | 0 | #VALUE! | #VALUE! | #VALUE! | #VALUE! | #VALUE! | #VALUE!
|  |  | 21 | 63 | #N/A | Heating | #VALUE! | #VALUE! | #VALUE! |  | #VALUE! | #VALUE! | #N/A | #N/A | #N/A | 0 | #VALUE! | 0 | #VALUE! | #VALUE! | #VALUE! | #VALUE! | 0 | #VALUE! | #VALUE! | #VALUE! | 0 | 0 | #VALUE! | #VALUE! | #VALUE! | #VALUE! | #VALUE! | #VALUE!
|  |  | 22 | 61 | #N/A | Heating | #VALUE! | #VALUE! | #VALUE! |  | #VALUE! | #VALUE! | #N/A | #N/A | #N/A | 0 | #VALUE! | 0 | #VALUE! | #VALUE! | #VALUE! | #VALUE! | 0 | #VALUE! | #VALUE! | #VALUE! | 0 | 0 | #VALUE! | #VALUE! | #VALUE! | #VALUE! | #VALUE! | #VALUE!
|  |  | 23 | 59 | #N/A | Heating | #VALUE! | #VALUE! | #VALUE! |  | #VALUE! | #VALUE! | #N/A | #N/A | #N/A | 0 | #VALUE! | 0 | #VALUE! | #VALUE! | #VALUE! | #VALUE! | 0 | #VALUE! | #VALUE! | #VALUE! | 0 | 0 | #VALUE! | #VALUE! | #VALUE! | #VALUE! | #VALUE! | #VALUE!
|  |  | 24 | 57 | #N/A | Heating | #VALUE! | #VALUE! | #VALUE! |  | #VALUE! | #VALUE! | #N/A | #N/A | #N/A | 0 | #VALUE! | 0 | #VALUE! | #VALUE! | #VALUE! | #VALUE! | 0 | #VALUE! | #VALUE! | #VALUE! | 0 | 0 | #VALUE! | #VALUE! | #VALUE! | #VALUE! | #VALUE! | #VALUE!
|  |  | 25 | 55 | #N/A | Heating | #VALUE! | #VALUE! | #VALUE! |  | #VALUE! | #VALUE! | #N/A | #N/A | #N/A | 0 | #VALUE! | 0 | #VALUE! | #VALUE! | #VALUE! | #VALUE! | 0 | #VALUE! | #VALUE! | #VALUE! | 0 | 0 | #VALUE! | #VALUE! | #VALUE! | #VALUE! | #VALUE! | #VALUE!
|  |  | 26 | 53 | #N/A | Heating | #VALUE! | #VALUE! | #VALUE! |  | #VALUE! | #VALUE! | #N/A | #N/A | #N/A | 0 | #VALUE! | 0 | #VALUE! | #VALUE! | #VALUE! | #VALUE! | 0 | #VALUE! | #VALUE! | #VALUE! | 0 | 0 | #VALUE! | #VALUE! | #VALUE! | #VALUE! | #VALUE! | #VALUE!
|  |  | 27 | 51 | #N/A | Heating | #VALUE! | #VALUE! | #VALUE! |  | #VALUE! | #VALUE! | #N/A | #N/A | #N/A | 0 | #VALUE! | 0 | #VALUE! | #VALUE! | #VALUE! | #VALUE! | 0 | #VALUE! | #VALUE! | #VALUE! | 0 | 0 | #VALUE! | #VALUE! | #VALUE! | #VALUE! | #VALUE! | #VALUE!
|  |  | 28 | 49 | #N/A | Heating | #VALUE! | #VALUE! | #VALUE! |  | #VALUE! | #VALUE! | #N/A | #N/A | #N/A | 0 | #VALUE! | 0 | #VALUE! | #VALUE! | #VALUE! | #VALUE! | 0 | #VALUE! | #VALUE! | #VALUE! | 0 | 0 | #VALUE! | #VALUE! | #VALUE! | #VALUE! | #VALUE! | #VALUE!
|  |  | 29 | 47 | #N/A | Heating | #VALUE! | #VALUE! | #VALUE! |  | #VALUE! | #VALUE! | #N/A | #N/A | #N/A | 0 | #VALUE! | 0 | #VALUE! | #VALUE! | #VALUE! | #VALUE! | 0 | #VALUE! | #VALUE! | #VALUE! | 0 | 0 | #VALUE! | #VALUE! | #VALUE! | #VALUE! | #VALUE! | #VALUE!
|  |  | 30 | 45 | #N/A | Heating | #VALUE! | #VALUE! | #VALUE! |  | #VALUE! | #VALUE! | #N/A | #N/A | #N/A | 0 | #VALUE! | 0 | #VALUE! | #VALUE! | #VALUE! | #VALUE! | 0 | #VALUE! | #VALUE! | #VALUE! | 0 | 0 | #VALUE! | #VALUE! | #VALUE! | #VALUE! | #VALUE! | #VALUE!
|  |  | 31 | 43 | #N/A | Heating | #VALUE! | #VALUE! | #VALUE! |  | #VALUE! | #VALUE! | #N/A | #N/A | #N/A | 0 | #VALUE! | 0 | #VALUE! | #VALUE! | #VALUE! | #VALUE! | 0 | #VALUE! | #VALUE! | #VALUE! | 0 | 0 | #VALUE! | #VALUE! | #VALUE! | #VALUE! | #VALUE! | #VALUE!
|  |  | 32 | 41 | #N/A | Heating | #VALUE! | #VALUE! | #VALUE! |  | #VALUE! | #VALUE! | #N/A | #N/A | #N/A | 0 | #VALUE! | 0 | #VALUE! | #VALUE! | #VALUE! | #VALUE! | 0 | #VALUE! | #VALUE! | #VALUE! | 0 | 0 | #VALUE! | #VALUE! | #VALUE! | #VALUE! | #VALUE! | #VALUE!
|  |  | 33 | 39 | #N/A | Heating | #VALUE! | #VALUE! | #VALUE! |  | #VALUE! | #VALUE! | #N/A | #N/A | #N/A | 0 | #VALUE! | 0 | #VALUE! | #VALUE! | #VALUE! | #VALUE! | 0 | #VALUE! | #VALUE! | #VALUE! | 0 | 0 | #VALUE! | #VALUE! | #VALUE! | #VALUE! | #VALUE! | #VALUE!
|  |  | 34 | 37 | #N/A | Heating | #VALUE! | #VALUE! | #VALUE! |  | #VALUE! | #VALUE! | #N/A | #N/A | #N/A | 0 | #VALUE! | 0 | #VALUE! | #VALUE! | #VALUE! | #VALUE! | 0 | #VALUE! | #VALUE! | #VALUE! | 0 | 0 | #VALUE! | #VALUE! | #VALUE! | #VALUE! | #VALUE! | #VALUE!
|  |  | 35 | 35 | #N/A | Heating | #VALUE! | #VALUE! | #VALUE! |  | #VALUE! | #VALUE! | #N/A | #N/A | #N/A | 0 | #VALUE! | 0 | #VALUE! | #VALUE! | #VALUE! | #VALUE! | 0 | #VALUE! | #VALUE! | #VALUE! | 0 | 0 | #VALUE! | #VALUE! | #VALUE! | #VALUE! | #VALUE! | #VALUE!
|  |  | 36 | 33 | #N/A | Heating | #VALUE! | #VALUE! | #VALUE! |  | #VALUE! | #VALUE! | #N/A | #N/A | #N/A | 0 | #VALUE! | 0 | #VALUE! | #VALUE! | #VALUE! | #VALUE! | 0 | #VALUE! | #VALUE! | #VALUE! | 0 | 0 | #VALUE! | #VALUE! | #VALUE! | #VALUE! | #VALUE! | #VALUE!
|  |  | 37 | 31 | #N/A | Heating | #VALUE! | #VALUE! | #VALUE! |  | #VALUE! | #VALUE! | #N/A | #N/A | #N/A | 0 | #VALUE! | 0 | #VALUE! | #VALUE! | #VALUE! | #VALUE! | 0 | #VALUE! | #VALUE! | #VALUE! | 0 | 0 | #VALUE! | #VALUE! | #VALUE! | #VALUE! | #VALUE! | #VALUE!
|  |  | 38 | 29 | #N/A | Heating | #VALUE! | #VALUE! | #VALUE! |  | #VALUE! | #VALUE! | #N/A | #N/A | #N/A | 0 | #VALUE! | 0 | #VALUE! | #VALUE! | #VALUE! | #VALUE! | 0 | #VALUE! | #VALUE! | #VALUE! | 0 | 0 | #VALUE! | #VALUE! | #VALUE! | #VALUE! | #VALUE! | #VALUE!
|  |  | 39 | 27 | #N/A | Heating | #VALUE! | #VALUE! | #VALUE! |  | #VALUE! | #VALUE! | #N/A | #N/A | #N/A | 0 | #VALUE! | 0 | #VALUE! | #VALUE! | #VALUE! | #VALUE! | 0 | #VALUE! | #VALUE! | #VALUE! | 0 | 0 | #VALUE! | #VALUE! | #VALUE! | #VALUE! | #VALUE! | #VALUE!
|  |  | 40 | 25 | #N/A | Heating | #VALUE! | #VALUE! | #VALUE! |  | #VALUE! | #VALUE! | #N/A | #N/A | #N/A | 0 | #VALUE! | 0 | #VALUE! | #VALUE! | #VALUE! | #VALUE! | 0 | #VALUE! | #VALUE! | #VALUE! | 0 | 0 | #VALUE! | #VALUE! | #VALUE! | #VALUE! | #VALUE! | #VALUE!
|  |  | 41 | 23 | #N/A | Heating | #VALUE! | #VALUE! | #VALUE! |  | #VALUE! | #VALUE! | #N/A | #N/A | #N/A | 0 | #VALUE! | 0 | #VALUE! | #VALUE! | #VALUE! | #VALUE! | 0 | #VALUE! | #VALUE! | #VALUE! | 0 | 0 | #VALUE! | #VALUE! | #VALUE! | #VALUE! | #VALUE! | #VALUE!
|  |  | 42 | 21 | #N/A | Heating | #VALUE! | #VALUE! | #VALUE! |  | #VALUE! | #VALUE! | #N/A | #N/A | #N/A | 0 | #VALUE! | 0 | #VALUE! | #VALUE! | #VALUE! | #VALUE! | 0 | #VALUE! | #VALUE! | #VALUE! | 0 | 0 | #VALUE! | #VALUE! | #VALUE! | #VALUE! | #VALUE! | #VALUE!
|  |  | 43 | 19 | #N/A | Heating | #VALUE! | #VALUE! | #VALUE! |  | #VALUE! | #VALUE! | #N/A | #N/A | #N/A | 0 | #VALUE! | 0 | #VALUE! | #VALUE! | #VALUE! | #VALUE! | 0 | #VALUE! | #VALUE! | #VALUE! | 0 | 0 | #VALUE! | #VALUE! | #VALUE! | #VALUE! | #VALUE! | #VALUE!
|  |  | 44 | 17 | #N/A | Heating | #VALUE! | #VALUE! | #VALUE! |  | #VALUE! | #VALUE! | #N/A | #N/A | #N/A | 0 | #VALUE! | 0 | #VALUE! | #VALUE! | #VALUE! | #VALUE! | 0 | #VALUE! | #VALUE! | #VALUE! | 0 | 0 | #VALUE! | #VALUE! | #VALUE! | #VALUE! | #VALUE! | #VALUE!
|  |  | 45 | 15 | #N/A | Heating | #VALUE! | #VALUE! | #VALUE! |  | #VALUE! | #VALUE! | #N/A | #N/A | #N/A | 0 | #VALUE! | 0 | #VALUE! | #VALUE! | #VALUE! | #VALUE! | 0 | #VALUE! | #VALUE! | #VALUE! | 0 | 0 | #VALUE! | #VALUE! | #VALUE! | #VALUE! | #VALUE! | #VALUE!
|  |  | 46 | 13 | #N/A | Heating | #VALUE! | #VALUE! | #VALUE! |  | #VALUE! | #VALUE! | #N/A | #N/A | #N/A | 0 | #VALUE! | 0 | #VALUE! | #VALUE! | #VALUE! | #VALUE! | 0 | #VALUE! | #VALUE! | #VALUE! | 0 | 0 | #VALUE! | #VALUE! | #VALUE! | #VALUE! | #VALUE! | #VALUE!
|  |  | 47 | 11 | #N/A | Heating | #VALUE! | #VALUE! | #VALUE! |  | #VALUE! | #VALUE! | #N/A | #N/A | #N/A | 0 | #VALUE! | 0 | #VALUE! | #VALUE! | #VALUE! | #VALUE! | 0 | #VALUE! | #VALUE! | #VALUE! | 0 | 0 | #VALUE! | #VALUE! | #VALUE! | #VALUE! | #VALUE! | #VALUE!
|  |  | 48 | 9 | #N/A | Heating | #VALUE! | #VALUE! | #VALUE! |  | #VALUE! | #VALUE! | #N/A | #N/A | #N/A | 0 | #VALUE! | 0 | #VALUE! | #VALUE! | #VALUE! | #VALUE! | 0 | #VALUE! | #VALUE! | #VALUE! | 0 | 0 | #VALUE! | #VALUE! | #VALUE! | #VALUE! | #VALUE! | #VALUE!
|  |  | 49 | 7 | #N/A | Heating | #VALUE! | #VALUE! | #VALUE! |  | #VALUE! | #VALUE! | #N/A | #N/A | #N/A | 0 | #VALUE! | 0 | #VALUE! | #VALUE! | #VALUE! | #VALUE! | 0 | #VALUE! | #VALUE! | #VALUE! | 0 | 0 | #VALUE! | #VALUE! | #VALUE! | #VALUE! | #VALUE! | #VALUE!
|  |  | 50 | 5 | #N/A | Heating | #VALUE! | #VALUE! | #VALUE! |  | #VALUE! | #VALUE! | #N/A | #N/A | #N/A | 0 | #VALUE! | 0 | #VALUE! | #VALUE! | #VALUE! | #VALUE! | 0 | #VALUE! | #VALUE! | #VALUE! | 0 | 0 | #VALUE! | #VALUE! | #VALUE! | #VALUE! | #VALUE! | #VALUE!
|  |  | 51 | 3 | #N/A | Heating | #VALUE! | #VALUE! | #VALUE! |  | #VALUE! | #VALUE! | #N/A | #N/A | #N/A | 0 | #VALUE! | 0 | #VALUE! | #VALUE! | #VALUE! | #VALUE! | 0 | #VALUE! | #VALUE! | #VALUE! | 0 | 0 | #VALUE! | #VALUE! | #VALUE! | #VALUE! | #VALUE! | #VALUE!
|  |  | 52 | 1 | #N/A | Heating | #VALUE! | #VALUE! | #VALUE! |  | #VALUE! | #VALUE! | #N/A | #N/A | #N/A | 0 | #VALUE! | 0 | #VALUE! | #VALUE! | #VALUE! | #VALUE! | 0 | #VALUE! | #VALUE! | #VALUE! | 0 | 0 | #VALUE! | #VALUE! | #VALUE! | #VALUE! | #VALUE! | #VALUE!
|  |  | 53 | -1 | #N/A | Heating | #VALUE! | #VALUE! | #VALUE! |  | #VALUE! | #VALUE! | #N/A | #N/A | #N/A | 0 | #VALUE! | 0 | #VALUE! | #VALUE! | #VALUE! | #VALUE! | 0 | #VALUE! | #VALUE! | #VALUE! | 0 | 0 | #VALUE! | #VALUE! | #VALUE! | #VALUE! | #VALUE! | #VALUE!
|  |  | 54 | -3 | #N/A | Heating | #VALUE! | #VALUE! | #VALUE! |  | #VALUE! | #VALUE! | #N/A | #N/A | #N/A | 0 | #VALUE! | 0 | #VALUE! | #VALUE! | #VALUE! | #VALUE! | 0 | #VALUE! | #VALUE! | #VALUE! | 0 | 0 | #VALUE! | #VALUE! | #VALUE! | #VALUE! | #VALUE! | #VALUE!
|  |  | 55 | -5 | #N/A | Heating | #VALUE! | #VALUE! | #VALUE! |  | #VALUE! | #VALUE! | #N/A | #N/A | #N/A | 0 | #VALUE! | 0 | #VALUE! | #VALUE! | #VALUE! | #VALUE! | 0 | #VALUE! | #VALUE! | #VALUE! | 0 | 0 | #VALUE! | #VALUE! | #VALUE! | #VALUE! | #VALUE! | #VALUE!
|  |  | 56 | -7 | #N/A | Heating | #VALUE! | #VALUE! | #VALUE! |  | #VALUE! | #VALUE! | #N/A | #N/A | #N/A | 0 | #VALUE! | 0 | #VALUE! | #VALUE! | #VALUE! | #VALUE! | 0 | #VALUE! | #VALUE! | #VALUE! | 0 | 0 | #VALUE! | #VALUE! | #VALUE! | #VALUE! | #VALUE! | #VALUE!
|  |  | 57 | -9 | #N/A | Heating | #VALUE! | #VALUE! | #VALUE! |  | #VALUE! | #VALUE! | #N/A | #N/A | #N/A | 0 | #VALUE! | 0 | #VALUE! | #VALUE! | #VALUE! | #VALUE! | 0 | #VALUE! | #VALUE! | #VALUE! | 0 | 0 | #VALUE! | #VALUE! | #VALUE! | #VALUE! | #VALUE! | #VALUE!
|  |  | 58 | -11 | #N/A | Heating | #VALUE! | #VALUE! | #VALUE! |  | #VALUE! | #VALUE! | #N/A | #N/A | #N/A | 0 | #VALUE! | 0 | #VALUE! | #VALUE! | #VALUE! | #VALUE! | 0 | #VALUE! | #VALUE! | #VALUE! | 0 | 0 | #VALUE! | #VALUE! | #VALUE! | #VALUE! | #VALUE! | #VALUE!
|  |  | 59 | -13 | #N/A | Heating | #VALUE! | #VALUE! | #VALUE! |  | #VALUE! | #VALUE! | #N/A | #N/A | #N/A | 0 | #VALUE! | 0 | #VALUE! | #VALUE! | #VALUE! | #VALUE! | 0 | #VALUE! | #VALUE! | #VALUE! | 0 | 0 | #VALUE! | #VALUE! | #VALUE! | #VALUE! | #VALUE! | #VALUE!
|  |  | 60 | -15 | #N/A | Heating | #VALUE! | #VALUE! | #VALUE! |  | #VALUE! | #VALUE! | #N/A | #N/A | #N/A | 0 | #VALUE! | 0 | #VALUE! | #VALUE! | #VALUE! | #VALUE! | 0 | #VALUE! | #VALUE! | #VALUE! | 0 | 0 | #VALUE! | #VALUE! | #VALUE! | #VALUE! | #VALUE! | #VALUE!
|  |  | 61 | -17 | #N/A | Heating | #VALUE! | #VALUE! | #VALUE! |  | #VALUE! | #VALUE! | #N/A | #N/A | #N/A | 0 | #VALUE! | 0 | #VALUE! | #VALUE! | #VALUE! | #VALUE! | 0 | #VALUE! | #VALUE! | #VALUE! | 0 | 0 | #VALUE! | #VALUE! | #VALUE! | #VALUE! | #VALUE! | #VALUE!
|  |  | 62 | -19 | #N/A | Heating | #VALUE! | #VALUE! | #VALUE! |  | #VALUE! | #VALUE! | #N/A | #N/A | #N/A | 0 | #VALUE! | 0 | #VALUE! | #VALUE! | #VALUE! | #VALUE! | 0 | #VALUE! | #VALUE! | #VALUE! | 0 | 0 | #VALUE! | #VALUE! | #VALUE! | #VALUE! | #VALUE! | #VALUE!
|  |  | 63 | -21 | #N/A | Heating | #VALUE! | #VALUE! | #VALUE! |  | #VALUE! | #VALUE! | #N/A | #N/A | #N/A | 0 | #VALUE! | 0 | #VALUE! | #VALUE! | #VALUE! | #VALUE! | 0 | #VALUE! | #VALUE! | #VALUE! | 0 | 0 | #VALUE! | #VALUE! | #VALUE! | #VALUE! | #VALUE! | #VALUE!
|  |  | 64 | -23 | #N/A | Heating | #VALUE! | #VALUE! | #VALUE! |  | #VALUE! | #VALUE! | #N/A | #N/A | #N/A | 0 | #VALUE! | 0 | #VALUE! | #VALUE! | #VALUE! | #VALUE! | 0 | #VALUE! | #VALUE! | #VALUE! | 0 | 0 | #VALUE! | #VALUE! | #VALUE! | #VALUE! | #VALUE! | #VALUE!
|  |  |  | Totals | #N/A |  |  | #N/A | #N/A | [5 empty] | #N/A | [13 empty] | #VALUE! |  | ▲Btu | ▲kWh | #VALUE! | #VALUE!
[33 empty] | ▲kWh Total | ▲MMbtu Total
Note on C52: [Threaded comment] Your version of Excel allows you to read this threaded comment; however, any edits to it will get removed if the file is opened in a newer version of Excel. Learn more: https://go.microsoft.com/fwlink/?linkid=870924 Comment: Factor from AHRI 210/240 for account for efficiency losses due to cycling (default is 0.40 for ccASHP)
Note on C53: [Threaded comment] Your version of Excel allows you to read this threaded comment; however, any edits to it will get removed if the file is opened in a newer version of Excel. Learn more: https://go.microsoft.com/fwlink/?linkid=870924 Comment: factor to adjust for impact of internal gains on heating load at design (default is 1.1). Greater than 1.1 means gains decrease heating load
Note on C54: [Threaded comment] Your version of Excel allows you to read this threaded comment; however, any edits to it will get removed if the file is opened in a newer version of Excel. Learn more: https://go.microsoft.com/fwlink/?linkid=870924 Comment: Fraction of HP capacity when load is shared between HP and backup heat source
Note on C55: [Threaded comment] Your version of Excel allows you to read this threaded comment; however, any edits to it will get removed if the file is opened in a newer version of Excel. Learn more: https://go.microsoft.com/fwlink/?linkid=870924 Comment: Relative size of backup heating system compared to design building heating load (BHL).
Note on H6: [Threaded comment] Your version of Excel allows you to read this threaded comment; however, any edits to it will get removed if the file is opened in a newer version of Excel. Learn more: https://go.microsoft.com/fwlink/?linkid=870924 Comment: Max BCL or BHL
Note on L4: [Threaded comment] Your version of Excel allows you to read this threaded comment; however, any edits to it will get removed if the file is opened in a newer version of Excel. Learn more: https://go.microsoft.com/fwlink/?linkid=870924 Comment: Assumed Absorption chiller efficiency of 0.5 COP

## Results Summary
Heat Pumps Complementary Products Summary
Category | Material Cost | Labor Cost | Total Cost | Net MMBtu Savings | Heating Electrification Savings (kWh) | Cooling Savings (kWh) | Net kWh savings | kW Savings | Therms savings () | CO2 emissions reduction (Metric Tons/yr) | Effective Useful Life (years) | Lifetime Net MMBtu Savings | Category Incentive Rate | Category Incentive Rate | Incentive rate Code | Incentive Tier | Incentive Rate ($/MMBtu) | Uncapped Incentive | Max reduction in Dominant Load BHL or BCL | Incentive Capping based on Installation Costs | Baseline Electric Use kWh | Baseline Fossil Fuel Use MMBTU | Energy use MMBTU | Net Savings as % of annual Energy Use | Heating Savings as % of annual Space Heating Energy Use | Cooling Savings as % of annual Cooling Energy Use | Electric use % change | Reduction in Fossil Fuel Use %
|  |  | 0 |  |  |  | 0 | [5 empty] | #N/A |  | #N/A | [5 empty] | #VALUE! | #N/A | #VALUE!
|  |  |  | 0 | 0 | 0 | 0 | 0 | 0 | 0
|  |  |  | 0 | #N/A | 0 | #N/A |  | #N/A | 0 | 0 | 0 | [5 empty] | 0 |  | 0
Safety Factor | 0.9 |  | Cat. 4a Yes/No | 0.9 |  |  | "not Met" Flag (normal=1) | 1 |  |  | "No HP Savings, then no ERV / ENV savings" | 0 | CAT 4B Rate | 0 |  | Gut Rehap Check | 1
[11 empty] | (1=normal) |  | No of Dus: | 0 |  | (1=normal)
Heat Pumps Summary
Technology | Material Cost | Labor Cost | Total Cost | Net MMBtu Savings | Heating Electrification Savings (kWh) | Cooling Savings (kWh) | Net kWh savings | kW Savings | Therms savings () | CO2 emissions reduction (Metric Tons/yr) | Effective Useful Life (years) | Lifetime Net MMBtu Savings | Category Incentive Rate | Category Incentive Rate | Incentive rate Code | Incentive Tier | Incentive Rate ($/MMBtu) | Uncapped Incentive | Oversizing Incentive Cap | Incentive Capping based on Installation Costs | Baseline Electric Use kWh | Baseline Fossil Fuel Use MMBTU | Energy use MMBTU | Net Savings as % of annual Energy Use | Heating Savings as % of annual Space Heating Energy Use | Cooling Savings as % of annual Cooling Energy Use | Electric use % change | Reduction in Fossil Fuel Use %
[21 empty] | 0 | 0 | 0 |  |  | 0%
[21 empty] | 0 | 0 | 0 |  |  | 0%
[5 empty] | 0 | 0 | 0 | 0 | 0 | [11 empty] | 0 | 0 | 0 |  |  | 0%
[5 empty] | 0 | 0 | 0 | 0 | 0 | [11 empty] | 0 | 0 | 0 |  |  | 0%
[21 empty] | 0 | 0 | 0 |  |  | 0%
0
TOTAL | 0 | 0 | 0 | 0 | 0 | 0 | 0 | 0 | 0 | 0 | 0 | 0 | [5 empty] | 0 |  | 0 | 0 | 0 | 0
Project Summary
Technology | Material Cost | Labor Cost | Total Cost | Net MMBtu Savings | Heating Electrification Savings (kWh) | Cooling Savings (kWh) | Net kWh savings | kW Savings | Therms savings () | CO2 emissions reduction (Metric Tons/yr) | Effective Useful Life (years) | Lifetime Net MMBtu Savings | Category Incentive Rate | Category Incentive Rate |  | Incentive Tier | Incentive Rate | Incentive capped at measure level |  | Incentive Capping based on Installation Costs (capping at project level) | Baseline Electric Use kWh | Baseline Fossil Fuel Use MMBTU | Energy use MMBTU | Net Savings as % of annual Energy Use | Heating Savings as % of annual Space Heating Energy Use | Cooling Savings as % of annual Cooling Energy Use | Electric use % change | Reduction in Fossil Fuel Use %
Total | 0 | 0 | 0 | 0 | #N/A | 0 | #N/A | 0 | #N/A | 0 |  | 0 | #N/A |  |  |  |  | 0 |  |  | 0 | 0 | 0
Warning Messages:
- The Manual J or ACCA 183 building load calculations are required for the application submission.
- Please provide supporting documentation for the Manual J or ACCA 183 loads calculations reported in the Inputs tab.
- Undersized Equipment. Projects with a total heat pump system heating capacity lower than 50% of peak BHL building heating load are ineligible. Please correct the design or consult the constraints with the program reviewer before the submission.
#N/A
#N/A
#N/A
Note on M4: [Threaded comment] Your version of Excel allows you to read this threaded comment; however, any edits to it will get removed if the file is opened in a newer version of Excel. Learn more: https://go.microsoft.com/fwlink/?linkid=870924 Comment: Calulate Weighted average EUL: Windows 20 EUL, Wall insulation 30 EUL, Infiltration 5 EUL, etc. (To be verified by the reviewer)

## NEEP Air Source HPs Calc (hidden)
DIAGNOSTIC BLOCK
COOLING
|  |  |  | BEFLHC | #N/A | [9 empty] | BCL | 0 | Btu/h Tdes= | 0 | F Baseline AC Capacity @ 110% sizing = |  | 0 | Btu/h
|  |  |  | BEFLHH | #N/A | [9 empty] | Max HP Speed | #N/A | @ 95F | Cooling Sizing Ratio:
|  |  | 1 | [11 empty] | Unmet Cooling Load | #N/A | MMBtu | Cooling Sizing Ratio: | 0% | Ratio based on NEEP, if different from cell above, Applicant entered HP capacity at design temp
|  |  | ACTIVE: SUMPROD (row 5) | EQUIPMENT INPUTS | SUMPROD (row 5) | DEMO (row 7) |  | ACTIVE: BLDG |  | BLDG | DEMO MODE |  |  |  |  | Delivered Cooling Load (MMBtu) | Energy Use (kWh) | Rated EER @ 95F (Btu/Wh) | Actual Seasonal Efficiency (Btu/Wh) | Actual Peak Efficiency @ 95F (Btu/Wh) | Cooling Peak Demand from 95F Bin (kW) | Cooling Peak Demand from Rated EER (kW) |  | Min Cooling EER | Max Cooling EER | Rated Cooling EER
|  |  | 0 | Min Capacity (Btu/h @ 5 F) | 0 | 0 | [8 empty] | Basecase | #N/A | 0 | #N/A | 0 | 0 | 0 | 0 | 82 | 0 | 0
|  |  | 0 | Max Capacity (Btu/h @ 5 F) | 0 | 0 |  |  | TDES_C | 0 |  |  |  |  | Proposed |  | 0 | #N/A | 0 | #N/A | 0 | 0 | 95 | 0 | 0 | 0
|  |  | 0 | Min Capacity (Btu/h @ 17 F) | 0 | 0 |  | 0 | BCL | 0 | #N/A |  |  |  | Savings |  | 0 | #N/A | 0 | #N/A | 0 | 0
|  | this should be C52, not C51 | 0 | Max Capacity (Btu/h @ 17 F) | 0 | 0 |  |  | TSET_C_OCC
|  |  | 0 | Rated Capacity (Btu/h @ 17 F) | 0 | 0 |  |  | TSET_C_UNOC |  |  |  |  | 82 |  |  |  | from Results (H15)
|  |  | 0 | Min Capacity (Btu/h @ 47 F) | 0 | 0 |  |  | BPT_C_OC | #N/A |  |  |  | 82 |  |  | 0 | safety factor
|  |  | 0 | Max Capacity (Btu/h @ 47 F) | 0 | 0 |  |  | BPT_C_UNOC | #N/A |  |  |  | 95
|  |  | 0 | Rated Capacity (Btu/h @ 47 F) | 0 | 0 |  |  | TDES_H | 0 |  |  |  |  | HEATING
|  |  | 0 | Min COP (5 F) | 0 | 0 |  | 0 | BHL | 0 | #N/A |  |  |  | BHL | 0 | Btu/h Tdes= | 0 | F
|  |  | 0 | Max COP (5 F) | 0 | 0 |  |  | TSET_H_OCC | [5 empty] | Max HP Speed | #N/A | @ 17F
|  |  | 0 | Min COP (17 F) | 0 | 0 |  |  | TSET_H_UNOC |  |  |  |  | 95 |  | #N/A | @ 5F |  | Heating Sizing Ratio:
|  |  | 0 | Max COP (17 F) | 0 | 0 |  |  | BPT_H_OC | #N/A |  |  |  | 95 | Unmet Heating | #N/A | MMBtu | 0% | Heating Sizing Ratio: | 0% | Ratio based on NEEP, if different from cell above, Applicant entered HP capacity at design temp
|  |  | 0 | Rated COP (17 F) | 0 | 0 |  |  | BPT_H_UNOC | #N/A | [5 empty] | Delivered Heating Load (MMBtu) | Heating Energy Use (kWh) | Heating Fuel Use (MMBtu) | Actual Seasonal Heating Efficiency (-) | Actual Peak Heating Efficiency @ 5F (-) | Heating Peak Demand @ 5F (kW) |  |  | Min Heatng COP | Max Heating COP | Rated Heating COP
|  |  | 0 | Min COP (47 F) | 0 | 0 | [8 empty] | Basecase | #N/A |  | #N/A | 0% | 0% |  |  | 5 | 0 | 0
|  |  | 0 | Max COP (47 F) | 0 | 0 | [7 empty] | 5 | Proposed |  | #N/A |  | 0 | 0 | #N/A |  | 17 | 0 | 0 | 0
|  |  | 0 | Rated COP (47 F) | 0 | 0 | [7 empty] | 5 | Savings |  | #N/A | #N/A |  |  | #N/A |  | 47 | 0 | 0 | 0
|  |  | 0 | Min Capacity (Btu/h @ 82 F) | 0 | 0 | [9 empty] | Safety Factor = 0.9 |  | from Results (G15) | [34 empty] | Equip Load Btu/h | % of Original Load
|  |  | 0 | Max Capacity (Btu/h @ 82 F) | 0 | 0 | [10 empty] | 0 | safety factor | [33 empty] | BCL | 0 | #DIV/0!
|  |  | 0 | Min Capacity (Btu/h @ 95 F) | 0 | 0 | [10 empty] | Electric (kWh) | Fuel (MMBtu) | Total Site Energy (MMBtu) | [32 empty] | BHL | 0 | #DIV/0!
|  |  | 0 | Max Capacity (but/hr @ 95 F) | 0 | 0 | [7 empty] | 17 | All Savings |  | #N/A | #N/A | #N/A
|  |  | 0 | Rated Capacity (Btu/h @ 95 F) | 0 | 0 | [7 empty] | 17 | [37 empty] | Net MMBtu Savings | Heating Savings (kWh) | Cooling Savings (kWh) | Net kWh savings | kW Savings | Therms savings ()
|  |  | 0 | Min COP (82 F) | 0 | 0 | [7 empty] | 17 | [36 empty] | Est/Calc | 0 | #N/A | 0 |  | #N/A | 0
|  |  | 0 | Max COP (82 F) | 0 | 0 | [9 empty] | Safety Factor = 0.9 |  | 0 | 0 | from Results | [30 empty] | Adjusted (w/ Billing Data) | #DIV/0! | #N/A | #DIV/0! |  | #N/A | #DIV/0!
|  |  | 0 | Min COP (95 F) | 0 | 0 | [10 empty] | 0 | 0 | 0 | from this sheet (BA41:BA42)
|  |  | 0 | Max COP (95 F) | 0 | 0 | [12 empty] | 0 | safety factor | [30 empty] | To be reported | #DIV/0! | #N/A | #DIV/0! | #N/A | #N/A | #DIV/0!
|  |  | 0 | Rated COP (95 F) | 0 | 0 | [7 empty] | 47 |  |  |  | #N/A |  | sum column AA | [31 empty] | Net MMBtu | Heating Savings MMBtu | Cooling Savings MMBtu
|  |  | #N/A | Basecase HTG COP | 0 | 0 | [7 empty] | 47 |  |  |  |  | #N/A | sum of AX | [30 empty] | Est/Calc MMBTU | 0 | #N/A | 0 |  | #N/A | 0
|  |  | #N/A | Basecase CLG EER | 0 | 0 | [7 empty] | 47 | [36 empty] | Billing adjusted MMBTU | #DIV/0! | #N/A | #DIV/0! |  | #N/A | #DIV/0!
OCCUPIED MODE
Location Selected: |  |  |  | Heating Calculation | [23 empty] | Cooling Calculation | [20 empty] | Net Savings
|  |  | Row Reference for Bin data lookup | Outdoor Air Temperature Mid-pts | Occupied Hours @ Temp Bin | Mode | Building Load (Btuh) | Minimum Heat Pump Heating Capacity (Btuh) | Maximum Heat Pump Heating Capacity (Btuh) | Delivered Heating Capacity (Btuh) | Delivered Heating Capacity > BHL | Intermediate Speed Ratio | Heating Part Load Factor | Defrost Adjustment Factor | Fraction of Heating Load Met By Heat Pump | Auxiliary Heating (Btuh) | Minimum Heat Pump Heating COP | Maximum Heat Pump Heating COP | Steady State Heating COP | Actual Heating COP | Heat Pump Heating Power (kW) | Auxiliary Heating Power (kW) | Baseline Heating Consumption (btu) | Proposed Heating Consumption (kWh) | Heating Fossil Fuel Avoidance Savings (btu) | Heating Electrification Savings |  | Baseline Cooling Equipment Capacity | Cooling Capacity Adjustment Factor | Minimum Heat Pump Cooling Capacity (Btuh) | Maximum Heat Pump Cooling Capacity (Btuh) | Delivered Cooling Capacity (Btuh) | Delivered Cooling Capacity > BCL | Intermediate Speed Ratio | Fraction of Cooling Load Met By Heat Pump | Cooling Part Load Factor | Minimum Heat Pump Cooling COP | Maximum Heat Pump Cooling COP | Steady State Cooling COP | Proposed - Actual Cooling COP | Heat Pump Cooling Power (kW) | Baseline Cooling EIR Temperature Adjustment Factor (EIR = 1/Efficiency) | Baseline Part Load Factor (1/PLF, Baseline Cd ) | Baseline Actual Cooling EER | Baseline Cooling Consumption (btu) | Proposed Cooling Consumption (btu) | Cool Savings (btu) | Cool Savings (kWh) | ▲kWh Total | ▲MMbtu Total
Lookup Reference |  |  | 2 | 101 | #N/A | #N/A | #N/A | #N/A | #N/A | #N/A | #N/A | #N/A | #N/A | #N/A | #N/A | #N/A | #N/A | #N/A | #N/A | #N/A | #N/A | #N/A | #N/A | #N/A | #N/A | #N/A |  | 0 | #N/A | #N/A | #N/A | #N/A | #N/A | #N/A | #N/A | #N/A | #N/A | #N/A | #N/A | #N/A | #N/A | #N/A | #N/A | 0 | 0 | 0 | 0 | 0 | #N/A | #N/A
Occupied |  |  | 3 | 99 | #N/A | #N/A | #N/A | #N/A | #N/A | #N/A | #N/A | #N/A | #N/A | #N/A | #N/A | #N/A | #N/A | #N/A | #N/A | #N/A | #N/A | #N/A | #N/A | #N/A | #N/A | #N/A |  | 0 | #N/A | #N/A | #N/A | #N/A | #N/A | #N/A | #N/A | #N/A | #N/A | #N/A | #N/A | #N/A | #N/A | #N/A | #N/A | 0 | 0 | 0 | 0 | 0 | #N/A | #N/A |  |  | Savings in MMBtu | Savings in native units |  |  | % change
Unoccupied |  |  | 4 | 97 | #N/A | #N/A | #N/A | #N/A | #N/A | #N/A | #N/A | #N/A | #N/A | #N/A | #N/A | #N/A | #N/A | #N/A | #N/A | #N/A | #N/A | #N/A | #N/A | #N/A | #N/A | #N/A |  | 0 | #N/A | #N/A | #N/A | #N/A | #N/A | #N/A | #N/A | #N/A | #N/A | #N/A | #N/A | #N/A | #N/A | #N/A | #N/A | 0 | 0 | 0 | 0 | 0 | #N/A | #N/A |  | kWh savings | 0 | 0 | kWh | Electric | #DIV/0!
Building type: |  |  | 5 | 95 | #N/A | #N/A | #N/A | #N/A | #N/A | #N/A | #N/A | #N/A | #N/A | #N/A | #N/A | #N/A | #N/A | #N/A | #N/A | #N/A | #N/A | #N/A | #N/A | #N/A | #N/A | #N/A |  | 0 | #N/A | #N/A | #N/A | #N/A | #N/A | #N/A | #N/A | #N/A | #N/A | #N/A | #N/A | #N/A | #N/A | #N/A | #N/A | 0 | 0 | 0 | 0 | 0 | #N/A | #N/A |  | therm savings | 0 | 0 | therm | Fossil Fuel | #DIV/0!
Baseline Degradation Constant | 0.2 |  | 6 | 93 | #N/A | #N/A | #N/A | #N/A | #N/A | #N/A | #N/A | #N/A | #N/A | #N/A | #N/A | #N/A | #N/A | #N/A | #N/A | #N/A | #N/A | #N/A | #N/A | #N/A | #N/A | #N/A |  | 0 | #N/A | #N/A | #N/A | #N/A | #N/A | #N/A | #N/A | #N/A | #N/A | #N/A | #N/A | #N/A | #N/A | #N/A | #N/A | 0 | 0 | 0 | 0 | 0 | #N/A | #N/A
Proposed Degradation Constant | 0.4 |  | 7 | 91 | #N/A | #N/A | #N/A | #N/A | #N/A | #N/A | #N/A | #N/A | #N/A | #N/A | #N/A | #N/A | #N/A | #N/A | #N/A | #N/A | #N/A | #N/A | #N/A | #N/A | #N/A | #N/A |  | 0 | #N/A | #N/A | #N/A | #N/A | #N/A | #N/A | #N/A | #N/A | #N/A | #N/A | #N/A | #N/A | #N/A | #N/A | #N/A | 0 | 0 | 0 | 0 | 0 | #N/A | #N/A |  | Est/Calculated Values | Baseline MMBTU | Proposed MMBTU | Delta MMBTU | % change
BHL Factor | 1 |  | 8 | 89 | #N/A | #N/A | #N/A | #N/A | #N/A | #N/A | #N/A | #N/A | #N/A | #N/A | #N/A | #N/A | #N/A | #N/A | #N/A | #N/A | #N/A | #N/A | #N/A | #N/A | #N/A | #N/A |  | 0 | #N/A | #N/A | #N/A | #N/A | #N/A | #N/A | #N/A | #N/A | #N/A | #N/A | #N/A | #N/A | #N/A | #N/A | #N/A | 0 | 0 | 0 | 0 | 0 | #N/A | #N/A |  | Cooling | 0 | 0 | 0 | 0%
Utilization Ratio | 1 |  | 9 | 87 | #N/A | #N/A | #N/A | #N/A | #N/A | #N/A | #N/A | #N/A | #N/A | #N/A | #N/A | #N/A | #N/A | #N/A | #N/A | #N/A | #N/A | #N/A | #N/A | #N/A | #N/A | #N/A |  | 0 | #N/A | #N/A | #N/A | #N/A | #N/A | #N/A | #N/A | #N/A | #N/A | #N/A | #N/A | #N/A | #N/A | #N/A | #N/A | 0 | 0 | 0 | 0 | 0 | #N/A | #N/A |  | Heating | 0 | 0 | 0 | #DIV/0!
Back-up Sizing of Design Load | 0.5 |  | 10 | 85 | #N/A | #N/A | #N/A | #N/A | #N/A | #N/A | #N/A | #N/A | #N/A | #N/A | #N/A | #N/A | #N/A | #N/A | #N/A | #N/A | #N/A | #N/A | #N/A | #N/A | #N/A | #N/A |  | 0 | #N/A | #N/A | #N/A | #N/A | #N/A | #N/A | #N/A | #N/A | #N/A | #N/A | #N/A | #N/A | #N/A | #N/A | #N/A | 0 | 0 | 0 | 0 | 0 | #N/A | #N/A |  | Total | 0 | 0 | 0 | #DIV/0!
Controls Factor | 1 |  | 11 | 83 | #N/A | #N/A | #N/A | #N/A | #N/A | #N/A | #N/A | #N/A | #N/A | #N/A | #N/A | #N/A | #N/A | #N/A | #N/A | #N/A | #N/A | #N/A | #N/A | #N/A | #N/A | #N/A |  | 0 | #N/A | #N/A | #N/A | #N/A | #N/A | #N/A | #N/A | #N/A | #N/A | #N/A | #N/A | #N/A | #N/A | #N/A | #N/A | 0 | 0 | 0 | 0 | 0 | #N/A | #N/A |  | Total kBTU/sf | #DIV/0! | #DIV/0!
Coincidence Factor (Peak Demand) | 0.8 |  | 12 | 81 | #N/A | #N/A | #N/A | #N/A | #N/A | #N/A | #N/A | #N/A | #N/A | #N/A | #N/A | #N/A | #N/A | #N/A | #N/A | #N/A | #N/A | #N/A | #N/A | #N/A | #N/A | #N/A |  | 0 | #N/A | #N/A | #N/A | #N/A | #N/A | #N/A | #N/A | #N/A | #N/A | #N/A | #N/A | #N/A | #N/A | #N/A | #N/A | 0 | 0 | 0 | 0 | 0 | #N/A | #N/A
|  |  | 13 | 79 | #N/A | #N/A | #N/A | #N/A | #N/A | #N/A | #N/A | #N/A | #N/A | #N/A | #N/A | #N/A | #N/A | #N/A | #N/A | #N/A | #N/A | #N/A | #N/A | #N/A | #N/A | #N/A |  | 0 | #N/A | #N/A | #N/A | #N/A | #N/A | #N/A | #N/A | #N/A | #N/A | #N/A | #N/A | #N/A | #N/A | #N/A | #N/A | 0 | 0 | 0 | 0 | 0 | #N/A | #N/A |  |  | Bill/Utility Data MMBTU | Ratio (utility bill/ calc savings) | Adjusted MMBTU | Proposed MMBTU | Delta MMBTU | % change
|  |  | 14 | 77 | #N/A | #N/A | #N/A | #N/A | #N/A | #N/A | #N/A | #N/A | #N/A | #N/A | #N/A | #N/A | #N/A | #N/A | #N/A | #N/A | #N/A | #N/A | #N/A | #N/A | #N/A | #N/A |  | 0 | #N/A | #N/A | #N/A | #N/A | #N/A | #N/A | #N/A | #N/A | #N/A | #N/A | #N/A | #N/A | #N/A | #N/A | #N/A | 0 | 0 | 0 | 0 | 0 | #N/A | #N/A |  | Cooling or kWh | #DIV/0! | #DIV/0! | #DIV/0! | #DIV/0! | #DIV/0! | #DIV/0!
|  |  | 15 | 75 | #N/A | #N/A | #N/A | #N/A | #N/A | #N/A | #N/A | #N/A | #N/A | #N/A | #N/A | #N/A | #N/A | #N/A | #N/A | #N/A | #N/A | #N/A | #N/A | #N/A | #N/A | #N/A |  | 0 | #N/A | #N/A | #N/A | #N/A | #N/A | #N/A | #N/A | #N/A | #N/A | #N/A | #N/A | #N/A | #N/A | #N/A | #N/A | 0 | 0 | 0 | 0 | 0 | #N/A | #N/A |  | Heating or Fuel MMBtu | #DIV/0! | #DIV/0! | #DIV/0! | #DIV/0! | #DIV/0! | #DIV/0!
Definition of Inputs (from the ASHP White Paper) |  |  | 16 | 73 | #N/A | #N/A | #N/A | #N/A | #N/A | #N/A | #N/A | #N/A | #N/A | #N/A | #N/A | #N/A | #N/A | #N/A | #N/A | #N/A | #N/A | #N/A | #N/A | #N/A | #N/A | #N/A |  | 0 | #N/A | #N/A | #N/A | #N/A | #N/A | #N/A | #N/A | #N/A | #N/A | #N/A | #N/A | #N/A | #N/A | #N/A | #N/A | 0 | 0 | 0 | 0 | 0 | #N/A | #N/A |  | Total | #DIV/0! |  | #DIV/0! | #DIV/0! | #DIV/0! | #DIV/0!
|  |  | 17 | 71 | #N/A | #N/A | #N/A | #N/A | #N/A | #N/A | #N/A | #N/A | #N/A | #N/A | #N/A | #N/A | #N/A | #N/A | #N/A | #N/A | #N/A | #N/A | #N/A | #N/A | #N/A | #N/A |  | 0 | #N/A | #N/A | #N/A | #N/A | #N/A | #N/A | #N/A | #N/A | #N/A | #N/A | #N/A | #N/A | #N/A | #N/A | #N/A | 0 | 0 | 0 | 0 | 0 | #N/A | #N/A |  | Total kBTU/sf | #DIV/0!
HP Control Approach |  |  | 18 | 69 | #N/A | #N/A | #N/A | #N/A | #N/A | #N/A | #N/A | #N/A | #N/A | #N/A | #N/A | #N/A | #N/A | #N/A | #N/A | #N/A | #N/A | #N/A | #N/A | #N/A | #N/A | #N/A |  | 0 | #N/A | #N/A | #N/A | #N/A | #N/A | #N/A | #N/A | #N/A | #N/A | #N/A | #N/A | #N/A | #N/A | #N/A | #N/A | 0 | 0 | 0 | 0 | 0 | #N/A | #N/A |  |  |  | Billing/Utility data is scaled by "% of Original Load"
Separate Control - ASHP and backup heat source are separately controlled |  |  | 19 | 67 | #N/A | #N/A | #N/A | #N/A | #N/A | #N/A | #N/A | #N/A | #N/A | #N/A | #N/A | #N/A | #N/A | #N/A | #N/A | #N/A | #N/A | #N/A | #N/A | #N/A | #N/A | #N/A |  | 0 | #N/A | #N/A | #N/A | #N/A | #N/A | #N/A | #N/A | #N/A | #N/A | #N/A | #N/A | #N/A | #N/A | #N/A | #N/A | 0 | 0 | 0 | 0 | 0 | #N/A | #N/A |  |  |  | If Ratio <1 then use scaled utility data INSTEAD of Calc data
|  |  | 20 | 65 | #N/A | #N/A | #N/A | #N/A | #N/A | #N/A | #N/A | #N/A | #N/A | #N/A | #N/A | #N/A | #N/A | #N/A | #N/A | #N/A | #N/A | #N/A | #N/A | #N/A | #N/A | #N/A |  | 0 | #N/A | #N/A | #N/A | #N/A | #N/A | #N/A | #N/A | #N/A | #N/A | #N/A | #N/A | #N/A | #N/A | #N/A | #N/A | 0 | 0 | 0 | 0 | 0 | #N/A | #N/A
Integrated Control - ASHP and backup heat source (ie resistance heat) are controlled to maximize HP output |  |  | 21 | 63 | #N/A | #N/A | #N/A | #N/A | #N/A | #N/A | #N/A | #N/A | #N/A | #N/A | #N/A | #N/A | #N/A | #N/A | #N/A | #N/A | #N/A | #N/A | #N/A | #N/A | #N/A | #N/A |  | 0 | #N/A | #N/A | #N/A | #N/A | #N/A | #N/A | #N/A | #N/A | #N/A | #N/A | #N/A | #N/A | #N/A | #N/A | #N/A | 0 | 0 | 0 | 0 | 0 | #N/A | #N/A
|  |  | 22 | 61 | #N/A | #N/A | #N/A | #N/A | #N/A | #N/A | #N/A | #N/A | #N/A | #N/A | #N/A | #N/A | #N/A | #N/A | #N/A | #N/A | #N/A | #N/A | #N/A | #N/A | #N/A | #N/A |  | 0 | #N/A | #N/A | #N/A | #N/A | #N/A | #N/A | #N/A | #N/A | #N/A | #N/A | #N/A | #N/A | #N/A | #N/A | #N/A | 0 | 0 | 0 | 0 | 0 | #N/A | #N/A
UR - Utilization Ratio. Fraction of HP capacity when load is shared between HP and backup heat source |  |  | 23 | 59 | #N/A | #N/A | #N/A | #N/A | #N/A | #N/A | #N/A | #N/A | #N/A | #N/A | #N/A | #N/A | #N/A | #N/A | #N/A | #N/A | #N/A | #N/A | #N/A | #N/A | #N/A | #N/A |  | 0 | #N/A | #N/A | #N/A | #N/A | #N/A | #N/A | #N/A | #N/A | #N/A | #N/A | #N/A | #N/A | #N/A | #N/A | #N/A | 0 | 0 | 0 | 0 | 0 | #N/A | #N/A
|  |  | 24 | 57 | #N/A | #N/A | #N/A | #N/A | #N/A | #N/A | #N/A | #N/A | #N/A | #N/A | #N/A | #N/A | #N/A | #N/A | #N/A | #N/A | #N/A | #N/A | #N/A | #N/A | #N/A | #N/A |  | 0 | #N/A | #N/A | #N/A | #N/A | #N/A | #N/A | #N/A | #N/A | #N/A | #N/A | #N/A | #N/A | #N/A | #N/A | #N/A | 0 | 0 | 0 | 0 | 0 | #N/A | #N/A
BHL Factor - factor to adjust for impact of internal gains on heating load at design (default is 1.1). Greater than 1.1 means gains decrease heating load |  |  | 25 | 55 | #N/A | #N/A | #N/A | #N/A | #N/A | #N/A | #N/A | #N/A | #N/A | #N/A | #N/A | #N/A | #N/A | #N/A | #N/A | #N/A | #N/A | #N/A | #N/A | #N/A | #N/A | #N/A |  | 0 | #N/A | #N/A | #N/A | #N/A | #N/A | #N/A | #N/A | #N/A | #N/A | #N/A | #N/A | #N/A | #N/A | #N/A | #N/A | 0 | 0 | 0 | 0 | 0 | #N/A | #N/A
|  |  | 26 | 53 | #N/A | #N/A | #N/A | #N/A | #N/A | #N/A | #N/A | #N/A | #N/A | #N/A | #N/A | #N/A | #N/A | #N/A | #N/A | #N/A | #N/A | #N/A | #N/A | #N/A | #N/A | #N/A |  | 0 | #N/A | #N/A | #N/A | #N/A | #N/A | #N/A | #N/A | #N/A | #N/A | #N/A | #N/A | #N/A | #N/A | #N/A | #N/A | 0 | 0 | 0 | 0 | 0 | #N/A | #N/A
CD - Degradation Coefficient. Factor from AHRI 210/240 for account for efficiency losses due to cycling (default is 0.40 for ccASHP) |  |  | 27 | 51 | #N/A | #N/A | #N/A | #N/A | #N/A | #N/A | #N/A | #N/A | #N/A | #N/A | #N/A | #N/A | #N/A | #N/A | #N/A | #N/A | #N/A | #N/A | #N/A | #N/A | #N/A | #N/A |  | 0 | #N/A | #N/A | #N/A | #N/A | #N/A | #N/A | #N/A | #N/A | #N/A | #N/A | #N/A | #N/A | #N/A | #N/A | #N/A | 0 | 0 | 0 | 0 | 0 | #N/A | #N/A
|  |  | 28 | 49 | #N/A | #N/A | #N/A | #N/A | #N/A | #N/A | #N/A | #N/A | #N/A | #N/A | #N/A | #N/A | #N/A | #N/A | #N/A | #N/A | #N/A | #N/A | #N/A | #N/A | #N/A | #N/A |  | 0 | #N/A | #N/A | #N/A | #N/A | #N/A | #N/A | #N/A | #N/A | #N/A | #N/A | #N/A | #N/A | #N/A | #N/A | #N/A | 0 | 0 | 0 | 0 | 0 | #N/A | #N/A
Backup Sizing Factor. Relative size of backup heating system compared to design building heating load (BHL). |  |  | 29 | 47 | #N/A | #N/A | #N/A | #N/A | #N/A | #N/A | #N/A | #N/A | #N/A | #N/A | #N/A | #N/A | #N/A | #N/A | #N/A | #N/A | #N/A | #N/A | #N/A | #N/A | #N/A | #N/A |  | 0 | #N/A | #N/A | #N/A | #N/A | #N/A | #N/A | #N/A | #N/A | #N/A | #N/A | #N/A | #N/A | #N/A | #N/A | #N/A | 0 | 0 | 0 | 0 | 0 | #N/A | #N/A
|  |  | 30 | 45 | #N/A | #N/A | #N/A | #N/A | #N/A | #N/A | #N/A | #N/A | #N/A | #N/A | #N/A | #N/A | #N/A | #N/A | #N/A | #N/A | #N/A | #N/A | #N/A | #N/A | #N/A | #N/A |  | 0 | #N/A | #N/A | #N/A | #N/A | #N/A | #N/A | #N/A | #N/A | #N/A | #N/A | #N/A | #N/A | #N/A | #N/A | #N/A | 0 | 0 | 0 | 0 | 0 | #N/A | #N/A
|  |  | 31 | 43 | #N/A | #N/A | #N/A | #N/A | #N/A | #N/A | #N/A | #N/A | #N/A | #N/A | #N/A | #N/A | #N/A | #N/A | #N/A | #N/A | #N/A | #N/A | #N/A | #N/A | #N/A | #N/A |  | 0 | #N/A | #N/A | #N/A | #N/A | #N/A | #N/A | #N/A | #N/A | #N/A | #N/A | #N/A | #N/A | #N/A | #N/A | #N/A | 0 | 0 | 0 | 0 | 0 | #N/A | #N/A
|  |  | 32 | 41 | #N/A | #N/A | #N/A | #N/A | #N/A | #N/A | #N/A | #N/A | #N/A | #N/A | #N/A | #N/A | #N/A | #N/A | #N/A | #N/A | #N/A | #N/A | #N/A | #N/A | #N/A | #N/A |  | 0 | #N/A | #N/A | #N/A | #N/A | #N/A | #N/A | #N/A | #N/A | #N/A | #N/A | #N/A | #N/A | #N/A | #N/A | #N/A | 0 | 0 | 0 | 0 | 0 | #N/A | #N/A
|  |  | 33 | 39 | #N/A | #N/A | #N/A | #N/A | #N/A | #N/A | #N/A | #N/A | #N/A | #N/A | #N/A | #N/A | #N/A | #N/A | #N/A | #N/A | #N/A | #N/A | #N/A | #N/A | #N/A | #N/A |  | 0 | #N/A | #N/A | #N/A | #N/A | #N/A | #N/A | #N/A | #N/A | #N/A | #N/A | #N/A | #N/A | #N/A | #N/A | #N/A | 0 | 0 | 0 | 0 | 0 | #N/A | #N/A
|  |  | 34 | 37 | #N/A | #N/A | #N/A | #N/A | #N/A | #N/A | #N/A | #N/A | #N/A | #N/A | #N/A | #N/A | #N/A | #N/A | #N/A | #N/A | #N/A | #N/A | #N/A | #N/A | #N/A | #N/A |  | 0 | #N/A | #N/A | #N/A | #N/A | #N/A | #N/A | #N/A | #N/A | #N/A | #N/A | #N/A | #N/A | #N/A | #N/A | #N/A | 0 | 0 | 0 | 0 | 0 | #N/A | #N/A
|  |  | 35 | 35 | #N/A | #N/A | #N/A | #N/A | #N/A | #N/A | #N/A | #N/A | #N/A | #N/A | #N/A | #N/A | #N/A | #N/A | #N/A | #N/A | #N/A | #N/A | #N/A | #N/A | #N/A | #N/A |  | 0 | #N/A | #N/A | #N/A | #N/A | #N/A | #N/A | #N/A | #N/A | #N/A | #N/A | #N/A | #N/A | #N/A | #N/A | #N/A | 0 | 0 | 0 | 0 | 0 | #N/A | #N/A
|  |  | 36 | 33 | #N/A | #N/A | #N/A | #N/A | #N/A | #N/A | #N/A | #N/A | #N/A | #N/A | #N/A | #N/A | #N/A | #N/A | #N/A | #N/A | #N/A | #N/A | #N/A | #N/A | #N/A | #N/A |  | 0 | #N/A | #N/A | #N/A | #N/A | #N/A | #N/A | #N/A | #N/A | #N/A | #N/A | #N/A | #N/A | #N/A | #N/A | #N/A | 0 | 0 | 0 | 0 | 0 | #N/A | #N/A
|  |  | 37 | 31 | #N/A | #N/A | #N/A | #N/A | #N/A | #N/A | #N/A | #N/A | #N/A | #N/A | #N/A | #N/A | #N/A | #N/A | #N/A | #N/A | #N/A | #N/A | #N/A | #N/A | #N/A | #N/A |  | 0 | #N/A | #N/A | #N/A | #N/A | #N/A | #N/A | #N/A | #N/A | #N/A | #N/A | #N/A | #N/A | #N/A | #N/A | #N/A | 0 | 0 | 0 | 0 | 0 | #N/A | #N/A
|  |  | 38 | 29 | #N/A | #N/A | #N/A | #N/A | #N/A | #N/A | #N/A | #N/A | #N/A | #N/A | #N/A | #N/A | #N/A | #N/A | #N/A | #N/A | #N/A | #N/A | #N/A | #N/A | #N/A | #N/A |  | 0 | #N/A | #N/A | #N/A | #N/A | #N/A | #N/A | #N/A | #N/A | #N/A | #N/A | #N/A | #N/A | #N/A | #N/A | #N/A | 0 | 0 | 0 | 0 | 0 | #N/A | #N/A
|  |  | 39 | 27 | #N/A | #N/A | #N/A | #N/A | #N/A | #N/A | #N/A | #N/A | #N/A | #N/A | #N/A | #N/A | #N/A | #N/A | #N/A | #N/A | #N/A | #N/A | #N/A | #N/A | #N/A | #N/A |  | 0 | #N/A | #N/A | #N/A | #N/A | #N/A | #N/A | #N/A | #N/A | #N/A | #N/A | #N/A | #N/A | #N/A | #N/A | #N/A | 0 | 0 | 0 | 0 | 0 | #N/A | #N/A
|  |  | 40 | 25 | #N/A | #N/A | #N/A | #N/A | #N/A | #N/A | #N/A | #N/A | #N/A | #N/A | #N/A | #N/A | #N/A | #N/A | #N/A | #N/A | #N/A | #N/A | #N/A | #N/A | #N/A | #N/A |  | 0 | #N/A | #N/A | #N/A | #N/A | #N/A | #N/A | #N/A | #N/A | #N/A | #N/A | #N/A | #N/A | #N/A | #N/A | #N/A | 0 | 0 | 0 | 0 | 0 | #N/A | #N/A
|  |  | 41 | 23 | #N/A | #N/A | #N/A | #N/A | #N/A | #N/A | #N/A | #N/A | #N/A | #N/A | #N/A | #N/A | #N/A | #N/A | #N/A | #N/A | #N/A | #N/A | #N/A | #N/A | #N/A | #N/A |  | 0 | #N/A | #N/A | #N/A | #N/A | #N/A | #N/A | #N/A | #N/A | #N/A | #N/A | #N/A | #N/A | #N/A | #N/A | #N/A | 0 | 0 | 0 | 0 | 0 | #N/A | #N/A
|  |  | 42 | 21 | #N/A | #N/A | #N/A | #N/A | #N/A | #N/A | #N/A | #N/A | #N/A | #N/A | #N/A | #N/A | #N/A | #N/A | #N/A | #N/A | #N/A | #N/A | #N/A | #N/A | #N/A | #N/A |  | 0 | #N/A | #N/A | #N/A | #N/A | #N/A | #N/A | #N/A | #N/A | #N/A | #N/A | #N/A | #N/A | #N/A | #N/A | #N/A | 0 | 0 | 0 | 0 | 0 | #N/A | #N/A
|  |  | 43 | 19 | #N/A | #N/A | #N/A | #N/A | #N/A | #N/A | #N/A | #N/A | #N/A | #N/A | #N/A | #N/A | #N/A | #N/A | #N/A | #N/A | #N/A | #N/A | #N/A | #N/A | #N/A | #N/A |  | 0 | #N/A | #N/A | #N/A | #N/A | #N/A | #N/A | #N/A | #N/A | #N/A | #N/A | #N/A | #N/A | #N/A | #N/A | #N/A | 0 | 0 | 0 | 0 | 0 | #N/A | #N/A
|  |  | 44 | 17 | #N/A | #N/A | #N/A | #N/A | #N/A | #N/A | #N/A | #N/A | #N/A | #N/A | #N/A | #N/A | #N/A | #N/A | #N/A | #N/A | #N/A | #N/A | #N/A | #N/A | #N/A | #N/A |  | 0 | #N/A | #N/A | #N/A | #N/A | #N/A | #N/A | #N/A | #N/A | #N/A | #N/A | #N/A | #N/A | #N/A | #N/A | #N/A | 0 | 0 | 0 | 0 | 0 | #N/A | #N/A
|  |  | 45 | 15 | #N/A | #N/A | #N/A | #N/A | #N/A | #N/A | #N/A | #N/A | #N/A | #N/A | #N/A | #N/A | #N/A | #N/A | #N/A | #N/A | #N/A | #N/A | #N/A | #N/A | #N/A | #N/A |  | 0 | #N/A | #N/A | #N/A | #N/A | #N/A | #N/A | #N/A | #N/A | #N/A | #N/A | #N/A | #N/A | #N/A | #N/A | #N/A | 0 | 0 | 0 | 0 | 0 | #N/A | #N/A
|  |  | 46 | 13 | #N/A | #N/A | #N/A | #N/A | #N/A | #N/A | #N/A | #N/A | #N/A | #N/A | #N/A | #N/A | #N/A | #N/A | #N/A | #N/A | #N/A | #N/A | #N/A | #N/A | #N/A | #N/A |  | 0 | #N/A | #N/A | #N/A | #N/A | #N/A | #N/A | #N/A | #N/A | #N/A | #N/A | #N/A | #N/A | #N/A | #N/A | #N/A | 0 | 0 | 0 | 0 | 0 | #N/A | #N/A
|  |  | 47 | 11 | #N/A | #N/A | #N/A | #N/A | #N/A | #N/A | #N/A | #N/A | #N/A | #N/A | #N/A | #N/A | #N/A | #N/A | #N/A | #N/A | #N/A | #N/A | #N/A | #N/A | #N/A | #N/A |  | 0 | #N/A | #N/A | #N/A | #N/A | #N/A | #N/A | #N/A | #N/A | #N/A | #N/A | #N/A | #N/A | #N/A | #N/A | #N/A | 0 | 0 | 0 | 0 | 0 | #N/A | #N/A
|  |  | 48 | 9 | #N/A | #N/A | #N/A | #N/A | #N/A | #N/A | #N/A | #N/A | #N/A | #N/A | #N/A | #N/A | #N/A | #N/A | #N/A | #N/A | #N/A | #N/A | #N/A | #N/A | #N/A | #N/A |  | 0 | #N/A | #N/A | #N/A | #N/A | #N/A | #N/A | #N/A | #N/A | #N/A | #N/A | #N/A | #N/A | #N/A | #N/A | #N/A | 0 | 0 | 0 | 0 | 0 | #N/A | #N/A
|  |  | 49 | 7 | #N/A | #N/A | #N/A | #N/A | #N/A | #N/A | #N/A | #N/A | #N/A | #N/A | #N/A | #N/A | #N/A | #N/A | #N/A | #N/A | #N/A | #N/A | #N/A | #N/A | #N/A | #N/A |  | 0 | #N/A | #N/A | #N/A | #N/A | #N/A | #N/A | #N/A | #N/A | #N/A | #N/A | #N/A | #N/A | #N/A | #N/A | #N/A | 0 | 0 | 0 | 0 | 0 | #N/A | #N/A
|  |  | 50 | 5 | #N/A | #N/A | #N/A | #N/A | #N/A | #N/A | #N/A | #N/A | #N/A | #N/A | #N/A | #N/A | #N/A | #N/A | #N/A | #N/A | #N/A | #N/A | #N/A | #N/A | #N/A | #N/A |  | 0 | #N/A | #N/A | #N/A | #N/A | #N/A | #N/A | #N/A | #N/A | #N/A | #N/A | #N/A | #N/A | #N/A | #N/A | #N/A | 0 | 0 | 0 | 0 | 0 | #N/A | #N/A
|  |  | 51 | 3 | #N/A | #N/A | #N/A | #N/A | #N/A | #N/A | #N/A | #N/A | #N/A | #N/A | #N/A | #N/A | #N/A | #N/A | #N/A | #N/A | #N/A | #N/A | #N/A | #N/A | #N/A | #N/A |  | 0 | #N/A | #N/A | #N/A | #N/A | #N/A | #N/A | #N/A | #N/A | #N/A | #N/A | #N/A | #N/A | #N/A | #N/A | #N/A | 0 | 0 | 0 | 0 | 0 | #N/A | #N/A
|  |  | 52 | 1 | #N/A | #N/A | #N/A | #N/A | #N/A | #N/A | #N/A | #N/A | #N/A | #N/A | #N/A | #N/A | #N/A | #N/A | #N/A | #N/A | #N/A | #N/A | #N/A | #N/A | #N/A | #N/A |  | 0 | #N/A | #N/A | #N/A | #N/A | #N/A | #N/A | #N/A | #N/A | #N/A | #N/A | #N/A | #N/A | #N/A | #N/A | #N/A | 0 | 0 | 0 | 0 | 0 | #N/A | #N/A
|  |  | 53 | -1 | #N/A | #N/A | #N/A | #N/A | #N/A | #N/A | #N/A | #N/A | #N/A | #N/A | #N/A | #N/A | #N/A | #N/A | #N/A | #N/A | #N/A | #N/A | #N/A | #N/A | #N/A | #N/A |  | 0 | #N/A | #N/A | #N/A | #N/A | #N/A | #N/A | #N/A | #N/A | #N/A | #N/A | #N/A | #N/A | #N/A | #N/A | #N/A | 0 | 0 | 0 | 0 | 0 | #N/A | #N/A
|  |  | 54 | -3 | #N/A | #N/A | #N/A | #N/A | #N/A | #N/A | #N/A | #N/A | #N/A | #N/A | #N/A | #N/A | #N/A | #N/A | #N/A | #N/A | #N/A | #N/A | #N/A | #N/A | #N/A | #N/A |  | 0 | #N/A | #N/A | #N/A | #N/A | #N/A | #N/A | #N/A | #N/A | #N/A | #N/A | #N/A | #N/A | #N/A | #N/A | #N/A | 0 | 0 | 0 | 0 | 0 | #N/A | #N/A
|  |  | 55 | -5 | #N/A | #N/A | #N/A | #N/A | #N/A | #N/A | #N/A | #N/A | #N/A | #N/A | #N/A | #N/A | #N/A | #N/A | #N/A | #N/A | #N/A | #N/A | #N/A | #N/A | #N/A | #N/A |  | 0 | #N/A | #N/A | #N/A | #N/A | #N/A | #N/A | #N/A | #N/A | #N/A | #N/A | #N/A | #N/A | #N/A | #N/A | #N/A | 0 | 0 | 0 | 0 | 0 | #N/A | #N/A
|  |  | 56 | -7 | #N/A | #N/A | #N/A | #N/A | #N/A | #N/A | #N/A | #N/A | #N/A | #N/A | #N/A | #N/A | #N/A | #N/A | #N/A | #N/A | #N/A | #N/A | #N/A | #N/A | #N/A | #N/A |  | 0 | #N/A | #N/A | #N/A | #N/A | #N/A | #N/A | #N/A | #N/A | #N/A | #N/A | #N/A | #N/A | #N/A | #N/A | #N/A | 0 | 0 | 0 | 0 | 0 | #N/A | #N/A
|  |  | 57 | -9 | #N/A | #N/A | #N/A | #N/A | #N/A | #N/A | #N/A | #N/A | #N/A | #N/A | #N/A | #N/A | #N/A | #N/A | #N/A | #N/A | #N/A | #N/A | #N/A | #N/A | #N/A | #N/A |  | 0 | #N/A | #N/A | #N/A | #N/A | #N/A | #N/A | #N/A | #N/A | #N/A | #N/A | #N/A | #N/A | #N/A | #N/A | #N/A | 0 | 0 | 0 | 0 | 0 | #N/A | #N/A
|  |  | 58 | -11 | #N/A | #N/A | #N/A | #N/A | #N/A | #N/A | #N/A | #N/A | #N/A | #N/A | #N/A | #N/A | #N/A | #N/A | #N/A | #N/A | #N/A | #N/A | #N/A | #N/A | #N/A | #N/A |  | 0 | #N/A | #N/A | #N/A | #N/A | #N/A | #N/A | #N/A | #N/A | #N/A | #N/A | #N/A | #N/A | #N/A | #N/A | #N/A | 0 | 0 | 0 | 0 | 0 | #N/A | #N/A
|  |  | 59 | -13 | #N/A | #N/A | #N/A | #N/A | #N/A | #N/A | #N/A | #N/A | #N/A | #N/A | #N/A | #N/A | #N/A | #N/A | #N/A | #N/A | #N/A | #N/A | #N/A | #N/A | #N/A | #N/A |  | 0 | #N/A | #N/A | #N/A | #N/A | #N/A | #N/A | #N/A | #N/A | #N/A | #N/A | #N/A | #N/A | #N/A | #N/A | #N/A | 0 | 0 | 0 | 0 | 0 | #N/A | #N/A
|  |  | 60 | -15 | #N/A | #N/A | #N/A | #N/A | #N/A | #N/A | #N/A | #N/A | #N/A | #N/A | #N/A | #N/A | #N/A | #N/A | #N/A | #N/A | #N/A | #N/A | #N/A | #N/A | #N/A | #N/A |  | 0 | #N/A | #N/A | #N/A | #N/A | #N/A | #N/A | #N/A | #N/A | #N/A | #N/A | #N/A | #N/A | #N/A | #N/A | #N/A | 0 | 0 | 0 | 0 | 0 | #N/A | #N/A
|  |  | 61 | -17 | #N/A | #N/A | #N/A | #N/A | #N/A | #N/A | #N/A | #N/A | #N/A | #N/A | #N/A | #N/A | #N/A | #N/A | #N/A | #N/A | #N/A | #N/A | #N/A | #N/A | #N/A | #N/A |  | 0 | #N/A | #N/A | #N/A | #N/A | #N/A | #N/A | #N/A | #N/A | #N/A | #N/A | #N/A | #N/A | #N/A | #N/A | #N/A | 0 | 0 | 0 | 0 | 0 | #N/A | #N/A
|  |  | 62 | -19 | #N/A | #N/A | #N/A | #N/A | #N/A | #N/A | #N/A | #N/A | #N/A | #N/A | #N/A | #N/A | #N/A | #N/A | #N/A | #N/A | #N/A | #N/A | #N/A | #N/A | #N/A | #N/A |  | 0 | #N/A | #N/A | #N/A | #N/A | #N/A | #N/A | #N/A | #N/A | #N/A | #N/A | #N/A | #N/A | #N/A | #N/A | #N/A | 0 | 0 | 0 | 0 | 0 | #N/A | #N/A
|  |  | 63 | -21 | #N/A | #N/A | #N/A | #N/A | #N/A | #N/A | #N/A | #N/A | #N/A | #N/A | #N/A | #N/A | #N/A | #N/A | #N/A | #N/A | #N/A | #N/A | #N/A | #N/A | #N/A | #N/A |  | 0 | #N/A | #N/A | #N/A | #N/A | #N/A | #N/A | #N/A | #N/A | #N/A | #N/A | #N/A | #N/A | #N/A | #N/A | #N/A | 0 | 0 | 0 | 0 | 0 | #N/A | #N/A
|  |  | 64 | -23 | #N/A | #N/A | #N/A | #N/A | #N/A | #N/A | #N/A | #N/A | #N/A | #N/A | #N/A | #N/A | #N/A | #N/A | #N/A | #N/A | #N/A | #N/A | #N/A | #N/A | #N/A | #N/A |  | 0 | #N/A | #N/A | #N/A | #N/A | #N/A | #N/A | #N/A | #N/A | #N/A | #N/A | #N/A | #N/A | #N/A | #N/A | #N/A | 0 | 0 | 0 | 0 | 0 | #N/A | #N/A
|  |  |  | Totals | #N/A | [19 empty] | ▲Btu | ▲kWh | ▲kWh | [19 empty] | ▲Btu | ▲kWh | #N/A | #N/A
[49 empty] | ▲kWh | ▲MMbtu
UNOCCUPIED MODE
|  |  |  | Heating Calculation | [23 empty] | Cooling Calculation | [20 empty] | Net Savings
|  |  | Row Reference for Bin data lookup | Outdoor Air Temperature Mid-pts | Unoccupied Hours @ Temp Bin | Mode | Building Load (Btuh) | Minimum Heat Pump Heating Capacity (Btuh) | Maximum Heat Pump Heating Capacity (Btuh) | Delivered Heating Capacity (Btuh) | Delivered Heating Capacity > BHL | Intermediate Speed Ratio | Heating Part Load Factor | Defrost Adjustment Factor | Fraction of Heating Load Met By Heat Pump | Auxiliary Heating (Btuh) | Minimum Heat Pump Heating COP | Maximum Heat Pump Heating COP | Steady State Heating COP | Actual Heating COP | Heat Pump Heating Power (kW) | Auxiliary Heating Power (kW) | Baseline Heating Consumption (btu) | Proposed Heating Consumption (kWh) | Heating Fossil Fuel Avoidance Savings (btu) | Heating Electrification Savings |  | Baseline Cooling Equipment Capacity | Cooling Capacity Adjustment Factor | Minimum Heat Pump Cooling Capacity (Btuh) | Maximum Heat Pump Cooling Capacity (Btuh) | Delivered Cooling Capacity (Btuh) | Delivered Cooling Capacity > BCL | Intermediate Speed Ratio | Fraction of Cooling Load Met By Heat Pump | Cooling Part Load Factor | Minimum Heat Pump Cooling COP | Maximum Heat Pump Cooling COP | Steady State Cooling COP | Actual Cooling COP | Heat Pump Cooling Power (kW) | Baseline Cooling EIR Temperature Adjustment Factor (EIR = 1/Efficiency) | Baseline Part Load Factor (1/PLF, Baseline Cd ) | Baseline Actual Cooling EER | Baseline Cooling Consumption (btu) | Proposed Cooling Consumption (btu) | Cool Savings (btu) | Cool Savings (kWh) | ▲kWh Total | ▲MMbtu Total
|  |  | 2 | 101 | #N/A | #N/A | #N/A | #N/A | #N/A | #N/A | #N/A | #N/A | #N/A | #N/A | #N/A | #N/A | #N/A | #N/A | #N/A | #N/A | #N/A | #N/A | #N/A | #N/A | #N/A | #N/A |  | 0 | #N/A | #N/A | #N/A | #N/A | #N/A | #N/A | #N/A | #N/A | #N/A | #N/A | #N/A | #N/A | #N/A | #N/A | #N/A | 0 | 0 | 0 | 0 | 0 | #N/A | #N/A
|  |  | 3 | 99 | #N/A | #N/A | #N/A | #N/A | #N/A | #N/A | #N/A | #N/A | #N/A | #N/A | #N/A | #N/A | #N/A | #N/A | #N/A | #N/A | #N/A | #N/A | #N/A | #N/A | #N/A | #N/A |  | 0 | #N/A | #N/A | #N/A | #N/A | #N/A | #N/A | #N/A | #N/A | #N/A | #N/A | #N/A | #N/A | #N/A | #N/A | #N/A | 0 | 0 | 0 | 0 | 0 | #N/A | #N/A
|  |  | 4 | 97 | #N/A | #N/A | #N/A | #N/A | #N/A | #N/A | #N/A | #N/A | #N/A | #N/A | #N/A | #N/A | #N/A | #N/A | #N/A | #N/A | #N/A | #N/A | #N/A | #N/A | #N/A | #N/A |  | 0 | #N/A | #N/A | #N/A | #N/A | #N/A | #N/A | #N/A | #N/A | #N/A | #N/A | #N/A | #N/A | #N/A | #N/A | #N/A | 0 | 0 | 0 | 0 | 0 | #N/A | #N/A
|  |  | 5 | 95 | #N/A | #N/A | #N/A | #N/A | #N/A | #N/A | #N/A | #N/A | #N/A | #N/A | #N/A | #N/A | #N/A | #N/A | #N/A | #N/A | #N/A | #N/A | #N/A | #N/A | #N/A | #N/A |  | 0 | #N/A | #N/A | #N/A | #N/A | #N/A | #N/A | #N/A | #N/A | #N/A | #N/A | #N/A | #N/A | #N/A | #N/A | #N/A | 0 | 0 | 0 | 0 | 0 | #N/A | #N/A
|  |  | 6 | 93 | #N/A | #N/A | #N/A | #N/A | #N/A | #N/A | #N/A | #N/A | #N/A | #N/A | #N/A | #N/A | #N/A | #N/A | #N/A | #N/A | #N/A | #N/A | #N/A | #N/A | #N/A | #N/A |  | 0 | #N/A | #N/A | #N/A | #N/A | #N/A | #N/A | #N/A | #N/A | #N/A | #N/A | #N/A | #N/A | #N/A | #N/A | #N/A | 0 | 0 | 0 | 0 | 0 | #N/A | #N/A
|  |  | 7 | 91 | #N/A | #N/A | #N/A | #N/A | #N/A | #N/A | #N/A | #N/A | #N/A | #N/A | #N/A | #N/A | #N/A | #N/A | #N/A | #N/A | #N/A | #N/A | #N/A | #N/A | #N/A | #N/A |  | 0 | #N/A | #N/A | #N/A | #N/A | #N/A | #N/A | #N/A | #N/A | #N/A | #N/A | #N/A | #N/A | #N/A | #N/A | #N/A | 0 | 0 | 0 | 0 | 0 | #N/A | #N/A
|  |  | 8 | 89 | #N/A | #N/A | #N/A | #N/A | #N/A | #N/A | #N/A | #N/A | #N/A | #N/A | #N/A | #N/A | #N/A | #N/A | #N/A | #N/A | #N/A | #N/A | #N/A | #N/A | #N/A | #N/A |  | 0 | #N/A | #N/A | #N/A | #N/A | #N/A | #N/A | #N/A | #N/A | #N/A | #N/A | #N/A | #N/A | #N/A | #N/A | #N/A | 0 | 0 | 0 | 0 | 0 | #N/A | #N/A
|  |  | 9 | 87 | #N/A | #N/A | #N/A | #N/A | #N/A | #N/A | #N/A | #N/A | #N/A | #N/A | #N/A | #N/A | #N/A | #N/A | #N/A | #N/A | #N/A | #N/A | #N/A | #N/A | #N/A | #N/A |  | 0 | #N/A | #N/A | #N/A | #N/A | #N/A | #N/A | #N/A | #N/A | #N/A | #N/A | #N/A | #N/A | #N/A | #N/A | #N/A | 0 | 0 | 0 | 0 | 0 | #N/A | #N/A
|  |  | 10 | 85 | #N/A | #N/A | #N/A | #N/A | #N/A | #N/A | #N/A | #N/A | #N/A | #N/A | #N/A | #N/A | #N/A | #N/A | #N/A | #N/A | #N/A | #N/A | #N/A | #N/A | #N/A | #N/A |  | 0 | #N/A | #N/A | #N/A | #N/A | #N/A | #N/A | #N/A | #N/A | #N/A | #N/A | #N/A | #N/A | #N/A | #N/A | #N/A | 0 | 0 | 0 | 0 | 0 | #N/A | #N/A
|  |  | 11 | 83 | #N/A | #N/A | #N/A | #N/A | #N/A | #N/A | #N/A | #N/A | #N/A | #N/A | #N/A | #N/A | #N/A | #N/A | #N/A | #N/A | #N/A | #N/A | #N/A | #N/A | #N/A | #N/A |  | 0 | #N/A | #N/A | #N/A | #N/A | #N/A | #N/A | #N/A | #N/A | #N/A | #N/A | #N/A | #N/A | #N/A | #N/A | #N/A | 0 | 0 | 0 | 0 | 0 | #N/A | #N/A
|  |  | 12 | 81 | #N/A | #N/A | #N/A | #N/A | #N/A | #N/A | #N/A | #N/A | #N/A | #N/A | #N/A | #N/A | #N/A | #N/A | #N/A | #N/A | #N/A | #N/A | #N/A | #N/A | #N/A | #N/A |  | 0 | #N/A | #N/A | #N/A | #N/A | #N/A | #N/A | #N/A | #N/A | #N/A | #N/A | #N/A | #N/A | #N/A | #N/A | #N/A | 0 | 0 | 0 | 0 | 0 | #N/A | #N/A
|  |  | 13 | 79 | #N/A | #N/A | #N/A | #N/A | #N/A | #N/A | #N/A | #N/A | #N/A | #N/A | #N/A | #N/A | #N/A | #N/A | #N/A | #N/A | #N/A | #N/A | #N/A | #N/A | #N/A | #N/A |  | 0 | #N/A | #N/A | #N/A | #N/A | #N/A | #N/A | #N/A | #N/A | #N/A | #N/A | #N/A | #N/A | #N/A | #N/A | #N/A | 0 | 0 | 0 | 0 | 0 | #N/A | #N/A
|  |  | 14 | 77 | #N/A | #N/A | #N/A | #N/A | #N/A | #N/A | #N/A | #N/A | #N/A | #N/A | #N/A | #N/A | #N/A | #N/A | #N/A | #N/A | #N/A | #N/A | #N/A | #N/A | #N/A | #N/A |  | 0 | #N/A | #N/A | #N/A | #N/A | #N/A | #N/A | #N/A | #N/A | #N/A | #N/A | #N/A | #N/A | #N/A | #N/A | #N/A | 0 | 0 | 0 | 0 | 0 | #N/A | #N/A
|  |  | 15 | 75 | #N/A | #N/A | #N/A | #N/A | #N/A | #N/A | #N/A | #N/A | #N/A | #N/A | #N/A | #N/A | #N/A | #N/A | #N/A | #N/A | #N/A | #N/A | #N/A | #N/A | #N/A | #N/A |  | 0 | #N/A | #N/A | #N/A | #N/A | #N/A | #N/A | #N/A | #N/A | #N/A | #N/A | #N/A | #N/A | #N/A | #N/A | #N/A | 0 | 0 | 0 | 0 | 0 | #N/A | #N/A
|  |  | 16 | 73 | #N/A | #N/A | #N/A | #N/A | #N/A | #N/A | #N/A | #N/A | #N/A | #N/A | #N/A | #N/A | #N/A | #N/A | #N/A | #N/A | #N/A | #N/A | #N/A | #N/A | #N/A | #N/A |  | 0 | #N/A | #N/A | #N/A | #N/A | #N/A | #N/A | #N/A | #N/A | #N/A | #N/A | #N/A | #N/A | #N/A | #N/A | #N/A | 0 | 0 | 0 | 0 | 0 | #N/A | #N/A
|  |  | 17 | 71 | #N/A | #N/A | #N/A | #N/A | #N/A | #N/A | #N/A | #N/A | #N/A | #N/A | #N/A | #N/A | #N/A | #N/A | #N/A | #N/A | #N/A | #N/A | #N/A | #N/A | #N/A | #N/A |  | 0 | #N/A | #N/A | #N/A | #N/A | #N/A | #N/A | #N/A | #N/A | #N/A | #N/A | #N/A | #N/A | #N/A | #N/A | #N/A | 0 | 0 | 0 | 0 | 0 | #N/A | #N/A
|  |  | 18 | 69 | #N/A | #N/A | #N/A | #N/A | #N/A | #N/A | #N/A | #N/A | #N/A | #N/A | #N/A | #N/A | #N/A | #N/A | #N/A | #N/A | #N/A | #N/A | #N/A | #N/A | #N/A | #N/A |  | 0 | #N/A | #N/A | #N/A | #N/A | #N/A | #N/A | #N/A | #N/A | #N/A | #N/A | #N/A | #N/A | #N/A | #N/A | #N/A | 0 | 0 | 0 | 0 | 0 | #N/A | #N/A
|  |  | 19 | 67 | #N/A | #N/A | #N/A | #N/A | #N/A | #N/A | #N/A | #N/A | #N/A | #N/A | #N/A | #N/A | #N/A | #N/A | #N/A | #N/A | #N/A | #N/A | #N/A | #N/A | #N/A | #N/A |  | 0 | #N/A | #N/A | #N/A | #N/A | #N/A | #N/A | #N/A | #N/A | #N/A | #N/A | #N/A | #N/A | #N/A | #N/A | #N/A | 0 | 0 | 0 | 0 | 0 | #N/A | #N/A
|  |  | 20 | 65 | #N/A | #N/A | #N/A | #N/A | #N/A | #N/A | #N/A | #N/A | #N/A | #N/A | #N/A | #N/A | #N/A | #N/A | #N/A | #N/A | #N/A | #N/A | #N/A | #N/A | #N/A | #N/A |  | 0 | #N/A | #N/A | #N/A | #N/A | #N/A | #N/A | #N/A | #N/A | #N/A | #N/A | #N/A | #N/A | #N/A | #N/A | #N/A | 0 | 0 | 0 | 0 | 0 | #N/A | #N/A
|  |  | 21 | 63 | #N/A | #N/A | #N/A | #N/A | #N/A | #N/A | #N/A | #N/A | #N/A | #N/A | #N/A | #N/A | #N/A | #N/A | #N/A | #N/A | #N/A | #N/A | #N/A | #N/A | #N/A | #N/A |  | 0 | #N/A | #N/A | #N/A | #N/A | #N/A | #N/A | #N/A | #N/A | #N/A | #N/A | #N/A | #N/A | #N/A | #N/A | #N/A | 0 | 0 | 0 | 0 | 0 | #N/A | #N/A
|  |  | 22 | 61 | #N/A | #N/A | #N/A | #N/A | #N/A | #N/A | #N/A | #N/A | #N/A | #N/A | #N/A | #N/A | #N/A | #N/A | #N/A | #N/A | #N/A | #N/A | #N/A | #N/A | #N/A | #N/A |  | 0 | #N/A | #N/A | #N/A | #N/A | #N/A | #N/A | #N/A | #N/A | #N/A | #N/A | #N/A | #N/A | #N/A | #N/A | #N/A | 0 | 0 | 0 | 0 | 0 | #N/A | #N/A
|  |  | 23 | 59 | #N/A | #N/A | #N/A | #N/A | #N/A | #N/A | #N/A | #N/A | #N/A | #N/A | #N/A | #N/A | #N/A | #N/A | #N/A | #N/A | #N/A | #N/A | #N/A | #N/A | #N/A | #N/A |  | 0 | #N/A | #N/A | #N/A | #N/A | #N/A | #N/A | #N/A | #N/A | #N/A | #N/A | #N/A | #N/A | #N/A | #N/A | #N/A | 0 | 0 | 0 | 0 | 0 | #N/A | #N/A
|  |  | 24 | 57 | #N/A | #N/A | #N/A | #N/A | #N/A | #N/A | #N/A | #N/A | #N/A | #N/A | #N/A | #N/A | #N/A | #N/A | #N/A | #N/A | #N/A | #N/A | #N/A | #N/A | #N/A | #N/A |  | 0 | #N/A | #N/A | #N/A | #N/A | #N/A | #N/A | #N/A | #N/A | #N/A | #N/A | #N/A | #N/A | #N/A | #N/A | #N/A | 0 | 0 | 0 | 0 | 0 | #N/A | #N/A
|  |  | 25 | 55 | #N/A | #N/A | #N/A | #N/A | #N/A | #N/A | #N/A | #N/A | #N/A | #N/A | #N/A | #N/A | #N/A | #N/A | #N/A | #N/A | #N/A | #N/A | #N/A | #N/A | #N/A | #N/A |  | 0 | #N/A | #N/A | #N/A | #N/A | #N/A | #N/A | #N/A | #N/A | #N/A | #N/A | #N/A | #N/A | #N/A | #N/A | #N/A | 0 | 0 | 0 | 0 | 0 | #N/A | #N/A
|  |  | 26 | 53 | #N/A | #N/A | #N/A | #N/A | #N/A | #N/A | #N/A | #N/A | #N/A | #N/A | #N/A | #N/A | #N/A | #N/A | #N/A | #N/A | #N/A | #N/A | #N/A | #N/A | #N/A | #N/A |  | 0 | #N/A | #N/A | #N/A | #N/A | #N/A | #N/A | #N/A | #N/A | #N/A | #N/A | #N/A | #N/A | #N/A | #N/A | #N/A | 0 | 0 | 0 | 0 | 0 | #N/A | #N/A
|  |  | 27 | 51 | #N/A | #N/A | #N/A | #N/A | #N/A | #N/A | #N/A | #N/A | #N/A | #N/A | #N/A | #N/A | #N/A | #N/A | #N/A | #N/A | #N/A | #N/A | #N/A | #N/A | #N/A | #N/A |  | 0 | #N/A | #N/A | #N/A | #N/A | #N/A | #N/A | #N/A | #N/A | #N/A | #N/A | #N/A | #N/A | #N/A | #N/A | #N/A | 0 | 0 | 0 | 0 | 0 | #N/A | #N/A
|  |  | 28 | 49 | #N/A | #N/A | #N/A | #N/A | #N/A | #N/A | #N/A | #N/A | #N/A | #N/A | #N/A | #N/A | #N/A | #N/A | #N/A | #N/A | #N/A | #N/A | #N/A | #N/A | #N/A | #N/A |  | 0 | #N/A | #N/A | #N/A | #N/A | #N/A | #N/A | #N/A | #N/A | #N/A | #N/A | #N/A | #N/A | #N/A | #N/A | #N/A | 0 | 0 | 0 | 0 | 0 | #N/A | #N/A
|  |  | 29 | 47 | #N/A | #N/A | #N/A | #N/A | #N/A | #N/A | #N/A | #N/A | #N/A | #N/A | #N/A | #N/A | #N/A | #N/A | #N/A | #N/A | #N/A | #N/A | #N/A | #N/A | #N/A | #N/A |  | 0 | #N/A | #N/A | #N/A | #N/A | #N/A | #N/A | #N/A | #N/A | #N/A | #N/A | #N/A | #N/A | #N/A | #N/A | #N/A | 0 | 0 | 0 | 0 | 0 | #N/A | #N/A
|  |  | 30 | 45 | #N/A | #N/A | #N/A | #N/A | #N/A | #N/A | #N/A | #N/A | #N/A | #N/A | #N/A | #N/A | #N/A | #N/A | #N/A | #N/A | #N/A | #N/A | #N/A | #N/A | #N/A | #N/A |  | 0 | #N/A | #N/A | #N/A | #N/A | #N/A | #N/A | #N/A | #N/A | #N/A | #N/A | #N/A | #N/A | #N/A | #N/A | #N/A | 0 | 0 | 0 | 0 | 0 | #N/A | #N/A
|  |  | 31 | 43 | #N/A | #N/A | #N/A | #N/A | #N/A | #N/A | #N/A | #N/A | #N/A | #N/A | #N/A | #N/A | #N/A | #N/A | #N/A | #N/A | #N/A | #N/A | #N/A | #N/A | #N/A | #N/A |  | 0 | #N/A | #N/A | #N/A | #N/A | #N/A | #N/A | #N/A | #N/A | #N/A | #N/A | #N/A | #N/A | #N/A | #N/A | #N/A | 0 | 0 | 0 | 0 | 0 | #N/A | #N/A
|  |  | 32 | 41 | #N/A | #N/A | #N/A | #N/A | #N/A | #N/A | #N/A | #N/A | #N/A | #N/A | #N/A | #N/A | #N/A | #N/A | #N/A | #N/A | #N/A | #N/A | #N/A | #N/A | #N/A | #N/A |  | 0 | #N/A | #N/A | #N/A | #N/A | #N/A | #N/A | #N/A | #N/A | #N/A | #N/A | #N/A | #N/A | #N/A | #N/A | #N/A | 0 | 0 | 0 | 0 | 0 | #N/A | #N/A
|  |  | 33 | 39 | #N/A | #N/A | #N/A | #N/A | #N/A | #N/A | #N/A | #N/A | #N/A | #N/A | #N/A | #N/A | #N/A | #N/A | #N/A | #N/A | #N/A | #N/A | #N/A | #N/A | #N/A | #N/A |  | 0 | #N/A | #N/A | #N/A | #N/A | #N/A | #N/A | #N/A | #N/A | #N/A | #N/A | #N/A | #N/A | #N/A | #N/A | #N/A | 0 | 0 | 0 | 0 | 0 | #N/A | #N/A
|  |  | 34 | 37 | #N/A | #N/A | #N/A | #N/A | #N/A | #N/A | #N/A | #N/A | #N/A | #N/A | #N/A | #N/A | #N/A | #N/A | #N/A | #N/A | #N/A | #N/A | #N/A | #N/A | #N/A | #N/A |  | 0 | #N/A | #N/A | #N/A | #N/A | #N/A | #N/A | #N/A | #N/A | #N/A | #N/A | #N/A | #N/A | #N/A | #N/A | #N/A | 0 | 0 | 0 | 0 | 0 | #N/A | #N/A
|  |  | 35 | 35 | #N/A | #N/A | #N/A | #N/A | #N/A | #N/A | #N/A | #N/A | #N/A | #N/A | #N/A | #N/A | #N/A | #N/A | #N/A | #N/A | #N/A | #N/A | #N/A | #N/A | #N/A | #N/A |  | 0 | #N/A | #N/A | #N/A | #N/A | #N/A | #N/A | #N/A | #N/A | #N/A | #N/A | #N/A | #N/A | #N/A | #N/A | #N/A | 0 | 0 | 0 | 0 | 0 | #N/A | #N/A
|  |  | 36 | 33 | #N/A | #N/A | #N/A | #N/A | #N/A | #N/A | #N/A | #N/A | #N/A | #N/A | #N/A | #N/A | #N/A | #N/A | #N/A | #N/A | #N/A | #N/A | #N/A | #N/A | #N/A | #N/A |  | 0 | #N/A | #N/A | #N/A | #N/A | #N/A | #N/A | #N/A | #N/A | #N/A | #N/A | #N/A | #N/A | #N/A | #N/A | #N/A | 0 | 0 | 0 | 0 | 0 | #N/A | #N/A
|  |  | 37 | 31 | #N/A | #N/A | #N/A | #N/A | #N/A | #N/A | #N/A | #N/A | #N/A | #N/A | #N/A | #N/A | #N/A | #N/A | #N/A | #N/A | #N/A | #N/A | #N/A | #N/A | #N/A | #N/A |  | 0 | #N/A | #N/A | #N/A | #N/A | #N/A | #N/A | #N/A | #N/A | #N/A | #N/A | #N/A | #N/A | #N/A | #N/A | #N/A | 0 | 0 | 0 | 0 | 0 | #N/A | #N/A
|  |  | 38 | 29 | #N/A | #N/A | #N/A | #N/A | #N/A | #N/A | #N/A | #N/A | #N/A | #N/A | #N/A | #N/A | #N/A | #N/A | #N/A | #N/A | #N/A | #N/A | #N/A | #N/A | #N/A | #N/A |  | 0 | #N/A | #N/A | #N/A | #N/A | #N/A | #N/A | #N/A | #N/A | #N/A | #N/A | #N/A | #N/A | #N/A | #N/A | #N/A | 0 | 0 | 0 | 0 | 0 | #N/A | #N/A
|  |  | 39 | 27 | #N/A | #N/A | #N/A | #N/A | #N/A | #N/A | #N/A | #N/A | #N/A | #N/A | #N/A | #N/A | #N/A | #N/A | #N/A | #N/A | #N/A | #N/A | #N/A | #N/A | #N/A | #N/A |  | 0 | #N/A | #N/A | #N/A | #N/A | #N/A | #N/A | #N/A | #N/A | #N/A | #N/A | #N/A | #N/A | #N/A | #N/A | #N/A | 0 | 0 | 0 | 0 | 0 | #N/A | #N/A
|  |  | 40 | 25 | #N/A | #N/A | #N/A | #N/A | #N/A | #N/A | #N/A | #N/A | #N/A | #N/A | #N/A | #N/A | #N/A | #N/A | #N/A | #N/A | #N/A | #N/A | #N/A | #N/A | #N/A | #N/A |  | 0 | #N/A | #N/A | #N/A | #N/A | #N/A | #N/A | #N/A | #N/A | #N/A | #N/A | #N/A | #N/A | #N/A | #N/A | #N/A | 0 | 0 | 0 | 0 | 0 | #N/A | #N/A
|  |  | 41 | 23 | #N/A | #N/A | #N/A | #N/A | #N/A | #N/A | #N/A | #N/A | #N/A | #N/A | #N/A | #N/A | #N/A | #N/A | #N/A | #N/A | #N/A | #N/A | #N/A | #N/A | #N/A | #N/A |  | 0 | #N/A | #N/A | #N/A | #N/A | #N/A | #N/A | #N/A | #N/A | #N/A | #N/A | #N/A | #N/A | #N/A | #N/A | #N/A | 0 | 0 | 0 | 0 | 0 | #N/A | #N/A
|  |  | 42 | 21 | #N/A | #N/A | #N/A | #N/A | #N/A | #N/A | #N/A | #N/A | #N/A | #N/A | #N/A | #N/A | #N/A | #N/A | #N/A | #N/A | #N/A | #N/A | #N/A | #N/A | #N/A | #N/A |  | 0 | #N/A | #N/A | #N/A | #N/A | #N/A | #N/A | #N/A | #N/A | #N/A | #N/A | #N/A | #N/A | #N/A | #N/A | #N/A | 0 | 0 | 0 | 0 | 0 | #N/A | #N/A
|  |  | 43 | 19 | #N/A | #N/A | #N/A | #N/A | #N/A | #N/A | #N/A | #N/A | #N/A | #N/A | #N/A | #N/A | #N/A | #N/A | #N/A | #N/A | #N/A | #N/A | #N/A | #N/A | #N/A | #N/A |  | 0 | #N/A | #N/A | #N/A | #N/A | #N/A | #N/A | #N/A | #N/A | #N/A | #N/A | #N/A | #N/A | #N/A | #N/A | #N/A | 0 | 0 | 0 | 0 | 0 | #N/A | #N/A
|  |  | 44 | 17 | #N/A | #N/A | #N/A | #N/A | #N/A | #N/A | #N/A | #N/A | #N/A | #N/A | #N/A | #N/A | #N/A | #N/A | #N/A | #N/A | #N/A | #N/A | #N/A | #N/A | #N/A | #N/A |  | 0 | #N/A | #N/A | #N/A | #N/A | #N/A | #N/A | #N/A | #N/A | #N/A | #N/A | #N/A | #N/A | #N/A | #N/A | #N/A | 0 | 0 | 0 | 0 | 0 | #N/A | #N/A
|  |  | 45 | 15 | #N/A | #N/A | #N/A | #N/A | #N/A | #N/A | #N/A | #N/A | #N/A | #N/A | #N/A | #N/A | #N/A | #N/A | #N/A | #N/A | #N/A | #N/A | #N/A | #N/A | #N/A | #N/A |  | 0 | #N/A | #N/A | #N/A | #N/A | #N/A | #N/A | #N/A | #N/A | #N/A | #N/A | #N/A | #N/A | #N/A | #N/A | #N/A | 0 | 0 | 0 | 0 | 0 | #N/A | #N/A
|  |  | 46 | 13 | #N/A | #N/A | #N/A | #N/A | #N/A | #N/A | #N/A | #N/A | #N/A | #N/A | #N/A | #N/A | #N/A | #N/A | #N/A | #N/A | #N/A | #N/A | #N/A | #N/A | #N/A | #N/A |  | 0 | #N/A | #N/A | #N/A | #N/A | #N/A | #N/A | #N/A | #N/A | #N/A | #N/A | #N/A | #N/A | #N/A | #N/A | #N/A | 0 | 0 | 0 | 0 | 0 | #N/A | #N/A
|  |  | 47 | 11 | #N/A | #N/A | #N/A | #N/A | #N/A | #N/A | #N/A | #N/A | #N/A | #N/A | #N/A | #N/A | #N/A | #N/A | #N/A | #N/A | #N/A | #N/A | #N/A | #N/A | #N/A | #N/A |  | 0 | #N/A | #N/A | #N/A | #N/A | #N/A | #N/A | #N/A | #N/A | #N/A | #N/A | #N/A | #N/A | #N/A | #N/A | #N/A | 0 | 0 | 0 | 0 | 0 | #N/A | #N/A
|  |  | 48 | 9 | #N/A | #N/A | #N/A | #N/A | #N/A | #N/A | #N/A | #N/A | #N/A | #N/A | #N/A | #N/A | #N/A | #N/A | #N/A | #N/A | #N/A | #N/A | #N/A | #N/A | #N/A | #N/A |  | 0 | #N/A | #N/A | #N/A | #N/A | #N/A | #N/A | #N/A | #N/A | #N/A | #N/A | #N/A | #N/A | #N/A | #N/A | #N/A | 0 | 0 | 0 | 0 | 0 | #N/A | #N/A
|  |  | 49 | 7 | #N/A | #N/A | #N/A | #N/A | #N/A | #N/A | #N/A | #N/A | #N/A | #N/A | #N/A | #N/A | #N/A | #N/A | #N/A | #N/A | #N/A | #N/A | #N/A | #N/A | #N/A | #N/A |  | 0 | #N/A | #N/A | #N/A | #N/A | #N/A | #N/A | #N/A | #N/A | #N/A | #N/A | #N/A | #N/A | #N/A | #N/A | #N/A | 0 | 0 | 0 | 0 | 0 | #N/A | #N/A
|  |  | 50 | 5 | #N/A | #N/A | #N/A | #N/A | #N/A | #N/A | #N/A | #N/A | #N/A | #N/A | #N/A | #N/A | #N/A | #N/A | #N/A | #N/A | #N/A | #N/A | #N/A | #N/A | #N/A | #N/A |  | 0 | #N/A | #N/A | #N/A | #N/A | #N/A | #N/A | #N/A | #N/A | #N/A | #N/A | #N/A | #N/A | #N/A | #N/A | #N/A | 0 | 0 | 0 | 0 | 0 | #N/A | #N/A
|  |  | 51 | 3 | #N/A | #N/A | #N/A | #N/A | #N/A | #N/A | #N/A | #N/A | #N/A | #N/A | #N/A | #N/A | #N/A | #N/A | #N/A | #N/A | #N/A | #N/A | #N/A | #N/A | #N/A | #N/A |  | 0 | #N/A | #N/A | #N/A | #N/A | #N/A | #N/A | #N/A | #N/A | #N/A | #N/A | #N/A | #N/A | #N/A | #N/A | #N/A | 0 | 0 | 0 | 0 | 0 | #N/A | #N/A
|  |  | 52 | 1 | #N/A | #N/A | #N/A | #N/A | #N/A | #N/A | #N/A | #N/A | #N/A | #N/A | #N/A | #N/A | #N/A | #N/A | #N/A | #N/A | #N/A | #N/A | #N/A | #N/A | #N/A | #N/A |  | 0 | #N/A | #N/A | #N/A | #N/A | #N/A | #N/A | #N/A | #N/A | #N/A | #N/A | #N/A | #N/A | #N/A | #N/A | #N/A | 0 | 0 | 0 | 0 | 0 | #N/A | #N/A
|  |  | 53 | -1 | #N/A | #N/A | #N/A | #N/A | #N/A | #N/A | #N/A | #N/A | #N/A | #N/A | #N/A | #N/A | #N/A | #N/A | #N/A | #N/A | #N/A | #N/A | #N/A | #N/A | #N/A | #N/A |  | 0 | #N/A | #N/A | #N/A | #N/A | #N/A | #N/A | #N/A | #N/A | #N/A | #N/A | #N/A | #N/A | #N/A | #N/A | #N/A | 0 | 0 | 0 | 0 | 0 | #N/A | #N/A
|  |  | 54 | -3 | #N/A | #N/A | #N/A | #N/A | #N/A | #N/A | #N/A | #N/A | #N/A | #N/A | #N/A | #N/A | #N/A | #N/A | #N/A | #N/A | #N/A | #N/A | #N/A | #N/A | #N/A | #N/A |  | 0 | #N/A | #N/A | #N/A | #N/A | #N/A | #N/A | #N/A | #N/A | #N/A | #N/A | #N/A | #N/A | #N/A | #N/A | #N/A | 0 | 0 | 0 | 0 | 0 | #N/A | #N/A
|  |  | 55 | -5 | #N/A | #N/A | #N/A | #N/A | #N/A | #N/A | #N/A | #N/A | #N/A | #N/A | #N/A | #N/A | #N/A | #N/A | #N/A | #N/A | #N/A | #N/A | #N/A | #N/A | #N/A | #N/A |  | 0 | #N/A | #N/A | #N/A | #N/A | #N/A | #N/A | #N/A | #N/A | #N/A | #N/A | #N/A | #N/A | #N/A | #N/A | #N/A | 0 | 0 | 0 | 0 | 0 | #N/A | #N/A
|  |  | 56 | -7 | #N/A | #N/A | #N/A | #N/A | #N/A | #N/A | #N/A | #N/A | #N/A | #N/A | #N/A | #N/A | #N/A | #N/A | #N/A | #N/A | #N/A | #N/A | #N/A | #N/A | #N/A | #N/A |  | 0 | #N/A | #N/A | #N/A | #N/A | #N/A | #N/A | #N/A | #N/A | #N/A | #N/A | #N/A | #N/A | #N/A | #N/A | #N/A | 0 | 0 | 0 | 0 | 0 | #N/A | #N/A
|  |  | 57 | -9 | #N/A | #N/A | #N/A | #N/A | #N/A | #N/A | #N/A | #N/A | #N/A | #N/A | #N/A | #N/A | #N/A | #N/A | #N/A | #N/A | #N/A | #N/A | #N/A | #N/A | #N/A | #N/A |  | 0 | #N/A | #N/A | #N/A | #N/A | #N/A | #N/A | #N/A | #N/A | #N/A | #N/A | #N/A | #N/A | #N/A | #N/A | #N/A | 0 | 0 | 0 | 0 | 0 | #N/A | #N/A
|  |  | 58 | -11 | #N/A | #N/A | #N/A | #N/A | #N/A | #N/A | #N/A | #N/A | #N/A | #N/A | #N/A | #N/A | #N/A | #N/A | #N/A | #N/A | #N/A | #N/A | #N/A | #N/A | #N/A | #N/A |  | 0 | #N/A | #N/A | #N/A | #N/A | #N/A | #N/A | #N/A | #N/A | #N/A | #N/A | #N/A | #N/A | #N/A | #N/A | #N/A | 0 | 0 | 0 | 0 | 0 | #N/A | #N/A
|  |  | 59 | -13 | #N/A | #N/A | #N/A | #N/A | #N/A | #N/A | #N/A | #N/A | #N/A | #N/A | #N/A | #N/A | #N/A | #N/A | #N/A | #N/A | #N/A | #N/A | #N/A | #N/A | #N/A | #N/A |  | 0 | #N/A | #N/A | #N/A | #N/A | #N/A | #N/A | #N/A | #N/A | #N/A | #N/A | #N/A | #N/A | #N/A | #N/A | #N/A | 0 | 0 | 0 | 0 | 0 | #N/A | #N/A
|  |  | 60 | -15 | #N/A | #N/A | #N/A | #N/A | #N/A | #N/A | #N/A | #N/A | #N/A | #N/A | #N/A | #N/A | #N/A | #N/A | #N/A | #N/A | #N/A | #N/A | #N/A | #N/A | #N/A | #N/A |  | 0 | #N/A | #N/A | #N/A | #N/A | #N/A | #N/A | #N/A | #N/A | #N/A | #N/A | #N/A | #N/A | #N/A | #N/A | #N/A | 0 | 0 | 0 | 0 | 0 | #N/A | #N/A
|  |  | 61 | -17 | #N/A | #N/A | #N/A | #N/A | #N/A | #N/A | #N/A | #N/A | #N/A | #N/A | #N/A | #N/A | #N/A | #N/A | #N/A | #N/A | #N/A | #N/A | #N/A | #N/A | #N/A | #N/A |  | 0 | #N/A | #N/A | #N/A | #N/A | #N/A | #N/A | #N/A | #N/A | #N/A | #N/A | #N/A | #N/A | #N/A | #N/A | #N/A | 0 | 0 | 0 | 0 | 0 | #N/A | #N/A
|  |  | 62 | -19 | #N/A | #N/A | #N/A | #N/A | #N/A | #N/A | #N/A | #N/A | #N/A | #N/A | #N/A | #N/A | #N/A | #N/A | #N/A | #N/A | #N/A | #N/A | #N/A | #N/A | #N/A | #N/A |  | 0 | #N/A | #N/A | #N/A | #N/A | #N/A | #N/A | #N/A | #N/A | #N/A | #N/A | #N/A | #N/A | #N/A | #N/A | #N/A | 0 | 0 | 0 | 0 | 0 | #N/A | #N/A
|  |  | 63 | -21 | #N/A | #N/A | #N/A | #N/A | #N/A | #N/A | #N/A | #N/A | #N/A | #N/A | #N/A | #N/A | #N/A | #N/A | #N/A | #N/A | #N/A | #N/A | #N/A | #N/A | #N/A | #N/A |  | 0 | #N/A | #N/A | #N/A | #N/A | #N/A | #N/A | #N/A | #N/A | #N/A | #N/A | #N/A | #N/A | #N/A | #N/A | #N/A | 0 | 0 | 0 | 0 | 0 | #N/A | #N/A
|  |  | 64 | -23 | #N/A | #N/A | #N/A | #N/A | #N/A | #N/A | #N/A | #N/A | #N/A | #N/A | #N/A | #N/A | #N/A | #N/A | #N/A | #N/A | #N/A | #N/A | #N/A | #N/A | #N/A | #N/A |  | 0 | #N/A | #N/A | #N/A | #N/A | #N/A | #N/A | #N/A | #N/A | #N/A | #N/A | #N/A | #N/A | #N/A | #N/A | #N/A | 0 | 0 | 0 | 0 | 0 | #N/A | #N/A
|  |  |  | Totals | #N/A | [19 empty] | ▲Btu | ▲kWh | ▲kWh | [19 empty] | ▲Btu | ▲kWh | #N/A | #N/A
[49 empty] | ▲kWh | ▲MMbtu
Note on C44: [Threaded comment] Your version of Excel allows you to read this threaded comment; however, any edits to it will get removed if the file is opened in a newer version of Excel. Learn more: https://go.microsoft.com/fwlink/?linkid=870924 Comment: Factor from AHRI 210/240 for account for efficiency losses due to cycling (default is 0.40 for ccASHP)
Note on C45: [Threaded comment] Your version of Excel allows you to read this threaded comment; however, any edits to it will get removed if the file is opened in a newer version of Excel. Learn more: https://go.microsoft.com/fwlink/?linkid=870924 Comment: factor to adjust for impact of internal gains on heating load at design (default is 1.1). Greater than 1.1 means gains decrease heating load
Note on C46: [Threaded comment] Your version of Excel allows you to read this threaded comment; however, any edits to it will get removed if the file is opened in a newer version of Excel. Learn more: https://go.microsoft.com/fwlink/?linkid=870924 Comment: Fraction of HP capacity when load is shared between HP and backup heat source
Note on C47: [Threaded comment] Your version of Excel allows you to read this threaded comment; however, any edits to it will get removed if the file is opened in a newer version of Excel. Learn more: https://go.microsoft.com/fwlink/?linkid=870924 Comment: Relative size of backup heating system compared to design building heating load (BHL).
Note on AM42: Bruce Harley: 95 F bin
Note on AM48: Bruce Harley: 83F
Note on AM49: Bruce Harley: 81F

## SPVHP PTHP Calc (hidden)
DIAGNOSTIC BLOCK
COOLING
|  |  |  | BEFLHC | #N/A | [9 empty] | BCL | 0 | Btu/h Tdes= | 0 | F Baseline AC Capacity @ 110% sizing = |  | 0 | Btu/h
|  |  |  | BEFLHH | #N/A | [9 empty] | Max HP Speed | #N/A | @ 95F | Cooling Sizing Ratio:
|  |  | 1 | [11 empty] | Unmet Cooling Load | #N/A | MMBtu | Cooling Sizing Ratio: | 0% | Ratio based on NEEP, if different from cell above, Applicant entered HP capacity at design temp
|  |  | ACTIVE: SUMPROD (row 27) | EQUIPMENT INPUTS | SUMPROD (row 27) | DEMO (row 29) |  | ACTIVE: BLDG |  | BLDG | DEMO |  |  |  |  | Delivered Cooling Load (MMBtu) | Energy Use (kWh) | Rated EER @ 95F (Btu/Wh) | Actual Seasonal Efficiency (Btu/Wh) | Actual Peak Efficiency @ 95F (Btu/Wh) | Cooling Peak Demand from 95F Bin (kW) | Cooling Peak Demand from Rated EER (kW) |  | Min Cooling EER | Max Cooling EER | Rated Cooling EER
|  |  | 0 | Min Capacity (Btu/h @ 5 F) | 0 | 0 | [8 empty] | Basecase | #N/A | 0 | #N/A | 0 | 0 | 0 | 0 | 82 | 0 | 0
|  |  | 0 | Max Capacity (Btu/h @ 5 F) | 0 | 0 |  |  | TDES_C | 0 |  |  |  |  | Proposed |  | 0 | #N/A | 0 | #N/A | 0 | 0 | 95 | 0 | 0 | 0
|  |  | 0 | Min Capacity (Btu/h @ 17 F) | 0 | 0 |  | 0 | BCL | 0 | #N/A |  |  |  | Savings |  | 0 | #N/A | 0 | #N/A | 0 | 0
|  | this should be C84, not C83 | 0 | Max Capacity (Btu/h @ 17 F) | 0 | 0 |  |  | TSET_C_OCC
|  |  | 0 | Rated Capacity (Btu/h @ 17 F) | 0 | 0 |  |  | TSET_C_UNOC |  |  |  |  | 82 |  |  |  | from Results (H16)
|  |  | 0 | Min Capacity (Btu/h @ 47 F) | 0 | 0 |  |  | BPT_C_OC | #N/A |  |  |  | 82 |  |  | 0 | safety factor
|  |  | 0 | Max Capacity (Btu/h @ 47 F) | 0 | 0 |  |  | BPT_C_UNOC | #N/A |  |  |  | 95
|  |  | 0 | Rated Capacity (Btu/h @ 47 F) | 0 | 0 |  |  | TDES_H | 0 |  |  |  |  | HEATING
|  |  | 0 | Min COP (5 F) | 0 | 0 |  | 0 | BHL | 0 | #N/A |  |  |  | BHL | 0 | Btu/h Tdes= | 0 | F
|  |  | 0 | Max COP (5 F) | 0 | 0 |  |  | TSET_H_OCC | [5 empty] | Max HP Speed | #N/A | @ 17F
|  |  | 0 | Min COP (17 F) | 0 | 0 |  |  | TSET_H_UNOC |  |  |  |  | 95 |  | #N/A | @ 5F |  | Heating Sizing Ratio:
|  |  | 0 | Max COP (17 F) | 0 | 0 |  |  | BPT_H_OC | #N/A |  |  |  | 95 | Unmet Heating | #N/A | MMBtu | 0% | Heating Sizing Ratio: | 0% | Ratio based on NEEP, if different from cell above, Applicant entered HP capacity at design temp
|  |  | 0 | Rated COP (17 F) | 0 | 0 |  |  | BPT_H_UNOC | #N/A | [5 empty] | Delivered Heating Load (MMBtu) | Heating Energy Use (kWh) | Heating Fuel Use (MMBtu) | Actual Seasonal Heating Efficiency (-) | Actual Peak Heating Efficiency @ 5F (-) | Heating Peak Demand @ 5F (kW) |  |  | Min Heatng COP | Max Heating COP | Rated Heating COP
|  |  | 0 | Min COP (47 F) | 0 | 0 | [8 empty] | Basecase | #N/A |  | #N/A | 0% | 0% |  |  | 5 | 0 | 0
|  |  | 0 | Max COP (47 F) | 0 | 0 | [7 empty] | 5 | Proposed |  | #N/A |  | 0 | 0 | #N/A |  | 17 | 0 | 0 | 0
|  |  | 0 | Rated COP (47 F) | 0 | 0 | [7 empty] | 5 | Savings |  | #N/A | #N/A |  |  | #N/A |  | 47 | 0 | 0 | 0
|  |  | 0 | Min Capacity (Btu/h @ 82 F) | 0 | 0 | [9 empty] | Safety Factor = 0.9 |  | from Results (G16) | [34 empty] | Equipment Load Btu/h | % of Origninal Load
|  |  | 0 | Max Capacity (Btu/h @ 82 F) | 0 | 0 | [10 empty] | 0 | safety factor | [33 empty] | BCL | 0 | #DIV/0!
|  |  | 0 | Min Capacity (Btu/h @ 95 F) | 0 | 0 | [10 empty] | Electric (kWh) | Fuel (MMBtu) | Total Site Energy (MMBtu) | [32 empty] | BHL | 0 | #DIV/0!
|  |  | 0 | Max Capacity (but/hr @ 95 F) | 0 | 0 | [7 empty] | 17 | All Savings |  | #N/A | #N/A | #N/A
|  |  | 0 | Rated Capacity (Btu/h @ 95 F) | 0 | 0 | [7 empty] | 17 | [37 empty] | Net MMBtu Savings | Heating Savings (kWh) | Cooling Savings (kWh) | Net kWh savings | kW Savings | Therms savings ()
|  |  | 0 | Min COP (82 F) | 0 | 0 | [7 empty] | 17 | [36 empty] | Est/Calc | 0 | #N/A | 0 |  | #N/A | 0
|  |  | 0 | Max COP (82 F) | 0 | 0 | [9 empty] | Safety Factor = 0.9 |  | 0 | 0 | from Results | [30 empty] | Ajjusted (w/Billing Data) | #DIV/0! | #N/A | #DIV/0! |  | #N/A | #DIV/0!
|  |  | 0 | Min COP (95 F) | 0 | 0 | [10 empty] | 0 | 0 | 0 | from this sheet (BA41:BA42)
|  |  | 0 | Max COP (95 F) | 0 | 0 | [12 empty] | 0 | safety factor | [30 empty] | To be reported | #DIV/0! | #N/A | #DIV/0! | #N/A | #N/A | #DIV/0!
|  |  | 0 | Rated COP (95 F) | 0 | 0 | [7 empty] | 47 |  |  |  | #N/A |  | sum column AA | [31 empty] | Net MMBtu | Heating Savings MMBtu | Cooling Savings MMBtu
|  |  | #N/A | Basecase HTG COP | 0 | 0 | [7 empty] | 47 |  |  |  |  | #N/A | sum of AX | [30 empty] | Est/Calc MMBTU | 0 | #N/A | 0 |  | #N/A | 0
|  |  | #N/A | Basecase CLG EER | 0 | 0 | [7 empty] | 47 | [36 empty] | Billing adjusted MMBTU | #DIV/0! | #N/A | #DIV/0! |  | #N/A | #DIV/0!
OCCUPIED MODE
Location Selected: |  |  |  | Heating Calculation | [23 empty] | Cooling Calculation | [20 empty] | Net Savings
|  |  | Row Reference for Bin data lookup | Outdoor Air Temperature Mid-pts | Occupied Hours @ Temp Bin | Mode | Building Load (Btuh) | Minimum Heat Pump Heating Capacity (Btuh) | Maximum Heat Pump Heating Capacity (Btuh) | Delivered Heating Capacity (Btuh) | Delivered Heating Capacity > BHL | Intermediate Speed Ratio | Heating Part Load Factor | Defrost Adjustment Factor | Fraction of Heating Load Met By Heat Pump | Auxiliary Heating (Btuh) | Minimum Heat Pump Heating COP | Maximum Heat Pump Heating COP | Steady State Heating COP | Actual Heating COP | Heat Pump Heating Power (kW) | Auxiliary Heating Power (kW) | Baseline Heating Consumption (btu) | Proposed Heating Consumption (kWh) | Heating Fossil Fuel Avoidance Savings (btu) | Heating Electrification Savings |  | Baseline Cooling Equipment Capacity | Cooling Capacity Adjustment Factor | Minimum Heat Pump Cooling Capacity (Btuh) | Maximum Heat Pump Cooling Capacity (Btuh) | Delivered Cooling Capacity (Btuh) | Delivered Cooling Capacity > BCL | Intermediate Speed Ratio | Fraction of Cooling Load Met By Heat Pump | Cooling Part Load Factor | Minimum Heat Pump Cooling COP | Maximum Heat Pump Cooling COP | Steady State Cooling COP | Proposed - Actual Cooling COP | Heat Pump Cooling Power (kW) | Baseline Cooling EIR Temperature Adjustment Factor (EIR = 1/Efficiency) | Baseline Part Load Factor (1/PLF, Baseline Cd ) | Baseline Actual Cooling EER | Baseline Cooling Consumption (btu) | Proposed Cooling Consumption (btu) | Cool Savings (btu) | Cool Savings (kWh) | ▲kWh Total | ▲MMbtu Total
Lookup Reference |  |  | 2 | 101 | #N/A | #N/A | #N/A | #N/A | #N/A | #N/A | #N/A | #N/A | #N/A | #N/A | #N/A | #N/A | #N/A | #N/A | #N/A | #N/A | #N/A | #N/A | #N/A | #N/A | #N/A | #N/A |  | 0 | #N/A | #N/A | #N/A | #N/A | #N/A | #N/A | #N/A | #N/A | #N/A | #N/A | #N/A | #N/A | #N/A | #N/A | #N/A | 0 | 0 | 0 | 0 | 0 | #N/A | #N/A
Occupied |  |  | 3 | 99 | #N/A | #N/A | #N/A | #N/A | #N/A | #N/A | #N/A | #N/A | #N/A | #N/A | #N/A | #N/A | #N/A | #N/A | #N/A | #N/A | #N/A | #N/A | #N/A | #N/A | #N/A | #N/A |  | 0 | #N/A | #N/A | #N/A | #N/A | #N/A | #N/A | #N/A | #N/A | #N/A | #N/A | #N/A | #N/A | #N/A | #N/A | #N/A | 0 | 0 | 0 | 0 | 0 | #N/A | #N/A |  |  | Savings in MMBtu | Savings in native units |  |  | % change
Unoccupied |  |  | 4 | 97 | #N/A | #N/A | #N/A | #N/A | #N/A | #N/A | #N/A | #N/A | #N/A | #N/A | #N/A | #N/A | #N/A | #N/A | #N/A | #N/A | #N/A | #N/A | #N/A | #N/A | #N/A | #N/A |  | 0 | #N/A | #N/A | #N/A | #N/A | #N/A | #N/A | #N/A | #N/A | #N/A | #N/A | #N/A | #N/A | #N/A | #N/A | #N/A | 0 | 0 | 0 | 0 | 0 | #N/A | #N/A |  | kWh savings | 0 | 0 | kWh | Electric | #DIV/0!
Building type: |  |  | 5 | 95 | #N/A | #N/A | #N/A | #N/A | #N/A | #N/A | #N/A | #N/A | #N/A | #N/A | #N/A | #N/A | #N/A | #N/A | #N/A | #N/A | #N/A | #N/A | #N/A | #N/A | #N/A | #N/A |  | 0 | #N/A | #N/A | #N/A | #N/A | #N/A | #N/A | #N/A | #N/A | #N/A | #N/A | #N/A | #N/A | #N/A | #N/A | #N/A | 0 | 0 | 0 | 0 | 0 | #N/A | #N/A |  | therm savings | 0 | 0 | therm | Fossil Fuel | #DIV/0!
Baseline Degradation Constant | 0.2 |  | 6 | 93 | #N/A | #N/A | #N/A | #N/A | #N/A | #N/A | #N/A | #N/A | #N/A | #N/A | #N/A | #N/A | #N/A | #N/A | #N/A | #N/A | #N/A | #N/A | #N/A | #N/A | #N/A | #N/A |  | 0 | #N/A | #N/A | #N/A | #N/A | #N/A | #N/A | #N/A | #N/A | #N/A | #N/A | #N/A | #N/A | #N/A | #N/A | #N/A | 0 | 0 | 0 | 0 | 0 | #N/A | #N/A
Proposed Degradation Constant | 0.4 |  | 7 | 91 | #N/A | #N/A | #N/A | #N/A | #N/A | #N/A | #N/A | #N/A | #N/A | #N/A | #N/A | #N/A | #N/A | #N/A | #N/A | #N/A | #N/A | #N/A | #N/A | #N/A | #N/A | #N/A |  | 0 | #N/A | #N/A | #N/A | #N/A | #N/A | #N/A | #N/A | #N/A | #N/A | #N/A | #N/A | #N/A | #N/A | #N/A | #N/A | 0 | 0 | 0 | 0 | 0 | #N/A | #N/A |  | Est/Calc Values | Baseline MMBTU | Proposed MMBTU | Delta MMBTU | % change
BHL Factor | 1 |  | 8 | 89 | #N/A | #N/A | #N/A | #N/A | #N/A | #N/A | #N/A | #N/A | #N/A | #N/A | #N/A | #N/A | #N/A | #N/A | #N/A | #N/A | #N/A | #N/A | #N/A | #N/A | #N/A | #N/A |  | 0 | #N/A | #N/A | #N/A | #N/A | #N/A | #N/A | #N/A | #N/A | #N/A | #N/A | #N/A | #N/A | #N/A | #N/A | #N/A | 0 | 0 | 0 | 0 | 0 | #N/A | #N/A |  | Cooling | 0 | 0 | 0 | 0%
Utilization Ratio | 1 |  | 9 | 87 | #N/A | #N/A | #N/A | #N/A | #N/A | #N/A | #N/A | #N/A | #N/A | #N/A | #N/A | #N/A | #N/A | #N/A | #N/A | #N/A | #N/A | #N/A | #N/A | #N/A | #N/A | #N/A |  | 0 | #N/A | #N/A | #N/A | #N/A | #N/A | #N/A | #N/A | #N/A | #N/A | #N/A | #N/A | #N/A | #N/A | #N/A | #N/A | 0 | 0 | 0 | 0 | 0 | #N/A | #N/A |  | Heating | 0 | 0 | 0 | #DIV/0!
Back-up Sizing of Design Load | 0.5 |  | 10 | 85 | #N/A | #N/A | #N/A | #N/A | #N/A | #N/A | #N/A | #N/A | #N/A | #N/A | #N/A | #N/A | #N/A | #N/A | #N/A | #N/A | #N/A | #N/A | #N/A | #N/A | #N/A | #N/A |  | 0 | #N/A | #N/A | #N/A | #N/A | #N/A | #N/A | #N/A | #N/A | #N/A | #N/A | #N/A | #N/A | #N/A | #N/A | #N/A | 0 | 0 | 0 | 0 | 0 | #N/A | #N/A |  | Total | 0 | 0 | 0 | #DIV/0!
Controls Factor | 1 |  | 11 | 83 | #N/A | #N/A | #N/A | #N/A | #N/A | #N/A | #N/A | #N/A | #N/A | #N/A | #N/A | #N/A | #N/A | #N/A | #N/A | #N/A | #N/A | #N/A | #N/A | #N/A | #N/A | #N/A |  | 0 | #N/A | #N/A | #N/A | #N/A | #N/A | #N/A | #N/A | #N/A | #N/A | #N/A | #N/A | #N/A | #N/A | #N/A | #N/A | 0 | 0 | 0 | 0 | 0 | #N/A | #N/A |  | Total kBTU/sf | #DIV/0! | #DIV/0!
Coincidence Factor (Peak Demand) | 0.8 |  | 12 | 81 | #N/A | #N/A | #N/A | #N/A | #N/A | #N/A | #N/A | #N/A | #N/A | #N/A | #N/A | #N/A | #N/A | #N/A | #N/A | #N/A | #N/A | #N/A | #N/A | #N/A | #N/A | #N/A |  | 0 | #N/A | #N/A | #N/A | #N/A | #N/A | #N/A | #N/A | #N/A | #N/A | #N/A | #N/A | #N/A | #N/A | #N/A | #N/A | 0 | 0 | 0 | 0 | 0 | #N/A | #N/A
|  |  | 13 | 79 | #N/A | #N/A | #N/A | #N/A | #N/A | #N/A | #N/A | #N/A | #N/A | #N/A | #N/A | #N/A | #N/A | #N/A | #N/A | #N/A | #N/A | #N/A | #N/A | #N/A | #N/A | #N/A |  | 0 | #N/A | #N/A | #N/A | #N/A | #N/A | #N/A | #N/A | #N/A | #N/A | #N/A | #N/A | #N/A | #N/A | #N/A | #N/A | 0 | 0 | 0 | 0 | 0 | #N/A | #N/A |  |  | Billing/Utility Data MMBTU | Ratio (utility bill/calc savings) | Adjusted MMBTU | Proposed MMBTU | Delta MMBTU | % change
|  |  | 14 | 77 | #N/A | #N/A | #N/A | #N/A | #N/A | #N/A | #N/A | #N/A | #N/A | #N/A | #N/A | #N/A | #N/A | #N/A | #N/A | #N/A | #N/A | #N/A | #N/A | #N/A | #N/A | #N/A |  | 0 | #N/A | #N/A | #N/A | #N/A | #N/A | #N/A | #N/A | #N/A | #N/A | #N/A | #N/A | #N/A | #N/A | #N/A | #N/A | 0 | 0 | 0 | 0 | 0 | #N/A | #N/A |  | Cooling or kWh | #DIV/0! | #DIV/0! | #DIV/0! | #DIV/0! | #DIV/0! | #DIV/0!
|  |  | 15 | 75 | #N/A | #N/A | #N/A | #N/A | #N/A | #N/A | #N/A | #N/A | #N/A | #N/A | #N/A | #N/A | #N/A | #N/A | #N/A | #N/A | #N/A | #N/A | #N/A | #N/A | #N/A | #N/A |  | 0 | #N/A | #N/A | #N/A | #N/A | #N/A | #N/A | #N/A | #N/A | #N/A | #N/A | #N/A | #N/A | #N/A | #N/A | #N/A | 0 | 0 | 0 | 0 | 0 | #N/A | #N/A |  | Heating of Fuel MMBtu | #DIV/0! | #DIV/0! | #DIV/0! | #DIV/0! | #DIV/0! | #DIV/0!
Definition of Inputs (from the ASHP White Paper) |  |  | 16 | 73 | #N/A | #N/A | #N/A | #N/A | #N/A | #N/A | #N/A | #N/A | #N/A | #N/A | #N/A | #N/A | #N/A | #N/A | #N/A | #N/A | #N/A | #N/A | #N/A | #N/A | #N/A | #N/A |  | 0 | #N/A | #N/A | #N/A | #N/A | #N/A | #N/A | #N/A | #N/A | #N/A | #N/A | #N/A | #N/A | #N/A | #N/A | #N/A | 0 | 0 | 0 | 0 | 0 | #N/A | #N/A |  | Total | #DIV/0! |  | #DIV/0! | #DIV/0! | #DIV/0! | #DIV/0!
|  |  | 17 | 71 | #N/A | #N/A | #N/A | #N/A | #N/A | #N/A | #N/A | #N/A | #N/A | #N/A | #N/A | #N/A | #N/A | #N/A | #N/A | #N/A | #N/A | #N/A | #N/A | #N/A | #N/A | #N/A |  | 0 | #N/A | #N/A | #N/A | #N/A | #N/A | #N/A | #N/A | #N/A | #N/A | #N/A | #N/A | #N/A | #N/A | #N/A | #N/A | 0 | 0 | 0 | 0 | 0 | #N/A | #N/A |  | Total kBTU/sf
HP Control Approach |  |  | 18 | 69 | #N/A | #N/A | #N/A | #N/A | #N/A | #N/A | #N/A | #N/A | #N/A | #N/A | #N/A | #N/A | #N/A | #N/A | #N/A | #N/A | #N/A | #N/A | #N/A | #N/A | #N/A | #N/A |  | 0 | #N/A | #N/A | #N/A | #N/A | #N/A | #N/A | #N/A | #N/A | #N/A | #N/A | #N/A | #N/A | #N/A | #N/A | #N/A | 0 | 0 | 0 | 0 | 0 | #N/A | #N/A |  |  |  | Billing/Utility data is scaled by "% of Original Load"
Separate Control - ASHP and backup heat source are separately controlled |  |  | 19 | 67 | #N/A | #N/A | #N/A | #N/A | #N/A | #N/A | #N/A | #N/A | #N/A | #N/A | #N/A | #N/A | #N/A | #N/A | #N/A | #N/A | #N/A | #N/A | #N/A | #N/A | #N/A | #N/A |  | 0 | #N/A | #N/A | #N/A | #N/A | #N/A | #N/A | #N/A | #N/A | #N/A | #N/A | #N/A | #N/A | #N/A | #N/A | #N/A | 0 | 0 | 0 | 0 | 0 | #N/A | #N/A |  |  |  | If Ratio <1 then use scaled utility data INSTEAD of Calc data
|  |  | 20 | 65 | #N/A | #N/A | #N/A | #N/A | #N/A | #N/A | #N/A | #N/A | #N/A | #N/A | #N/A | #N/A | #N/A | #N/A | #N/A | #N/A | #N/A | #N/A | #N/A | #N/A | #N/A | #N/A |  | 0 | #N/A | #N/A | #N/A | #N/A | #N/A | #N/A | #N/A | #N/A | #N/A | #N/A | #N/A | #N/A | #N/A | #N/A | #N/A | 0 | 0 | 0 | 0 | 0 | #N/A | #N/A
Integrated Control - ASHP and backup heat source (ie resistance heat) are controlled to maximize HP output |  |  | 21 | 63 | #N/A | #N/A | #N/A | #N/A | #N/A | #N/A | #N/A | #N/A | #N/A | #N/A | #N/A | #N/A | #N/A | #N/A | #N/A | #N/A | #N/A | #N/A | #N/A | #N/A | #N/A | #N/A |  | 0 | #N/A | #N/A | #N/A | #N/A | #N/A | #N/A | #N/A | #N/A | #N/A | #N/A | #N/A | #N/A | #N/A | #N/A | #N/A | 0 | 0 | 0 | 0 | 0 | #N/A | #N/A
|  |  | 22 | 61 | #N/A | #N/A | #N/A | #N/A | #N/A | #N/A | #N/A | #N/A | #N/A | #N/A | #N/A | #N/A | #N/A | #N/A | #N/A | #N/A | #N/A | #N/A | #N/A | #N/A | #N/A | #N/A |  | 0 | #N/A | #N/A | #N/A | #N/A | #N/A | #N/A | #N/A | #N/A | #N/A | #N/A | #N/A | #N/A | #N/A | #N/A | #N/A | 0 | 0 | 0 | 0 | 0 | #N/A | #N/A
UR - Utilization Ratio. Fraction of HP capacity when load is shared between HP and backup heat source |  |  | 23 | 59 | #N/A | #N/A | #N/A | #N/A | #N/A | #N/A | #N/A | #N/A | #N/A | #N/A | #N/A | #N/A | #N/A | #N/A | #N/A | #N/A | #N/A | #N/A | #N/A | #N/A | #N/A | #N/A |  | 0 | #N/A | #N/A | #N/A | #N/A | #N/A | #N/A | #N/A | #N/A | #N/A | #N/A | #N/A | #N/A | #N/A | #N/A | #N/A | 0 | 0 | 0 | 0 | 0 | #N/A | #N/A
|  |  | 24 | 57 | #N/A | #N/A | #N/A | #N/A | #N/A | #N/A | #N/A | #N/A | #N/A | #N/A | #N/A | #N/A | #N/A | #N/A | #N/A | #N/A | #N/A | #N/A | #N/A | #N/A | #N/A | #N/A |  | 0 | #N/A | #N/A | #N/A | #N/A | #N/A | #N/A | #N/A | #N/A | #N/A | #N/A | #N/A | #N/A | #N/A | #N/A | #N/A | 0 | 0 | 0 | 0 | 0 | #N/A | #N/A
BHL Factor - factor to adjust for impact of internal gains on heating load at design (default is 1.1). Greater than 1.1 means gains decrease heating load |  |  | 25 | 55 | #N/A | #N/A | #N/A | #N/A | #N/A | #N/A | #N/A | #N/A | #N/A | #N/A | #N/A | #N/A | #N/A | #N/A | #N/A | #N/A | #N/A | #N/A | #N/A | #N/A | #N/A | #N/A |  | 0 | #N/A | #N/A | #N/A | #N/A | #N/A | #N/A | #N/A | #N/A | #N/A | #N/A | #N/A | #N/A | #N/A | #N/A | #N/A | 0 | 0 | 0 | 0 | 0 | #N/A | #N/A
|  |  | 26 | 53 | #N/A | #N/A | #N/A | #N/A | #N/A | #N/A | #N/A | #N/A | #N/A | #N/A | #N/A | #N/A | #N/A | #N/A | #N/A | #N/A | #N/A | #N/A | #N/A | #N/A | #N/A | #N/A |  | 0 | #N/A | #N/A | #N/A | #N/A | #N/A | #N/A | #N/A | #N/A | #N/A | #N/A | #N/A | #N/A | #N/A | #N/A | #N/A | 0 | 0 | 0 | 0 | 0 | #N/A | #N/A
CD - Degradation Coefficient. Factor from AHRI 210/240 for account for efficiency losses due to cycling (default is 0.40 for ccASHP) |  |  | 27 | 51 | #N/A | #N/A | #N/A | #N/A | #N/A | #N/A | #N/A | #N/A | #N/A | #N/A | #N/A | #N/A | #N/A | #N/A | #N/A | #N/A | #N/A | #N/A | #N/A | #N/A | #N/A | #N/A |  | 0 | #N/A | #N/A | #N/A | #N/A | #N/A | #N/A | #N/A | #N/A | #N/A | #N/A | #N/A | #N/A | #N/A | #N/A | #N/A | 0 | 0 | 0 | 0 | 0 | #N/A | #N/A
|  |  | 28 | 49 | #N/A | #N/A | #N/A | #N/A | #N/A | #N/A | #N/A | #N/A | #N/A | #N/A | #N/A | #N/A | #N/A | #N/A | #N/A | #N/A | #N/A | #N/A | #N/A | #N/A | #N/A | #N/A |  | 0 | #N/A | #N/A | #N/A | #N/A | #N/A | #N/A | #N/A | #N/A | #N/A | #N/A | #N/A | #N/A | #N/A | #N/A | #N/A | 0 | 0 | 0 | 0 | 0 | #N/A | #N/A
Backup Sizing Factor. Relative size of backup heating system compared to design building heating load (BHL). |  |  | 29 | 47 | #N/A | #N/A | #N/A | #N/A | #N/A | #N/A | #N/A | #N/A | #N/A | #N/A | #N/A | #N/A | #N/A | #N/A | #N/A | #N/A | #N/A | #N/A | #N/A | #N/A | #N/A | #N/A |  | 0 | #N/A | #N/A | #N/A | #N/A | #N/A | #N/A | #N/A | #N/A | #N/A | #N/A | #N/A | #N/A | #N/A | #N/A | #N/A | 0 | 0 | 0 | 0 | 0 | #N/A | #N/A
|  |  | 30 | 45 | #N/A | #N/A | #N/A | #N/A | #N/A | #N/A | #N/A | #N/A | #N/A | #N/A | #N/A | #N/A | #N/A | #N/A | #N/A | #N/A | #N/A | #N/A | #N/A | #N/A | #N/A | #N/A |  | 0 | #N/A | #N/A | #N/A | #N/A | #N/A | #N/A | #N/A | #N/A | #N/A | #N/A | #N/A | #N/A | #N/A | #N/A | #N/A | 0 | 0 | 0 | 0 | 0 | #N/A | #N/A
|  |  | 31 | 43 | #N/A | #N/A | #N/A | #N/A | #N/A | #N/A | #N/A | #N/A | #N/A | #N/A | #N/A | #N/A | #N/A | #N/A | #N/A | #N/A | #N/A | #N/A | #N/A | #N/A | #N/A | #N/A |  | 0 | #N/A | #N/A | #N/A | #N/A | #N/A | #N/A | #N/A | #N/A | #N/A | #N/A | #N/A | #N/A | #N/A | #N/A | #N/A | 0 | 0 | 0 | 0 | 0 | #N/A | #N/A
|  |  | 32 | 41 | #N/A | #N/A | #N/A | #N/A | #N/A | #N/A | #N/A | #N/A | #N/A | #N/A | #N/A | #N/A | #N/A | #N/A | #N/A | #N/A | #N/A | #N/A | #N/A | #N/A | #N/A | #N/A |  | 0 | #N/A | #N/A | #N/A | #N/A | #N/A | #N/A | #N/A | #N/A | #N/A | #N/A | #N/A | #N/A | #N/A | #N/A | #N/A | 0 | 0 | 0 | 0 | 0 | #N/A | #N/A
|  |  | 33 | 39 | #N/A | #N/A | #N/A | #N/A | #N/A | #N/A | #N/A | #N/A | #N/A | #N/A | #N/A | #N/A | #N/A | #N/A | #N/A | #N/A | #N/A | #N/A | #N/A | #N/A | #N/A | #N/A |  | 0 | #N/A | #N/A | #N/A | #N/A | #N/A | #N/A | #N/A | #N/A | #N/A | #N/A | #N/A | #N/A | #N/A | #N/A | #N/A | 0 | 0 | 0 | 0 | 0 | #N/A | #N/A
|  |  | 34 | 37 | #N/A | #N/A | #N/A | #N/A | #N/A | #N/A | #N/A | #N/A | #N/A | #N/A | #N/A | #N/A | #N/A | #N/A | #N/A | #N/A | #N/A | #N/A | #N/A | #N/A | #N/A | #N/A |  | 0 | #N/A | #N/A | #N/A | #N/A | #N/A | #N/A | #N/A | #N/A | #N/A | #N/A | #N/A | #N/A | #N/A | #N/A | #N/A | 0 | 0 | 0 | 0 | 0 | #N/A | #N/A
|  |  | 35 | 35 | #N/A | #N/A | #N/A | #N/A | #N/A | #N/A | #N/A | #N/A | #N/A | #N/A | #N/A | #N/A | #N/A | #N/A | #N/A | #N/A | #N/A | #N/A | #N/A | #N/A | #N/A | #N/A |  | 0 | #N/A | #N/A | #N/A | #N/A | #N/A | #N/A | #N/A | #N/A | #N/A | #N/A | #N/A | #N/A | #N/A | #N/A | #N/A | 0 | 0 | 0 | 0 | 0 | #N/A | #N/A
|  |  | 36 | 33 | #N/A | #N/A | #N/A | #N/A | #N/A | #N/A | #N/A | #N/A | #N/A | #N/A | #N/A | #N/A | #N/A | #N/A | #N/A | #N/A | #N/A | #N/A | #N/A | #N/A | #N/A | #N/A |  | 0 | #N/A | #N/A | #N/A | #N/A | #N/A | #N/A | #N/A | #N/A | #N/A | #N/A | #N/A | #N/A | #N/A | #N/A | #N/A | 0 | 0 | 0 | 0 | 0 | #N/A | #N/A
|  |  | 37 | 31 | #N/A | #N/A | #N/A | #N/A | #N/A | #N/A | #N/A | #N/A | #N/A | #N/A | #N/A | #N/A | #N/A | #N/A | #N/A | #N/A | #N/A | #N/A | #N/A | #N/A | #N/A | #N/A |  | 0 | #N/A | #N/A | #N/A | #N/A | #N/A | #N/A | #N/A | #N/A | #N/A | #N/A | #N/A | #N/A | #N/A | #N/A | #N/A | 0 | 0 | 0 | 0 | 0 | #N/A | #N/A
|  |  | 38 | 29 | #N/A | #N/A | #N/A | #N/A | #N/A | #N/A | #N/A | #N/A | #N/A | #N/A | #N/A | #N/A | #N/A | #N/A | #N/A | #N/A | #N/A | #N/A | #N/A | #N/A | #N/A | #N/A |  | 0 | #N/A | #N/A | #N/A | #N/A | #N/A | #N/A | #N/A | #N/A | #N/A | #N/A | #N/A | #N/A | #N/A | #N/A | #N/A | 0 | 0 | 0 | 0 | 0 | #N/A | #N/A
|  |  | 39 | 27 | #N/A | #N/A | #N/A | #N/A | #N/A | #N/A | #N/A | #N/A | #N/A | #N/A | #N/A | #N/A | #N/A | #N/A | #N/A | #N/A | #N/A | #N/A | #N/A | #N/A | #N/A | #N/A |  | 0 | #N/A | #N/A | #N/A | #N/A | #N/A | #N/A | #N/A | #N/A | #N/A | #N/A | #N/A | #N/A | #N/A | #N/A | #N/A | 0 | 0 | 0 | 0 | 0 | #N/A | #N/A
|  |  | 40 | 25 | #N/A | #N/A | #N/A | #N/A | #N/A | #N/A | #N/A | #N/A | #N/A | #N/A | #N/A | #N/A | #N/A | #N/A | #N/A | #N/A | #N/A | #N/A | #N/A | #N/A | #N/A | #N/A |  | 0 | #N/A | #N/A | #N/A | #N/A | #N/A | #N/A | #N/A | #N/A | #N/A | #N/A | #N/A | #N/A | #N/A | #N/A | #N/A | 0 | 0 | 0 | 0 | 0 | #N/A | #N/A
|  |  | 41 | 23 | #N/A | #N/A | #N/A | #N/A | #N/A | #N/A | #N/A | #N/A | #N/A | #N/A | #N/A | #N/A | #N/A | #N/A | #N/A | #N/A | #N/A | #N/A | #N/A | #N/A | #N/A | #N/A |  | 0 | #N/A | #N/A | #N/A | #N/A | #N/A | #N/A | #N/A | #N/A | #N/A | #N/A | #N/A | #N/A | #N/A | #N/A | #N/A | 0 | 0 | 0 | 0 | 0 | #N/A | #N/A
|  |  | 42 | 21 | #N/A | #N/A | #N/A | #N/A | #N/A | #N/A | #N/A | #N/A | #N/A | #N/A | #N/A | #N/A | #N/A | #N/A | #N/A | #N/A | #N/A | #N/A | #N/A | #N/A | #N/A | #N/A |  | 0 | #N/A | #N/A | #N/A | #N/A | #N/A | #N/A | #N/A | #N/A | #N/A | #N/A | #N/A | #N/A | #N/A | #N/A | #N/A | 0 | 0 | 0 | 0 | 0 | #N/A | #N/A
|  |  | 43 | 19 | #N/A | #N/A | #N/A | #N/A | #N/A | #N/A | #N/A | #N/A | #N/A | #N/A | #N/A | #N/A | #N/A | #N/A | #N/A | #N/A | #N/A | #N/A | #N/A | #N/A | #N/A | #N/A |  | 0 | #N/A | #N/A | #N/A | #N/A | #N/A | #N/A | #N/A | #N/A | #N/A | #N/A | #N/A | #N/A | #N/A | #N/A | #N/A | 0 | 0 | 0 | 0 | 0 | #N/A | #N/A
|  |  | 44 | 17 | #N/A | #N/A | #N/A | #N/A | #N/A | #N/A | #N/A | #N/A | #N/A | #N/A | #N/A | #N/A | #N/A | #N/A | #N/A | #N/A | #N/A | #N/A | #N/A | #N/A | #N/A | #N/A |  | 0 | #N/A | #N/A | #N/A | #N/A | #N/A | #N/A | #N/A | #N/A | #N/A | #N/A | #N/A | #N/A | #N/A | #N/A | #N/A | 0 | 0 | 0 | 0 | 0 | #N/A | #N/A
|  |  | 45 | 15 | #N/A | #N/A | #N/A | #N/A | #N/A | #N/A | #N/A | #N/A | #N/A | #N/A | #N/A | #N/A | #N/A | #N/A | #N/A | #N/A | #N/A | #N/A | #N/A | #N/A | #N/A | #N/A |  | 0 | #N/A | #N/A | #N/A | #N/A | #N/A | #N/A | #N/A | #N/A | #N/A | #N/A | #N/A | #N/A | #N/A | #N/A | #N/A | 0 | 0 | 0 | 0 | 0 | #N/A | #N/A
|  |  | 46 | 13 | #N/A | #N/A | #N/A | #N/A | #N/A | #N/A | #N/A | #N/A | #N/A | #N/A | #N/A | #N/A | #N/A | #N/A | #N/A | #N/A | #N/A | #N/A | #N/A | #N/A | #N/A | #N/A |  | 0 | #N/A | #N/A | #N/A | #N/A | #N/A | #N/A | #N/A | #N/A | #N/A | #N/A | #N/A | #N/A | #N/A | #N/A | #N/A | 0 | 0 | 0 | 0 | 0 | #N/A | #N/A
|  |  | 47 | 11 | #N/A | #N/A | #N/A | #N/A | #N/A | #N/A | #N/A | #N/A | #N/A | #N/A | #N/A | #N/A | #N/A | #N/A | #N/A | #N/A | #N/A | #N/A | #N/A | #N/A | #N/A | #N/A |  | 0 | #N/A | #N/A | #N/A | #N/A | #N/A | #N/A | #N/A | #N/A | #N/A | #N/A | #N/A | #N/A | #N/A | #N/A | #N/A | 0 | 0 | 0 | 0 | 0 | #N/A | #N/A
|  |  | 48 | 9 | #N/A | #N/A | #N/A | #N/A | #N/A | #N/A | #N/A | #N/A | #N/A | #N/A | #N/A | #N/A | #N/A | #N/A | #N/A | #N/A | #N/A | #N/A | #N/A | #N/A | #N/A | #N/A |  | 0 | #N/A | #N/A | #N/A | #N/A | #N/A | #N/A | #N/A | #N/A | #N/A | #N/A | #N/A | #N/A | #N/A | #N/A | #N/A | 0 | 0 | 0 | 0 | 0 | #N/A | #N/A
|  |  | 49 | 7 | #N/A | #N/A | #N/A | #N/A | #N/A | #N/A | #N/A | #N/A | #N/A | #N/A | #N/A | #N/A | #N/A | #N/A | #N/A | #N/A | #N/A | #N/A | #N/A | #N/A | #N/A | #N/A |  | 0 | #N/A | #N/A | #N/A | #N/A | #N/A | #N/A | #N/A | #N/A | #N/A | #N/A | #N/A | #N/A | #N/A | #N/A | #N/A | 0 | 0 | 0 | 0 | 0 | #N/A | #N/A
|  |  | 50 | 5 | #N/A | #N/A | #N/A | #N/A | #N/A | #N/A | #N/A | #N/A | #N/A | #N/A | #N/A | #N/A | #N/A | #N/A | #N/A | #N/A | #N/A | #N/A | #N/A | #N/A | #N/A | #N/A |  | 0 | #N/A | #N/A | #N/A | #N/A | #N/A | #N/A | #N/A | #N/A | #N/A | #N/A | #N/A | #N/A | #N/A | #N/A | #N/A | 0 | 0 | 0 | 0 | 0 | #N/A | #N/A
|  |  | 51 | 3 | #N/A | #N/A | #N/A | #N/A | #N/A | #N/A | #N/A | #N/A | #N/A | #N/A | #N/A | #N/A | #N/A | #N/A | #N/A | #N/A | #N/A | #N/A | #N/A | #N/A | #N/A | #N/A |  | 0 | #N/A | #N/A | #N/A | #N/A | #N/A | #N/A | #N/A | #N/A | #N/A | #N/A | #N/A | #N/A | #N/A | #N/A | #N/A | 0 | 0 | 0 | 0 | 0 | #N/A | #N/A
|  |  | 52 | 1 | #N/A | #N/A | #N/A | #N/A | #N/A | #N/A | #N/A | #N/A | #N/A | #N/A | #N/A | #N/A | #N/A | #N/A | #N/A | #N/A | #N/A | #N/A | #N/A | #N/A | #N/A | #N/A |  | 0 | #N/A | #N/A | #N/A | #N/A | #N/A | #N/A | #N/A | #N/A | #N/A | #N/A | #N/A | #N/A | #N/A | #N/A | #N/A | 0 | 0 | 0 | 0 | 0 | #N/A | #N/A
|  |  | 53 | -1 | #N/A | #N/A | #N/A | #N/A | #N/A | #N/A | #N/A | #N/A | #N/A | #N/A | #N/A | #N/A | #N/A | #N/A | #N/A | #N/A | #N/A | #N/A | #N/A | #N/A | #N/A | #N/A |  | 0 | #N/A | #N/A | #N/A | #N/A | #N/A | #N/A | #N/A | #N/A | #N/A | #N/A | #N/A | #N/A | #N/A | #N/A | #N/A | 0 | 0 | 0 | 0 | 0 | #N/A | #N/A
|  |  | 54 | -3 | #N/A | #N/A | #N/A | #N/A | #N/A | #N/A | #N/A | #N/A | #N/A | #N/A | #N/A | #N/A | #N/A | #N/A | #N/A | #N/A | #N/A | #N/A | #N/A | #N/A | #N/A | #N/A |  | 0 | #N/A | #N/A | #N/A | #N/A | #N/A | #N/A | #N/A | #N/A | #N/A | #N/A | #N/A | #N/A | #N/A | #N/A | #N/A | 0 | 0 | 0 | 0 | 0 | #N/A | #N/A
|  |  | 55 | -5 | #N/A | #N/A | #N/A | #N/A | #N/A | #N/A | #N/A | #N/A | #N/A | #N/A | #N/A | #N/A | #N/A | #N/A | #N/A | #N/A | #N/A | #N/A | #N/A | #N/A | #N/A | #N/A |  | 0 | #N/A | #N/A | #N/A | #N/A | #N/A | #N/A | #N/A | #N/A | #N/A | #N/A | #N/A | #N/A | #N/A | #N/A | #N/A | 0 | 0 | 0 | 0 | 0 | #N/A | #N/A
|  |  | 56 | -7 | #N/A | #N/A | #N/A | #N/A | #N/A | #N/A | #N/A | #N/A | #N/A | #N/A | #N/A | #N/A | #N/A | #N/A | #N/A | #N/A | #N/A | #N/A | #N/A | #N/A | #N/A | #N/A |  | 0 | #N/A | #N/A | #N/A | #N/A | #N/A | #N/A | #N/A | #N/A | #N/A | #N/A | #N/A | #N/A | #N/A | #N/A | #N/A | 0 | 0 | 0 | 0 | 0 | #N/A | #N/A
|  |  | 57 | -9 | #N/A | #N/A | #N/A | #N/A | #N/A | #N/A | #N/A | #N/A | #N/A | #N/A | #N/A | #N/A | #N/A | #N/A | #N/A | #N/A | #N/A | #N/A | #N/A | #N/A | #N/A | #N/A |  | 0 | #N/A | #N/A | #N/A | #N/A | #N/A | #N/A | #N/A | #N/A | #N/A | #N/A | #N/A | #N/A | #N/A | #N/A | #N/A | 0 | 0 | 0 | 0 | 0 | #N/A | #N/A
|  |  | 58 | -11 | #N/A | #N/A | #N/A | #N/A | #N/A | #N/A | #N/A | #N/A | #N/A | #N/A | #N/A | #N/A | #N/A | #N/A | #N/A | #N/A | #N/A | #N/A | #N/A | #N/A | #N/A | #N/A |  | 0 | #N/A | #N/A | #N/A | #N/A | #N/A | #N/A | #N/A | #N/A | #N/A | #N/A | #N/A | #N/A | #N/A | #N/A | #N/A | 0 | 0 | 0 | 0 | 0 | #N/A | #N/A
|  |  | 59 | -13 | #N/A | #N/A | #N/A | #N/A | #N/A | #N/A | #N/A | #N/A | #N/A | #N/A | #N/A | #N/A | #N/A | #N/A | #N/A | #N/A | #N/A | #N/A | #N/A | #N/A | #N/A | #N/A |  | 0 | #N/A | #N/A | #N/A | #N/A | #N/A | #N/A | #N/A | #N/A | #N/A | #N/A | #N/A | #N/A | #N/A | #N/A | #N/A | 0 | 0 | 0 | 0 | 0 | #N/A | #N/A
|  |  | 60 | -15 | #N/A | #N/A | #N/A | #N/A | #N/A | #N/A | #N/A | #N/A | #N/A | #N/A | #N/A | #N/A | #N/A | #N/A | #N/A | #N/A | #N/A | #N/A | #N/A | #N/A | #N/A | #N/A |  | 0 | #N/A | #N/A | #N/A | #N/A | #N/A | #N/A | #N/A | #N/A | #N/A | #N/A | #N/A | #N/A | #N/A | #N/A | #N/A | 0 | 0 | 0 | 0 | 0 | #N/A | #N/A
|  |  | 61 | -17 | #N/A | #N/A | #N/A | #N/A | #N/A | #N/A | #N/A | #N/A | #N/A | #N/A | #N/A | #N/A | #N/A | #N/A | #N/A | #N/A | #N/A | #N/A | #N/A | #N/A | #N/A | #N/A |  | 0 | #N/A | #N/A | #N/A | #N/A | #N/A | #N/A | #N/A | #N/A | #N/A | #N/A | #N/A | #N/A | #N/A | #N/A | #N/A | 0 | 0 | 0 | 0 | 0 | #N/A | #N/A
|  |  | 62 | -19 | #N/A | #N/A | #N/A | #N/A | #N/A | #N/A | #N/A | #N/A | #N/A | #N/A | #N/A | #N/A | #N/A | #N/A | #N/A | #N/A | #N/A | #N/A | #N/A | #N/A | #N/A | #N/A |  | 0 | #N/A | #N/A | #N/A | #N/A | #N/A | #N/A | #N/A | #N/A | #N/A | #N/A | #N/A | #N/A | #N/A | #N/A | #N/A | 0 | 0 | 0 | 0 | 0 | #N/A | #N/A
|  |  | 63 | -21 | #N/A | #N/A | #N/A | #N/A | #N/A | #N/A | #N/A | #N/A | #N/A | #N/A | #N/A | #N/A | #N/A | #N/A | #N/A | #N/A | #N/A | #N/A | #N/A | #N/A | #N/A | #N/A |  | 0 | #N/A | #N/A | #N/A | #N/A | #N/A | #N/A | #N/A | #N/A | #N/A | #N/A | #N/A | #N/A | #N/A | #N/A | #N/A | 0 | 0 | 0 | 0 | 0 | #N/A | #N/A
|  |  | 64 | -23 | #N/A | #N/A | #N/A | #N/A | #N/A | #N/A | #N/A | #N/A | #N/A | #N/A | #N/A | #N/A | #N/A | #N/A | #N/A | #N/A | #N/A | #N/A | #N/A | #N/A | #N/A | #N/A |  | 0 | #N/A | #N/A | #N/A | #N/A | #N/A | #N/A | #N/A | #N/A | #N/A | #N/A | #N/A | #N/A | #N/A | #N/A | #N/A | 0 | 0 | 0 | 0 | 0 | #N/A | #N/A
|  |  |  | Totals | #N/A | [19 empty] | ▲Btu | ▲kWh | ▲kWh | [19 empty] | ▲Btu | ▲kWh | #N/A | #N/A
[49 empty] | ▲kWh | ▲MMbtu
UNOCCUPIED MODE
|  |  |  | Heating Calculation | [23 empty] | Cooling Calculation | [20 empty] | Net Savings
|  |  | Row Reference for Bin data lookup | Outdoor Air Temperature Mid-pts | Unoccupied Hours @ Temp Bin | Mode | Building Load (Btuh) | Minimum Heat Pump Heating Capacity (Btuh) | Maximum Heat Pump Heating Capacity (Btuh) | Delivered Heating Capacity (Btuh) | Delivered Heating Capacity > BHL | Intermediate Speed Ratio | Heating Part Load Factor | Defrost Adjustment Factor | Fraction of Heating Load Met By Heat Pump | Auxiliary Heating (Btuh) | Minimum Heat Pump Heating COP | Maximum Heat Pump Heating COP | Steady State Heating COP | Actual Heating COP | Heat Pump Heating Power (kW) | Auxiliary Heating Power (kW) | Baseline Heating Consumption (btu) | Proposed Heating Consumption (kWh) | Heating Fossil Fuel Avoidance Savings (btu) | Heating Electrification Savings |  | Baseline Cooling Equipment Capacity | Cooling Capacity Adjustment Factor | Minimum Heat Pump Cooling Capacity (Btuh) | Maximum Heat Pump Cooling Capacity (Btuh) | Delivered Cooling Capacity (Btuh) | Delivered Cooling Capacity > BCL | Intermediate Speed Ratio | Fraction of Cooling Load Met By Heat Pump | Cooling Part Load Factor | Minimum Heat Pump Cooling COP | Maximum Heat Pump Cooling COP | Steady State Cooling COP | Actual Cooling COP | Heat Pump Cooling Power (kW) | Baseline Cooling EIR Temperature Adjustment Factor (EIR = 1/Efficiency) | Baseline Part Load Factor (1/PLF, Baseline Cd ) | Baseline Actual Cooling EER | Baseline Cooling Consumption (btu) | Proposed Cooling Consumption (btu) | Cool Savings (btu) | Cool Savings (kWh) | ▲kWh Total | ▲MMbtu Total
|  |  | 2 | 101 | #N/A | #N/A | #N/A | #N/A | #N/A | #N/A | #N/A | #N/A | #N/A | #N/A | #N/A | #N/A | #N/A | #N/A | #N/A | #N/A | #N/A | #N/A | #N/A | #N/A | #N/A | #N/A |  | 0 | #N/A | #N/A | #N/A | #N/A | #N/A | #N/A | #N/A | #N/A | #N/A | #N/A | #N/A | #N/A | #N/A | #N/A | #N/A | 0 | 0 | 0 | 0 | 0 | #N/A | #N/A
|  |  | 3 | 99 | #N/A | #N/A | #N/A | #N/A | #N/A | #N/A | #N/A | #N/A | #N/A | #N/A | #N/A | #N/A | #N/A | #N/A | #N/A | #N/A | #N/A | #N/A | #N/A | #N/A | #N/A | #N/A |  | 0 | #N/A | #N/A | #N/A | #N/A | #N/A | #N/A | #N/A | #N/A | #N/A | #N/A | #N/A | #N/A | #N/A | #N/A | #N/A | 0 | 0 | 0 | 0 | 0 | #N/A | #N/A
|  |  | 4 | 97 | #N/A | #N/A | #N/A | #N/A | #N/A | #N/A | #N/A | #N/A | #N/A | #N/A | #N/A | #N/A | #N/A | #N/A | #N/A | #N/A | #N/A | #N/A | #N/A | #N/A | #N/A | #N/A |  | 0 | #N/A | #N/A | #N/A | #N/A | #N/A | #N/A | #N/A | #N/A | #N/A | #N/A | #N/A | #N/A | #N/A | #N/A | #N/A | 0 | 0 | 0 | 0 | 0 | #N/A | #N/A
|  |  | 5 | 95 | #N/A | #N/A | #N/A | #N/A | #N/A | #N/A | #N/A | #N/A | #N/A | #N/A | #N/A | #N/A | #N/A | #N/A | #N/A | #N/A | #N/A | #N/A | #N/A | #N/A | #N/A | #N/A |  | 0 | #N/A | #N/A | #N/A | #N/A | #N/A | #N/A | #N/A | #N/A | #N/A | #N/A | #N/A | #N/A | #N/A | #N/A | #N/A | 0 | 0 | 0 | 0 | 0 | #N/A | #N/A
|  |  | 6 | 93 | #N/A | #N/A | #N/A | #N/A | #N/A | #N/A | #N/A | #N/A | #N/A | #N/A | #N/A | #N/A | #N/A | #N/A | #N/A | #N/A | #N/A | #N/A | #N/A | #N/A | #N/A | #N/A |  | 0 | #N/A | #N/A | #N/A | #N/A | #N/A | #N/A | #N/A | #N/A | #N/A | #N/A | #N/A | #N/A | #N/A | #N/A | #N/A | 0 | 0 | 0 | 0 | 0 | #N/A | #N/A
|  |  | 7 | 91 | #N/A | #N/A | #N/A | #N/A | #N/A | #N/A | #N/A | #N/A | #N/A | #N/A | #N/A | #N/A | #N/A | #N/A | #N/A | #N/A | #N/A | #N/A | #N/A | #N/A | #N/A | #N/A |  | 0 | #N/A | #N/A | #N/A | #N/A | #N/A | #N/A | #N/A | #N/A | #N/A | #N/A | #N/A | #N/A | #N/A | #N/A | #N/A | 0 | 0 | 0 | 0 | 0 | #N/A | #N/A
|  |  | 8 | 89 | #N/A | #N/A | #N/A | #N/A | #N/A | #N/A | #N/A | #N/A | #N/A | #N/A | #N/A | #N/A | #N/A | #N/A | #N/A | #N/A | #N/A | #N/A | #N/A | #N/A | #N/A | #N/A |  | 0 | #N/A | #N/A | #N/A | #N/A | #N/A | #N/A | #N/A | #N/A | #N/A | #N/A | #N/A | #N/A | #N/A | #N/A | #N/A | 0 | 0 | 0 | 0 | 0 | #N/A | #N/A
|  |  | 9 | 87 | #N/A | #N/A | #N/A | #N/A | #N/A | #N/A | #N/A | #N/A | #N/A | #N/A | #N/A | #N/A | #N/A | #N/A | #N/A | #N/A | #N/A | #N/A | #N/A | #N/A | #N/A | #N/A |  | 0 | #N/A | #N/A | #N/A | #N/A | #N/A | #N/A | #N/A | #N/A | #N/A | #N/A | #N/A | #N/A | #N/A | #N/A | #N/A | 0 | 0 | 0 | 0 | 0 | #N/A | #N/A
|  |  | 10 | 85 | #N/A | #N/A | #N/A | #N/A | #N/A | #N/A | #N/A | #N/A | #N/A | #N/A | #N/A | #N/A | #N/A | #N/A | #N/A | #N/A | #N/A | #N/A | #N/A | #N/A | #N/A | #N/A |  | 0 | #N/A | #N/A | #N/A | #N/A | #N/A | #N/A | #N/A | #N/A | #N/A | #N/A | #N/A | #N/A | #N/A | #N/A | #N/A | 0 | 0 | 0 | 0 | 0 | #N/A | #N/A
|  |  | 11 | 83 | #N/A | #N/A | #N/A | #N/A | #N/A | #N/A | #N/A | #N/A | #N/A | #N/A | #N/A | #N/A | #N/A | #N/A | #N/A | #N/A | #N/A | #N/A | #N/A | #N/A | #N/A | #N/A |  | 0 | #N/A | #N/A | #N/A | #N/A | #N/A | #N/A | #N/A | #N/A | #N/A | #N/A | #N/A | #N/A | #N/A | #N/A | #N/A | 0 | 0 | 0 | 0 | 0 | #N/A | #N/A
|  |  | 12 | 81 | #N/A | #N/A | #N/A | #N/A | #N/A | #N/A | #N/A | #N/A | #N/A | #N/A | #N/A | #N/A | #N/A | #N/A | #N/A | #N/A | #N/A | #N/A | #N/A | #N/A | #N/A | #N/A |  | 0 | #N/A | #N/A | #N/A | #N/A | #N/A | #N/A | #N/A | #N/A | #N/A | #N/A | #N/A | #N/A | #N/A | #N/A | #N/A | 0 | 0 | 0 | 0 | 0 | #N/A | #N/A
|  |  | 13 | 79 | #N/A | #N/A | #N/A | #N/A | #N/A | #N/A | #N/A | #N/A | #N/A | #N/A | #N/A | #N/A | #N/A | #N/A | #N/A | #N/A | #N/A | #N/A | #N/A | #N/A | #N/A | #N/A |  | 0 | #N/A | #N/A | #N/A | #N/A | #N/A | #N/A | #N/A | #N/A | #N/A | #N/A | #N/A | #N/A | #N/A | #N/A | #N/A | 0 | 0 | 0 | 0 | 0 | #N/A | #N/A
|  |  | 14 | 77 | #N/A | #N/A | #N/A | #N/A | #N/A | #N/A | #N/A | #N/A | #N/A | #N/A | #N/A | #N/A | #N/A | #N/A | #N/A | #N/A | #N/A | #N/A | #N/A | #N/A | #N/A | #N/A |  | 0 | #N/A | #N/A | #N/A | #N/A | #N/A | #N/A | #N/A | #N/A | #N/A | #N/A | #N/A | #N/A | #N/A | #N/A | #N/A | 0 | 0 | 0 | 0 | 0 | #N/A | #N/A
|  |  | 15 | 75 | #N/A | #N/A | #N/A | #N/A | #N/A | #N/A | #N/A | #N/A | #N/A | #N/A | #N/A | #N/A | #N/A | #N/A | #N/A | #N/A | #N/A | #N/A | #N/A | #N/A | #N/A | #N/A |  | 0 | #N/A | #N/A | #N/A | #N/A | #N/A | #N/A | #N/A | #N/A | #N/A | #N/A | #N/A | #N/A | #N/A | #N/A | #N/A | 0 | 0 | 0 | 0 | 0 | #N/A | #N/A
|  |  | 16 | 73 | #N/A | #N/A | #N/A | #N/A | #N/A | #N/A | #N/A | #N/A | #N/A | #N/A | #N/A | #N/A | #N/A | #N/A | #N/A | #N/A | #N/A | #N/A | #N/A | #N/A | #N/A | #N/A |  | 0 | #N/A | #N/A | #N/A | #N/A | #N/A | #N/A | #N/A | #N/A | #N/A | #N/A | #N/A | #N/A | #N/A | #N/A | #N/A | 0 | 0 | 0 | 0 | 0 | #N/A | #N/A
|  |  | 17 | 71 | #N/A | #N/A | #N/A | #N/A | #N/A | #N/A | #N/A | #N/A | #N/A | #N/A | #N/A | #N/A | #N/A | #N/A | #N/A | #N/A | #N/A | #N/A | #N/A | #N/A | #N/A | #N/A |  | 0 | #N/A | #N/A | #N/A | #N/A | #N/A | #N/A | #N/A | #N/A | #N/A | #N/A | #N/A | #N/A | #N/A | #N/A | #N/A | 0 | 0 | 0 | 0 | 0 | #N/A | #N/A
|  |  | 18 | 69 | #N/A | #N/A | #N/A | #N/A | #N/A | #N/A | #N/A | #N/A | #N/A | #N/A | #N/A | #N/A | #N/A | #N/A | #N/A | #N/A | #N/A | #N/A | #N/A | #N/A | #N/A | #N/A |  | 0 | #N/A | #N/A | #N/A | #N/A | #N/A | #N/A | #N/A | #N/A | #N/A | #N/A | #N/A | #N/A | #N/A | #N/A | #N/A | 0 | 0 | 0 | 0 | 0 | #N/A | #N/A
|  |  | 19 | 67 | #N/A | #N/A | #N/A | #N/A | #N/A | #N/A | #N/A | #N/A | #N/A | #N/A | #N/A | #N/A | #N/A | #N/A | #N/A | #N/A | #N/A | #N/A | #N/A | #N/A | #N/A | #N/A |  | 0 | #N/A | #N/A | #N/A | #N/A | #N/A | #N/A | #N/A | #N/A | #N/A | #N/A | #N/A | #N/A | #N/A | #N/A | #N/A | 0 | 0 | 0 | 0 | 0 | #N/A | #N/A
|  |  | 20 | 65 | #N/A | #N/A | #N/A | #N/A | #N/A | #N/A | #N/A | #N/A | #N/A | #N/A | #N/A | #N/A | #N/A | #N/A | #N/A | #N/A | #N/A | #N/A | #N/A | #N/A | #N/A | #N/A |  | 0 | #N/A | #N/A | #N/A | #N/A | #N/A | #N/A | #N/A | #N/A | #N/A | #N/A | #N/A | #N/A | #N/A | #N/A | #N/A | 0 | 0 | 0 | 0 | 0 | #N/A | #N/A
|  |  | 21 | 63 | #N/A | #N/A | #N/A | #N/A | #N/A | #N/A | #N/A | #N/A | #N/A | #N/A | #N/A | #N/A | #N/A | #N/A | #N/A | #N/A | #N/A | #N/A | #N/A | #N/A | #N/A | #N/A |  | 0 | #N/A | #N/A | #N/A | #N/A | #N/A | #N/A | #N/A | #N/A | #N/A | #N/A | #N/A | #N/A | #N/A | #N/A | #N/A | 0 | 0 | 0 | 0 | 0 | #N/A | #N/A
|  |  | 22 | 61 | #N/A | #N/A | #N/A | #N/A | #N/A | #N/A | #N/A | #N/A | #N/A | #N/A | #N/A | #N/A | #N/A | #N/A | #N/A | #N/A | #N/A | #N/A | #N/A | #N/A | #N/A | #N/A |  | 0 | #N/A | #N/A | #N/A | #N/A | #N/A | #N/A | #N/A | #N/A | #N/A | #N/A | #N/A | #N/A | #N/A | #N/A | #N/A | 0 | 0 | 0 | 0 | 0 | #N/A | #N/A
|  |  | 23 | 59 | #N/A | #N/A | #N/A | #N/A | #N/A | #N/A | #N/A | #N/A | #N/A | #N/A | #N/A | #N/A | #N/A | #N/A | #N/A | #N/A | #N/A | #N/A | #N/A | #N/A | #N/A | #N/A |  | 0 | #N/A | #N/A | #N/A | #N/A | #N/A | #N/A | #N/A | #N/A | #N/A | #N/A | #N/A | #N/A | #N/A | #N/A | #N/A | 0 | 0 | 0 | 0 | 0 | #N/A | #N/A
|  |  | 24 | 57 | #N/A | #N/A | #N/A | #N/A | #N/A | #N/A | #N/A | #N/A | #N/A | #N/A | #N/A | #N/A | #N/A | #N/A | #N/A | #N/A | #N/A | #N/A | #N/A | #N/A | #N/A | #N/A |  | 0 | #N/A | #N/A | #N/A | #N/A | #N/A | #N/A | #N/A | #N/A | #N/A | #N/A | #N/A | #N/A | #N/A | #N/A | #N/A | 0 | 0 | 0 | 0 | 0 | #N/A | #N/A
|  |  | 25 | 55 | #N/A | #N/A | #N/A | #N/A | #N/A | #N/A | #N/A | #N/A | #N/A | #N/A | #N/A | #N/A | #N/A | #N/A | #N/A | #N/A | #N/A | #N/A | #N/A | #N/A | #N/A | #N/A |  | 0 | #N/A | #N/A | #N/A | #N/A | #N/A | #N/A | #N/A | #N/A | #N/A | #N/A | #N/A | #N/A | #N/A | #N/A | #N/A | 0 | 0 | 0 | 0 | 0 | #N/A | #N/A
|  |  | 26 | 53 | #N/A | #N/A | #N/A | #N/A | #N/A | #N/A | #N/A | #N/A | #N/A | #N/A | #N/A | #N/A | #N/A | #N/A | #N/A | #N/A | #N/A | #N/A | #N/A | #N/A | #N/A | #N/A |  | 0 | #N/A | #N/A | #N/A | #N/A | #N/A | #N/A | #N/A | #N/A | #N/A | #N/A | #N/A | #N/A | #N/A | #N/A | #N/A | 0 | 0 | 0 | 0 | 0 | #N/A | #N/A
|  |  | 27 | 51 | #N/A | #N/A | #N/A | #N/A | #N/A | #N/A | #N/A | #N/A | #N/A | #N/A | #N/A | #N/A | #N/A | #N/A | #N/A | #N/A | #N/A | #N/A | #N/A | #N/A | #N/A | #N/A |  | 0 | #N/A | #N/A | #N/A | #N/A | #N/A | #N/A | #N/A | #N/A | #N/A | #N/A | #N/A | #N/A | #N/A | #N/A | #N/A | 0 | 0 | 0 | 0 | 0 | #N/A | #N/A
|  |  | 28 | 49 | #N/A | #N/A | #N/A | #N/A | #N/A | #N/A | #N/A | #N/A | #N/A | #N/A | #N/A | #N/A | #N/A | #N/A | #N/A | #N/A | #N/A | #N/A | #N/A | #N/A | #N/A | #N/A |  | 0 | #N/A | #N/A | #N/A | #N/A | #N/A | #N/A | #N/A | #N/A | #N/A | #N/A | #N/A | #N/A | #N/A | #N/A | #N/A | 0 | 0 | 0 | 0 | 0 | #N/A | #N/A
|  |  | 29 | 47 | #N/A | #N/A | #N/A | #N/A | #N/A | #N/A | #N/A | #N/A | #N/A | #N/A | #N/A | #N/A | #N/A | #N/A | #N/A | #N/A | #N/A | #N/A | #N/A | #N/A | #N/A | #N/A |  | 0 | #N/A | #N/A | #N/A | #N/A | #N/A | #N/A | #N/A | #N/A | #N/A | #N/A | #N/A | #N/A | #N/A | #N/A | #N/A | 0 | 0 | 0 | 0 | 0 | #N/A | #N/A
|  |  | 30 | 45 | #N/A | #N/A | #N/A | #N/A | #N/A | #N/A | #N/A | #N/A | #N/A | #N/A | #N/A | #N/A | #N/A | #N/A | #N/A | #N/A | #N/A | #N/A | #N/A | #N/A | #N/A | #N/A |  | 0 | #N/A | #N/A | #N/A | #N/A | #N/A | #N/A | #N/A | #N/A | #N/A | #N/A | #N/A | #N/A | #N/A | #N/A | #N/A | 0 | 0 | 0 | 0 | 0 | #N/A | #N/A
|  |  | 31 | 43 | #N/A | #N/A | #N/A | #N/A | #N/A | #N/A | #N/A | #N/A | #N/A | #N/A | #N/A | #N/A | #N/A | #N/A | #N/A | #N/A | #N/A | #N/A | #N/A | #N/A | #N/A | #N/A |  | 0 | #N/A | #N/A | #N/A | #N/A | #N/A | #N/A | #N/A | #N/A | #N/A | #N/A | #N/A | #N/A | #N/A | #N/A | #N/A | 0 | 0 | 0 | 0 | 0 | #N/A | #N/A
|  |  | 32 | 41 | #N/A | #N/A | #N/A | #N/A | #N/A | #N/A | #N/A | #N/A | #N/A | #N/A | #N/A | #N/A | #N/A | #N/A | #N/A | #N/A | #N/A | #N/A | #N/A | #N/A | #N/A | #N/A |  | 0 | #N/A | #N/A | #N/A | #N/A | #N/A | #N/A | #N/A | #N/A | #N/A | #N/A | #N/A | #N/A | #N/A | #N/A | #N/A | 0 | 0 | 0 | 0 | 0 | #N/A | #N/A
|  |  | 33 | 39 | #N/A | #N/A | #N/A | #N/A | #N/A | #N/A | #N/A | #N/A | #N/A | #N/A | #N/A | #N/A | #N/A | #N/A | #N/A | #N/A | #N/A | #N/A | #N/A | #N/A | #N/A | #N/A |  | 0 | #N/A | #N/A | #N/A | #N/A | #N/A | #N/A | #N/A | #N/A | #N/A | #N/A | #N/A | #N/A | #N/A | #N/A | #N/A | 0 | 0 | 0 | 0 | 0 | #N/A | #N/A
|  |  | 34 | 37 | #N/A | #N/A | #N/A | #N/A | #N/A | #N/A | #N/A | #N/A | #N/A | #N/A | #N/A | #N/A | #N/A | #N/A | #N/A | #N/A | #N/A | #N/A | #N/A | #N/A | #N/A | #N/A |  | 0 | #N/A | #N/A | #N/A | #N/A | #N/A | #N/A | #N/A | #N/A | #N/A | #N/A | #N/A | #N/A | #N/A | #N/A | #N/A | 0 | 0 | 0 | 0 | 0 | #N/A | #N/A
|  |  | 35 | 35 | #N/A | #N/A | #N/A | #N/A | #N/A | #N/A | #N/A | #N/A | #N/A | #N/A | #N/A | #N/A | #N/A | #N/A | #N/A | #N/A | #N/A | #N/A | #N/A | #N/A | #N/A | #N/A |  | 0 | #N/A | #N/A | #N/A | #N/A | #N/A | #N/A | #N/A | #N/A | #N/A | #N/A | #N/A | #N/A | #N/A | #N/A | #N/A | 0 | 0 | 0 | 0 | 0 | #N/A | #N/A
|  |  | 36 | 33 | #N/A | #N/A | #N/A | #N/A | #N/A | #N/A | #N/A | #N/A | #N/A | #N/A | #N/A | #N/A | #N/A | #N/A | #N/A | #N/A | #N/A | #N/A | #N/A | #N/A | #N/A | #N/A |  | 0 | #N/A | #N/A | #N/A | #N/A | #N/A | #N/A | #N/A | #N/A | #N/A | #N/A | #N/A | #N/A | #N/A | #N/A | #N/A | 0 | 0 | 0 | 0 | 0 | #N/A | #N/A
|  |  | 37 | 31 | #N/A | #N/A | #N/A | #N/A | #N/A | #N/A | #N/A | #N/A | #N/A | #N/A | #N/A | #N/A | #N/A | #N/A | #N/A | #N/A | #N/A | #N/A | #N/A | #N/A | #N/A | #N/A |  | 0 | #N/A | #N/A | #N/A | #N/A | #N/A | #N/A | #N/A | #N/A | #N/A | #N/A | #N/A | #N/A | #N/A | #N/A | #N/A | 0 | 0 | 0 | 0 | 0 | #N/A | #N/A
|  |  | 38 | 29 | #N/A | #N/A | #N/A | #N/A | #N/A | #N/A | #N/A | #N/A | #N/A | #N/A | #N/A | #N/A | #N/A | #N/A | #N/A | #N/A | #N/A | #N/A | #N/A | #N/A | #N/A | #N/A |  | 0 | #N/A | #N/A | #N/A | #N/A | #N/A | #N/A | #N/A | #N/A | #N/A | #N/A | #N/A | #N/A | #N/A | #N/A | #N/A | 0 | 0 | 0 | 0 | 0 | #N/A | #N/A
|  |  | 39 | 27 | #N/A | #N/A | #N/A | #N/A | #N/A | #N/A | #N/A | #N/A | #N/A | #N/A | #N/A | #N/A | #N/A | #N/A | #N/A | #N/A | #N/A | #N/A | #N/A | #N/A | #N/A | #N/A |  | 0 | #N/A | #N/A | #N/A | #N/A | #N/A | #N/A | #N/A | #N/A | #N/A | #N/A | #N/A | #N/A | #N/A | #N/A | #N/A | 0 | 0 | 0 | 0 | 0 | #N/A | #N/A
|  |  | 40 | 25 | #N/A | #N/A | #N/A | #N/A | #N/A | #N/A | #N/A | #N/A | #N/A | #N/A | #N/A | #N/A | #N/A | #N/A | #N/A | #N/A | #N/A | #N/A | #N/A | #N/A | #N/A | #N/A |  | 0 | #N/A | #N/A | #N/A | #N/A | #N/A | #N/A | #N/A | #N/A | #N/A | #N/A | #N/A | #N/A | #N/A | #N/A | #N/A | 0 | 0 | 0 | 0 | 0 | #N/A | #N/A
|  |  | 41 | 23 | #N/A | #N/A | #N/A | #N/A | #N/A | #N/A | #N/A | #N/A | #N/A | #N/A | #N/A | #N/A | #N/A | #N/A | #N/A | #N/A | #N/A | #N/A | #N/A | #N/A | #N/A | #N/A |  | 0 | #N/A | #N/A | #N/A | #N/A | #N/A | #N/A | #N/A | #N/A | #N/A | #N/A | #N/A | #N/A | #N/A | #N/A | #N/A | 0 | 0 | 0 | 0 | 0 | #N/A | #N/A
|  |  | 42 | 21 | #N/A | #N/A | #N/A | #N/A | #N/A | #N/A | #N/A | #N/A | #N/A | #N/A | #N/A | #N/A | #N/A | #N/A | #N/A | #N/A | #N/A | #N/A | #N/A | #N/A | #N/A | #N/A |  | 0 | #N/A | #N/A | #N/A | #N/A | #N/A | #N/A | #N/A | #N/A | #N/A | #N/A | #N/A | #N/A | #N/A | #N/A | #N/A | 0 | 0 | 0 | 0 | 0 | #N/A | #N/A
|  |  | 43 | 19 | #N/A | #N/A | #N/A | #N/A | #N/A | #N/A | #N/A | #N/A | #N/A | #N/A | #N/A | #N/A | #N/A | #N/A | #N/A | #N/A | #N/A | #N/A | #N/A | #N/A | #N/A | #N/A |  | 0 | #N/A | #N/A | #N/A | #N/A | #N/A | #N/A | #N/A | #N/A | #N/A | #N/A | #N/A | #N/A | #N/A | #N/A | #N/A | 0 | 0 | 0 | 0 | 0 | #N/A | #N/A
|  |  | 44 | 17 | #N/A | #N/A | #N/A | #N/A | #N/A | #N/A | #N/A | #N/A | #N/A | #N/A | #N/A | #N/A | #N/A | #N/A | #N/A | #N/A | #N/A | #N/A | #N/A | #N/A | #N/A | #N/A |  | 0 | #N/A | #N/A | #N/A | #N/A | #N/A | #N/A | #N/A | #N/A | #N/A | #N/A | #N/A | #N/A | #N/A | #N/A | #N/A | 0 | 0 | 0 | 0 | 0 | #N/A | #N/A
|  |  | 45 | 15 | #N/A | #N/A | #N/A | #N/A | #N/A | #N/A | #N/A | #N/A | #N/A | #N/A | #N/A | #N/A | #N/A | #N/A | #N/A | #N/A | #N/A | #N/A | #N/A | #N/A | #N/A | #N/A |  | 0 | #N/A | #N/A | #N/A | #N/A | #N/A | #N/A | #N/A | #N/A | #N/A | #N/A | #N/A | #N/A | #N/A | #N/A | #N/A | 0 | 0 | 0 | 0 | 0 | #N/A | #N/A
|  |  | 46 | 13 | #N/A | #N/A | #N/A | #N/A | #N/A | #N/A | #N/A | #N/A | #N/A | #N/A | #N/A | #N/A | #N/A | #N/A | #N/A | #N/A | #N/A | #N/A | #N/A | #N/A | #N/A | #N/A |  | 0 | #N/A | #N/A | #N/A | #N/A | #N/A | #N/A | #N/A | #N/A | #N/A | #N/A | #N/A | #N/A | #N/A | #N/A | #N/A | 0 | 0 | 0 | 0 | 0 | #N/A | #N/A
|  |  | 47 | 11 | #N/A | #N/A | #N/A | #N/A | #N/A | #N/A | #N/A | #N/A | #N/A | #N/A | #N/A | #N/A | #N/A | #N/A | #N/A | #N/A | #N/A | #N/A | #N/A | #N/A | #N/A | #N/A |  | 0 | #N/A | #N/A | #N/A | #N/A | #N/A | #N/A | #N/A | #N/A | #N/A | #N/A | #N/A | #N/A | #N/A | #N/A | #N/A | 0 | 0 | 0 | 0 | 0 | #N/A | #N/A
|  |  | 48 | 9 | #N/A | #N/A | #N/A | #N/A | #N/A | #N/A | #N/A | #N/A | #N/A | #N/A | #N/A | #N/A | #N/A | #N/A | #N/A | #N/A | #N/A | #N/A | #N/A | #N/A | #N/A | #N/A |  | 0 | #N/A | #N/A | #N/A | #N/A | #N/A | #N/A | #N/A | #N/A | #N/A | #N/A | #N/A | #N/A | #N/A | #N/A | #N/A | 0 | 0 | 0 | 0 | 0 | #N/A | #N/A
|  |  | 49 | 7 | #N/A | #N/A | #N/A | #N/A | #N/A | #N/A | #N/A | #N/A | #N/A | #N/A | #N/A | #N/A | #N/A | #N/A | #N/A | #N/A | #N/A | #N/A | #N/A | #N/A | #N/A | #N/A |  | 0 | #N/A | #N/A | #N/A | #N/A | #N/A | #N/A | #N/A | #N/A | #N/A | #N/A | #N/A | #N/A | #N/A | #N/A | #N/A | 0 | 0 | 0 | 0 | 0 | #N/A | #N/A
|  |  | 50 | 5 | #N/A | #N/A | #N/A | #N/A | #N/A | #N/A | #N/A | #N/A | #N/A | #N/A | #N/A | #N/A | #N/A | #N/A | #N/A | #N/A | #N/A | #N/A | #N/A | #N/A | #N/A | #N/A |  | 0 | #N/A | #N/A | #N/A | #N/A | #N/A | #N/A | #N/A | #N/A | #N/A | #N/A | #N/A | #N/A | #N/A | #N/A | #N/A | 0 | 0 | 0 | 0 | 0 | #N/A | #N/A
|  |  | 51 | 3 | #N/A | #N/A | #N/A | #N/A | #N/A | #N/A | #N/A | #N/A | #N/A | #N/A | #N/A | #N/A | #N/A | #N/A | #N/A | #N/A | #N/A | #N/A | #N/A | #N/A | #N/A | #N/A |  | 0 | #N/A | #N/A | #N/A | #N/A | #N/A | #N/A | #N/A | #N/A | #N/A | #N/A | #N/A | #N/A | #N/A | #N/A | #N/A | 0 | 0 | 0 | 0 | 0 | #N/A | #N/A
|  |  | 52 | 1 | #N/A | #N/A | #N/A | #N/A | #N/A | #N/A | #N/A | #N/A | #N/A | #N/A | #N/A | #N/A | #N/A | #N/A | #N/A | #N/A | #N/A | #N/A | #N/A | #N/A | #N/A | #N/A |  | 0 | #N/A | #N/A | #N/A | #N/A | #N/A | #N/A | #N/A | #N/A | #N/A | #N/A | #N/A | #N/A | #N/A | #N/A | #N/A | 0 | 0 | 0 | 0 | 0 | #N/A | #N/A
|  |  | 53 | -1 | #N/A | #N/A | #N/A | #N/A | #N/A | #N/A | #N/A | #N/A | #N/A | #N/A | #N/A | #N/A | #N/A | #N/A | #N/A | #N/A | #N/A | #N/A | #N/A | #N/A | #N/A | #N/A |  | 0 | #N/A | #N/A | #N/A | #N/A | #N/A | #N/A | #N/A | #N/A | #N/A | #N/A | #N/A | #N/A | #N/A | #N/A | #N/A | 0 | 0 | 0 | 0 | 0 | #N/A | #N/A
|  |  | 54 | -3 | #N/A | #N/A | #N/A | #N/A | #N/A | #N/A | #N/A | #N/A | #N/A | #N/A | #N/A | #N/A | #N/A | #N/A | #N/A | #N/A | #N/A | #N/A | #N/A | #N/A | #N/A | #N/A |  | 0 | #N/A | #N/A | #N/A | #N/A | #N/A | #N/A | #N/A | #N/A | #N/A | #N/A | #N/A | #N/A | #N/A | #N/A | #N/A | 0 | 0 | 0 | 0 | 0 | #N/A | #N/A
|  |  | 55 | -5 | #N/A | #N/A | #N/A | #N/A | #N/A | #N/A | #N/A | #N/A | #N/A | #N/A | #N/A | #N/A | #N/A | #N/A | #N/A | #N/A | #N/A | #N/A | #N/A | #N/A | #N/A | #N/A |  | 0 | #N/A | #N/A | #N/A | #N/A | #N/A | #N/A | #N/A | #N/A | #N/A | #N/A | #N/A | #N/A | #N/A | #N/A | #N/A | 0 | 0 | 0 | 0 | 0 | #N/A | #N/A
|  |  | 56 | -7 | #N/A | #N/A | #N/A | #N/A | #N/A | #N/A | #N/A | #N/A | #N/A | #N/A | #N/A | #N/A | #N/A | #N/A | #N/A | #N/A | #N/A | #N/A | #N/A | #N/A | #N/A | #N/A |  | 0 | #N/A | #N/A | #N/A | #N/A | #N/A | #N/A | #N/A | #N/A | #N/A | #N/A | #N/A | #N/A | #N/A | #N/A | #N/A | 0 | 0 | 0 | 0 | 0 | #N/A | #N/A
|  |  | 57 | -9 | #N/A | #N/A | #N/A | #N/A | #N/A | #N/A | #N/A | #N/A | #N/A | #N/A | #N/A | #N/A | #N/A | #N/A | #N/A | #N/A | #N/A | #N/A | #N/A | #N/A | #N/A | #N/A |  | 0 | #N/A | #N/A | #N/A | #N/A | #N/A | #N/A | #N/A | #N/A | #N/A | #N/A | #N/A | #N/A | #N/A | #N/A | #N/A | 0 | 0 | 0 | 0 | 0 | #N/A | #N/A
|  |  | 58 | -11 | #N/A | #N/A | #N/A | #N/A | #N/A | #N/A | #N/A | #N/A | #N/A | #N/A | #N/A | #N/A | #N/A | #N/A | #N/A | #N/A | #N/A | #N/A | #N/A | #N/A | #N/A | #N/A |  | 0 | #N/A | #N/A | #N/A | #N/A | #N/A | #N/A | #N/A | #N/A | #N/A | #N/A | #N/A | #N/A | #N/A | #N/A | #N/A | 0 | 0 | 0 | 0 | 0 | #N/A | #N/A
|  |  | 59 | -13 | #N/A | #N/A | #N/A | #N/A | #N/A | #N/A | #N/A | #N/A | #N/A | #N/A | #N/A | #N/A | #N/A | #N/A | #N/A | #N/A | #N/A | #N/A | #N/A | #N/A | #N/A | #N/A |  | 0 | #N/A | #N/A | #N/A | #N/A | #N/A | #N/A | #N/A | #N/A | #N/A | #N/A | #N/A | #N/A | #N/A | #N/A | #N/A | 0 | 0 | 0 | 0 | 0 | #N/A | #N/A
|  |  | 60 | -15 | #N/A | #N/A | #N/A | #N/A | #N/A | #N/A | #N/A | #N/A | #N/A | #N/A | #N/A | #N/A | #N/A | #N/A | #N/A | #N/A | #N/A | #N/A | #N/A | #N/A | #N/A | #N/A |  | 0 | #N/A | #N/A | #N/A | #N/A | #N/A | #N/A | #N/A | #N/A | #N/A | #N/A | #N/A | #N/A | #N/A | #N/A | #N/A | 0 | 0 | 0 | 0 | 0 | #N/A | #N/A
|  |  | 61 | -17 | #N/A | #N/A | #N/A | #N/A | #N/A | #N/A | #N/A | #N/A | #N/A | #N/A | #N/A | #N/A | #N/A | #N/A | #N/A | #N/A | #N/A | #N/A | #N/A | #N/A | #N/A | #N/A |  | 0 | #N/A | #N/A | #N/A | #N/A | #N/A | #N/A | #N/A | #N/A | #N/A | #N/A | #N/A | #N/A | #N/A | #N/A | #N/A | 0 | 0 | 0 | 0 | 0 | #N/A | #N/A
|  |  | 62 | -19 | #N/A | #N/A | #N/A | #N/A | #N/A | #N/A | #N/A | #N/A | #N/A | #N/A | #N/A | #N/A | #N/A | #N/A | #N/A | #N/A | #N/A | #N/A | #N/A | #N/A | #N/A | #N/A |  | 0 | #N/A | #N/A | #N/A | #N/A | #N/A | #N/A | #N/A | #N/A | #N/A | #N/A | #N/A | #N/A | #N/A | #N/A | #N/A | 0 | 0 | 0 | 0 | 0 | #N/A | #N/A
|  |  | 63 | -21 | #N/A | #N/A | #N/A | #N/A | #N/A | #N/A | #N/A | #N/A | #N/A | #N/A | #N/A | #N/A | #N/A | #N/A | #N/A | #N/A | #N/A | #N/A | #N/A | #N/A | #N/A | #N/A |  | 0 | #N/A | #N/A | #N/A | #N/A | #N/A | #N/A | #N/A | #N/A | #N/A | #N/A | #N/A | #N/A | #N/A | #N/A | #N/A | 0 | 0 | 0 | 0 | 0 | #N/A | #N/A
|  |  | 64 | -23 | #N/A | #N/A | #N/A | #N/A | #N/A | #N/A | #N/A | #N/A | #N/A | #N/A | #N/A | #N/A | #N/A | #N/A | #N/A | #N/A | #N/A | #N/A | #N/A | #N/A | #N/A | #N/A |  | 0 | #N/A | #N/A | #N/A | #N/A | #N/A | #N/A | #N/A | #N/A | #N/A | #N/A | #N/A | #N/A | #N/A | #N/A | #N/A | 0 | 0 | 0 | 0 | 0 | #N/A | #N/A
|  |  |  | Totals | #N/A | [19 empty] | ▲Btu | ▲kWh | ▲kWh | [19 empty] | ▲Btu | ▲kWh | #N/A | #N/A
[49 empty] | ▲kWh | ▲MMbtu
Note on C44: [Threaded comment] Your version of Excel allows you to read this threaded comment; however, any edits to it will get removed if the file is opened in a newer version of Excel. Learn more: https://go.microsoft.com/fwlink/?linkid=870924 Comment: Factor from AHRI 210/240 for account for efficiency losses due to cycling (default is 0.40 for ccASHP)
Note on C45: [Threaded comment] Your version of Excel allows you to read this threaded comment; however, any edits to it will get removed if the file is opened in a newer version of Excel. Learn more: https://go.microsoft.com/fwlink/?linkid=870924 Comment: factor to adjust for impact of internal gains on heating load at design (default is 1.1). Greater than 1.1 means gains decrease heating load
Note on C46: [Threaded comment] Your version of Excel allows you to read this threaded comment; however, any edits to it will get removed if the file is opened in a newer version of Excel. Learn more: https://go.microsoft.com/fwlink/?linkid=870924 Comment: Fraction of HP capacity when load is shared between HP and backup heat source
Note on C47: [Threaded comment] Your version of Excel allows you to read this threaded comment; however, any edits to it will get removed if the file is opened in a newer version of Excel. Learn more: https://go.microsoft.com/fwlink/?linkid=870924 Comment: Relative size of backup heating system compared to design building heating load (BHL).
Note on AM42: Bruce Harley: 95 F bin
Note on AM48: Bruce Harley: 83F
Note on AM49: Bruce Harley: 81F

## AHRI Air Source HPs Calc (hidden)
DIAGNOSTIC BLOCK
| Changes to AHRI calcs on Feb-8-2024 | [19 empty] | COOLING
| - added a choice of using DOE function for COP or the linear slope from 47 to 17 | [19 empty] | BCL | 0 | Btu/h | Tdes = | 0 | F Baseline AC Cap @ 110% sizing = |  | 0 | Btu/h
| - added a choice of using DOE function for capacity or the linear capacity slope from 47F to design point (uses optional design cap if entered) | [23 empty] | Cooling Sizing Ratio:
| - PLF calcs had not been working. This function changed from 1/PLF to simple PLF | [6 empty] | 1 | [12 empty] | % Clg Load Met | #N/A
| - the defrost degration factor had not been used. It is NOW used to degrade COP | [6 empty] | ACTIVE: BLDG |  | BLDG | DEMO | [9 empty] | Unmet Cooling Load | #N/A | MMBtu |  | Cooling Capacity @ 95 | 0 | Ratio based on AHRI, if different from cell above, Applicant entered HP capacity at design temp
[22 empty] | Total Building Cooling Load (MMBtu) | Delivered Cooling Load (MMBtu) | Energy Use (kWh) | Rated EER @ 95F (Btu/Wh) | Actual Seasonal Efficiency (Btu/Wh) | Actual Peak Efficiency @ 95F (Btu/Wh) | Cooling Peak Demand from 95F Bin (kW) | Cooling Peak Demand from Rated EER (kW)
| Changes to AHRI Calcs on Nov-20-2024 | [7 empty] | TDES_C | 0 | [10 empty] | Basecase | #N/A | #N/A | #N/A | #N/A | 0 | 0 | 0 | 0
| provided an option for a lockout temperature for part load applications | [6 empty] | 0 | BCL | 0 | #N/A | [9 empty] | Proposed |  | #N/A | #N/A | 0 | 0 | 0 | 0 | 0
[9 empty] | TSET_C_OCC | [11 empty] | Savings |  |  | #N/A | 0 | 0 | 0 | 0 | 0
TSET_C_UNOC
[9 empty] | BPT_C_OC | #N/A | [13 empty] | 0 | from Results (H5)
[9 empty] | BPT_C_UNOC | #N/A | [13 empty] | 0 | safety factor
[9 empty] | TDES_H | 0
[8 empty] | 0 | BHL | 0 | #N/A | [9 empty] | HEATING
[9 empty] | TSET_H_OCC | [11 empty] | BHL | 0 | Btu/h | Tdes= | 0 | F
TSET_H_UNOC
[9 empty] | BPT_H_OC | #N/A | [10 empty] | % Htg Load Met | #N/A |  |  | Heating Sizing Ratio |  | Bldg Sizing Tab
[9 empty] | BPT_H_UNOC | #N/A | [10 empty] | Unmet Heating | #N/A | MMBtu |  | Htg Capacity @ Design T | 0 | Ratio based on AHRI, if different from cell above, Applicant entered HP capacity at design temp
[10 empty] | SumProd (rwo 49) |  | SumProd (rwo 49) | DEMO (row 51) | [8 empty] | Total Building Heating Load (MMBtu) | Delivered Heating Load (MMBtu) | Heating Energy Use (kWh) | Heating Fuel Use (MMBtu) | Actual Seasonal Heating Efficiency (-) | Actual Peak Heating Efficiency @ 5F (-) | Heating Peak Demand @ 5F (kW)
[10 empty] | 0 | QH_RAT_17 HTG at 17°F | 0 | 0 |  |  |  | 0 | 0 |  |  | Basecase | #N/A | #N/A |  | #N/A | 0% | 0%
[10 empty] | 0 | QH_RAT_47 HTG at 47°F | 0 | 0 | [7 empty] | Proposed |  | #N/A | 0 |  | 0 | 0 | #N/A
[10 empty] | 0 | COP_RAT_17 HTG at 17°F | 0 | 0 | [7 empty] | Savings |  |  | 0 | #N/A |  |  | #N/A
[10 empty] | 0 | COP_RAT_47 HTG at 47°F | 0 | 0 | [10 empty] | 0 | from Results (G15)
[10 empty] | 0 | Rated CLG at 95°F | 0 | 0
[10 empty] | 0 | EER at 95°F | 0 | 0 | [10 empty] | Electric (kWh) | Fuel (MMBtu) | Total Site Energy (MMBtu)
[21 empty] | All Savings |  |  | #N/A | #N/A | #N/A
[10 empty] | #N/A | Base HTG COP | 0 | 0
[10 empty] | #N/A | Base CLG EER | 0 | 0
[24 empty] | 0 | 0 | 0 | from Results
[24 empty] | 0 | 0 | 0 | from this sheet (AV49:AV50) | [18 empty] | Equipment Load Btu/h | % of Original Load
[26 empty] | 0 | safety factor | [17 empty] | BCL | 0 | #DIV/0!
[25 empty] | #N/A |  | sum column Y | [17 empty] | BHL | 0 | #DIV/0!
|  |  |  | BEFLHC | #N/A | [20 empty] | #N/A | sum of AS
|  |  |  | BEFLHH | #N/A | [7 empty] | Efficiencies | [31 empty] | Net MMBtu Savings | Heating Savings (kWh) | Cooling Savings (kWh) | Net kWh savings | kW Savings | Therms savings ()
[14 empty] | Baseline Efficiency |  | Proposed Efficiency | [27 empty] | Est/Calc | 0 | 0 | #N/A |  | #N/A | 0
[13 empty] | Cooling Equipment |  | EER |  | EER | [26 empty] | Adjusted (2/ Billing Data) | #DIV/0! | #DIV/0! | #N/A |  | #N/A | #DIV/0!
[13 empty] | Heating Equipment |  | COP |  | COP(47) | [7 empty] | 47 | [18 empty] | To be reported | #DIV/0! | #DIV/0! | #N/A | #DIV/0! | #N/A | #DIV/0!
| Counts from | [6 empty] | 0.0080808 | old | [7 empty] | COP(17) |  |  | 47 |  |  |  |  | 17 | [19 empty] | Net MMBtu | Heating Savings MMBtu | Cooling Savings MMBtu
| "Equip Sched & Eligibility2" | [18 empty] | 17 | [23 empty] | Est/Calc MMBTU | 0 | 0 | #N/A |  | #N/A | 0
Unitary | 0 | [5 empty] | slope = | #DIV/0! | [7 empty] | slope = | #DIV/0! | [26 empty] | Billing adjusted MMBTU | #DIV/0! | #DIV/0! | #N/A |  | #N/A | #DIV/0!
VRF | 0 | [5 empty] | (uses Capacity at 17F & 47F) | [8 empty] | (uses COP at 17F & 47F)
|  |  |  | OCCUPIED MODE | [5 empty] | Linear | [8 empty] | Linear
| Location Selected: | [6 empty] | Heating Calculation | [33 empty] | Net Savings
|  |  | Row Reference for Bin data lookup | Outdoor Air Temperature Mid-pts | Occupied Hours @ Temp Bin | Mode | Building Load (Btuh) | Linear Capacity Adjustment Factor (based on 47-to-DesPt) | DOE Heating Capacity Adjustment Factor | Proposed Heat Pump Heating Capacity (Btuh) | Delivered Heating Capacity (btuh) | Delivered Heating Capacity > BHL | Defrost Adjustment Factor | Fraction of Heating Load Met By Heat Pump | Auxiliary Heating (Btuh) | Proposed Part Load Factor (PLF, Proposed Cd ) | Proposed COP Temperature Adjustment Factor (Linear) | Proposed COP Temperature Adjustment Factor (DOE) | Actual Proposed Heat Pump COP | Heat Pump Power (kW) | Auxiliary Power (kW) | Baseline Heating Consumption (btu) | Proposed Heating Consumption (btu) | Heating Fossil Fuel Avoidance Savings (btu) | Heating Electrification Savings kWh | Net Heat Savings (kWh) | Baseline Cooling Equipment Capacity | Cooling Capacity Adjustment Factor | Proposed Heat Pump Cooling Capacity (Btuh) | Delivered Cooling Capacity (Btuh) | Delivered Cooling Capacity > BCL | Baseline Cooling EIR Temperature Adjustment Factor (EIR = 1/Efficiency) | Proposed Cooling EIR Temperature Adjustment Factor (EIR = 1/Efficiency) | Baseline Part Load Factor (1/PLF, Proposed Cd ) | Proposed Part Load Factor (1/PLF, Proposed Cd ) | Baseline Actual Cooling EER | Proposed Actual Heat Pump Cooling EER | Baseline Cooling Consumption (btu) | Proposed Cooling Consumption (btu) | Cool Savings (btu) | Cool Savings (kWh) | ▲kWh Total | ▲MMbtu Total
| Lookup Reference |  | 2 | 101 | #N/A | #N/A | #N/A | #N/A | #N/A | #N/A | #N/A | #N/A | #N/A | #N/A | #N/A | #N/A | #N/A | #N/A | 0 | #N/A | #N/A | #N/A | 0 | #N/A | 0 | #N/A | 0 | #N/A | #N/A | #N/A | #N/A | #N/A | #N/A | #N/A | #N/A | 0 | 0 | #N/A | #N/A | #N/A | #N/A | #N/A | #N/A
| Occupied |  | 3 | 99 | #N/A | #N/A | #N/A | #N/A | #N/A | #N/A | #N/A | #N/A | #N/A | #N/A | #N/A | #N/A | #N/A | #N/A | 0 | #N/A | #N/A | #N/A | 0 | #N/A | 0 | #N/A | 0 | #N/A | #N/A | #N/A | #N/A | #N/A | #N/A | #N/A | #N/A | 0 | 0 | #N/A | #N/A | #N/A | #N/A | #N/A | #N/A |  |  | Savings in MMBtu | Savings in native units |  |  |  | % change
| Unoccupied |  | 4 | 97 | #N/A | #N/A | #N/A | #N/A | #N/A | #N/A | #N/A | #N/A | #N/A | #N/A | #N/A | #N/A | #N/A | #N/A | 0 | #N/A | #N/A | #N/A | 0 | #N/A | 0 | #N/A | 0 | #N/A | #N/A | #N/A | #N/A | #N/A | #N/A | #N/A | #N/A | 0 | 0 | #N/A | #N/A | #N/A | #N/A | #N/A | #N/A |  | kWh savings | 0 | 0 | kWh |  | Electric | #DIV/0!
| Building type: |  | 5 | 95 | #N/A | #N/A | #N/A | #N/A | #N/A | #N/A | #N/A | #N/A | #N/A | #N/A | #N/A | #N/A | #N/A | #N/A | 0 | #N/A | #N/A | #N/A | 0 | #N/A | 0 | #N/A | 0 | #N/A | #N/A | #N/A | #N/A | #N/A | #N/A | #N/A | #N/A | 0 | 0 | #N/A | #N/A | #N/A | #N/A | #N/A | #N/A |  | therm savings | 0 | 0 | therm |  | Fossil Fuel | #DIV/0!
| Baseline Degradation Constant | 0.2 | 6 | 93 | #N/A | #N/A | #N/A | #N/A | #N/A | #N/A | #N/A | #N/A | #N/A | #N/A | #N/A | #N/A | #N/A | #N/A | 0 | #N/A | #N/A | #N/A | 0 | #N/A | 0 | #N/A | 0 | #N/A | #N/A | #N/A | #N/A | #N/A | #N/A | #N/A | #N/A | 0 | 0 | #N/A | #N/A | #N/A | #N/A | #N/A | #N/A
| Proposed Degradation Constant | 0.25 | 7 | 91 | #N/A | #N/A | #N/A | #N/A | #N/A | #N/A | #N/A | #N/A | #N/A | #N/A | #N/A | #N/A | #N/A | #N/A | 0 | #N/A | #N/A | #N/A | 0 | #N/A | 0 | #N/A | 0 | #N/A | #N/A | #N/A | #N/A | #N/A | #N/A | #N/A | #N/A | 0 | 0 | #N/A | #N/A | #N/A | #N/A | #N/A | #N/A |  | Est/Calculated Values | Baseline MMBtu | Proposed MMBtu | Delta MMBTU | Heating Fossil Fuel Avoidance Savings (btu) | % change
| BHL Factor | 1 | 8 | 89 | #N/A | #N/A | #N/A | #N/A | #N/A | #N/A | #N/A | #N/A | #N/A | #N/A | #N/A | #N/A | #N/A | #N/A | 0 | #N/A | #N/A | #N/A | 0 | #N/A | 0 | #N/A | 0 | #N/A | #N/A | #N/A | #N/A | #N/A | #N/A | #N/A | #N/A | 0 | 0 | #N/A | #N/A | #N/A | #N/A | #N/A | #N/A |  | Cooling | 0 | 0 | 0 | 0 | 0%
| Utilization Ratio | 1 | 9 | 87 | #N/A | #N/A | #N/A | #N/A | #N/A | #N/A | #N/A | #N/A | #N/A | #N/A | #N/A | #N/A | #N/A | #N/A | 0 | #N/A | #N/A | #N/A | 0 | #N/A | 0 | #N/A | 0 | #N/A | #N/A | #N/A | #N/A | #N/A | #N/A | #N/A | #N/A | 0 | 0 | #N/A | #N/A | #N/A | #N/A | #N/A | #N/A |  | Heating | 0 | 0 | 0 | 0 | #DIV/0!
| Back-up Sizing of Design Load | 0.5 | 10 | 85 | #N/A | #N/A | #N/A | #N/A | #N/A | #N/A | #N/A | #N/A | #N/A | #N/A | #N/A | #N/A | #N/A | #N/A | 0 | #N/A | #N/A | #N/A | 0 | #N/A | 0 | #N/A | 0 | #N/A | #N/A | #N/A | #N/A | #N/A | #N/A | #N/A | #N/A | 0 | 0 | #N/A | #N/A | #N/A | #N/A | #N/A | #N/A |  | Total | 0 | 0 | 0 | 0 | #DIV/0!
| Controls Factor | 0 | 11 | 83 | #N/A | #N/A | #N/A | #N/A | #N/A | #N/A | #N/A | #N/A | #N/A | #N/A | #N/A | #N/A | #N/A | #N/A | 0 | #N/A | #N/A | #N/A | 0 | #N/A | 0 | #N/A | 0 | #N/A | #N/A | #N/A | #N/A | #N/A | #N/A | #N/A | #N/A | 0 | 0 | #N/A | #N/A | #N/A | #N/A | #N/A | #N/A |  | Total kBTU/sf | #DIV/0! | #DIV/0! |  | #DIV/0!
| Coincidence Factor (Peak Demand) | 0.8 | 12 | 81 | #N/A | #N/A | #N/A | #N/A | #N/A | #N/A | #N/A | #N/A | #N/A | #N/A | #N/A | #N/A | #N/A | #N/A | 0 | #N/A | #N/A | #N/A | 0 | #N/A | 0 | #N/A | 0 | #N/A | #N/A | #N/A | #N/A | #N/A | #N/A | #N/A | #N/A | 0 | 0 | #N/A | #N/A | #N/A | #N/A | #N/A | #N/A
|  |  | 13 | 79 | #N/A | #N/A | #N/A | #N/A | #N/A | #N/A | #N/A | #N/A | #N/A | #N/A | #N/A | #N/A | #N/A | #N/A | 0 | #N/A | #N/A | #N/A | 0 | #N/A | 0 | #N/A | 0 | #N/A | #N/A | #N/A | #N/A | #N/A | #N/A | #N/A | #N/A | 0 | 0 | #N/A | #N/A | #N/A | #N/A | #N/A | #N/A |  |  | Billing/Utility Data MMBTU | Ratio (utility bill/calc savings) | Adjusted MMBTU | Proposed MMBTU | Delta MMBTU | % change
| Capacity/COP Adjust Method | Linear | 14 | 77 | #N/A | #N/A | #N/A | #N/A | #N/A | #N/A | #N/A | #N/A | #N/A | #N/A | #N/A | #N/A | #N/A | #N/A | 0 | #N/A | #N/A | #N/A | 0 | #N/A | 0 | #N/A | 0 | #N/A | #N/A | #N/A | #N/A | #N/A | #N/A | #N/A | #N/A | 0 | 0 | #N/A | #N/A | #N/A | #N/A | #N/A | #N/A |  | Cooling or kWh | #DIV/0! | #DIV/0! | #DIV/0! | #DIV/0! | #DIV/0! | #DIV/0!
|  |  | 15 | 75 | #N/A | #N/A | #N/A | #N/A | #N/A | #N/A | #N/A | #N/A | #N/A | #N/A | #N/A | #N/A | #N/A | #N/A | 0 | #N/A | #N/A | #N/A | 0 | #N/A | 0 | #N/A | 0 | #N/A | #N/A | #N/A | #N/A | #N/A | #N/A | #N/A | #N/A | 0 | 0 | #N/A | #N/A | #N/A | #N/A | #N/A | #N/A |  | Heating or Fuel MMBtu | #DIV/0! | #DIV/0! | #DIV/0! | #DIV/0! | #DIV/0! | #DIV/0!
| Heating Cutout Temp (F) | -30 | 16 | 73 | #N/A | #N/A | #N/A | #N/A | #N/A | #N/A | #N/A | #N/A | #N/A | #N/A | #N/A | #N/A | #N/A | #N/A | 0 | #N/A | #N/A | #N/A | 0 | #N/A | 0 | #N/A | 0 | #N/A | #N/A | #N/A | #N/A | #N/A | #N/A | #N/A | #N/A | 0 | 0 | #N/A | #N/A | #N/A | #N/A | #N/A | #N/A |  | Total | #DIV/0! |  | #DIV/0! | #DIV/0! | #DIV/0! | #DIV/0!
|  |  | 17 | 71 | #N/A | #N/A | #N/A | #N/A | #N/A | #N/A | #N/A | #N/A | #N/A | #N/A | #N/A | #N/A | #N/A | #N/A | 0 | #N/A | #N/A | #N/A | 0 | #N/A | 0 | #N/A | 0 | #N/A | #N/A | #N/A | #N/A | #N/A | #N/A | #N/A | #N/A | 0 | 0 | #N/A | #N/A | #N/A | #N/A | #N/A | #N/A |  | Total kBTU/sf
|  |  | 18 | 69 | #N/A | #N/A | #N/A | #N/A | #N/A | #N/A | #N/A | #N/A | #N/A | #N/A | #N/A | #N/A | #N/A | #N/A | 0 | #N/A | #N/A | #N/A | 0 | #N/A | 0 | #N/A | 0 | #N/A | #N/A | #N/A | #N/A | #N/A | #N/A | #N/A | #N/A | 0 | 0 | #N/A | #N/A | #N/A | #N/A | #N/A | #N/A |  |  |  | Billing/Utility data is scaled by "% of Original Load"
|  |  | 19 | 67 | #N/A | #N/A | #N/A | #N/A | #N/A | #N/A | #N/A | #N/A | #N/A | #N/A | #N/A | #N/A | #N/A | #N/A | 0 | #N/A | #N/A | #N/A | 0 | #N/A | 0 | #N/A | 0 | #N/A | #N/A | #N/A | #N/A | #N/A | #N/A | #N/A | #N/A | 0 | 0 | #N/A | #N/A | #N/A | #N/A | #N/A | #N/A |  |  |  | If Ratio <1 then use scaled utility data INSTEAD of Calc data
|  |  | 20 | 65 | #N/A | #N/A | #N/A | #N/A | #N/A | #N/A | #N/A | #N/A | #N/A | #N/A | #N/A | #N/A | #N/A | #N/A | 0 | #N/A | #N/A | #N/A | 0 | #N/A | 0 | #N/A | 0 | #N/A | #N/A | #N/A | #N/A | #N/A | #N/A | #N/A | #N/A | 0 | 0 | #N/A | #N/A | #N/A | #N/A | #N/A | #N/A
|  |  | 21 | 63 | #N/A | #N/A | #N/A | #N/A | #N/A | #N/A | #N/A | #N/A | #N/A | #N/A | #N/A | #N/A | #N/A | #N/A | 0 | #N/A | #N/A | #N/A | 0 | #N/A | 0 | #N/A | 0 | #N/A | #N/A | #N/A | #N/A | #N/A | #N/A | #N/A | #N/A | 0 | 0 | #N/A | #N/A | #N/A | #N/A | #N/A | #N/A
|  |  | 22 | 61 | #N/A | #N/A | #N/A | #N/A | #N/A | #N/A | #N/A | #N/A | #N/A | #N/A | #N/A | #N/A | #N/A | #N/A | 0 | #N/A | #N/A | #N/A | 0 | #N/A | 0 | #N/A | 0 | #N/A | #N/A | #N/A | #N/A | #N/A | #N/A | #N/A | #N/A | 0 | 0 | #N/A | #N/A | #N/A | #N/A | #N/A | #N/A
|  |  | 23 | 59 | #N/A | #N/A | #N/A | #N/A | #N/A | #N/A | #N/A | #N/A | #N/A | #N/A | #N/A | #N/A | #N/A | #N/A | 0 | #N/A | #N/A | #N/A | 0 | #N/A | 0 | #N/A | 0 | #N/A | #N/A | #N/A | #N/A | #N/A | #N/A | #N/A | #N/A | 0 | 0 | #N/A | #N/A | #N/A | #N/A | #N/A | #N/A
|  |  | 24 | 57 | #N/A | #N/A | #N/A | #N/A | #N/A | #N/A | #N/A | #N/A | #N/A | #N/A | #N/A | #N/A | #N/A | #N/A | 0 | #N/A | #N/A | #N/A | 0 | #N/A | 0 | #N/A | 0 | #N/A | #N/A | #N/A | #N/A | #N/A | #N/A | #N/A | #N/A | 0 | 0 | #N/A | #N/A | #N/A | #N/A | #N/A | #N/A
|  |  | 25 | 55 | #N/A | #N/A | #N/A | #N/A | #N/A | #N/A | #N/A | #N/A | #N/A | #N/A | #N/A | #N/A | #N/A | #N/A | 0 | #N/A | #N/A | #N/A | 0 | #N/A | 0 | #N/A | 0 | #N/A | #N/A | #N/A | #N/A | #N/A | #N/A | #N/A | #N/A | 0 | 0 | #N/A | #N/A | #N/A | #N/A | #N/A | #N/A
|  |  | 26 | 53 | #N/A | #N/A | #N/A | #N/A | #N/A | #N/A | #N/A | #N/A | #N/A | #N/A | #N/A | #N/A | #N/A | #N/A | 0 | #N/A | #N/A | #N/A | 0 | #N/A | 0 | #N/A | 0 | #N/A | #N/A | #N/A | #N/A | #N/A | #N/A | #N/A | #N/A | 0 | 0 | #N/A | #N/A | #N/A | #N/A | #N/A | #N/A
|  |  | 27 | 51 | #N/A | #N/A | #N/A | #N/A | #N/A | #N/A | #N/A | #N/A | #N/A | #N/A | #N/A | #N/A | #N/A | #N/A | 0 | #N/A | #N/A | #N/A | 0 | #N/A | 0 | #N/A | 0 | #N/A | #N/A | #N/A | #N/A | #N/A | #N/A | #N/A | #N/A | 0 | 0 | #N/A | #N/A | #N/A | #N/A | #N/A | #N/A
|  |  | 28 | 49 | #N/A | #N/A | #N/A | #N/A | #N/A | #N/A | #N/A | #N/A | #N/A | #N/A | #N/A | #N/A | #N/A | #N/A | 0 | #N/A | #N/A | #N/A | 0 | #N/A | 0 | #N/A | 0 | #N/A | #N/A | #N/A | #N/A | #N/A | #N/A | #N/A | #N/A | 0 | 0 | #N/A | #N/A | #N/A | #N/A | #N/A | #N/A
|  |  | 29 | 47 | #N/A | #N/A | #N/A | #N/A | #N/A | #N/A | #N/A | #N/A | #N/A | #N/A | #N/A | #N/A | #N/A | #N/A | 0 | #N/A | #N/A | #N/A | 0 | #N/A | 0 | #N/A | 0 | #N/A | #N/A | #N/A | #N/A | #N/A | #N/A | #N/A | #N/A | 0 | 0 | #N/A | #N/A | #N/A | #N/A | #N/A | #N/A
|  |  | 30 | 45 | #N/A | #N/A | #N/A | #N/A | #N/A | #N/A | #N/A | #N/A | #N/A | #N/A | #N/A | #N/A | #N/A | #N/A | 0 | #N/A | #N/A | #N/A | 0 | #N/A | 0 | #N/A | 0 | #N/A | #N/A | #N/A | #N/A | #N/A | #N/A | #N/A | #N/A | 0 | 0 | #N/A | #N/A | #N/A | #N/A | #N/A | #N/A
|  |  | 31 | 43 | #N/A | #N/A | #N/A | #N/A | #N/A | #N/A | #N/A | #N/A | #N/A | #N/A | #N/A | #N/A | #N/A | #N/A | 0 | #N/A | #N/A | #N/A | 0 | #N/A | 0 | #N/A | 0 | #N/A | #N/A | #N/A | #N/A | #N/A | #N/A | #N/A | #N/A | 0 | 0 | #N/A | #N/A | #N/A | #N/A | #N/A | #N/A
|  |  | 32 | 41 | #N/A | #N/A | #N/A | #N/A | #N/A | #N/A | #N/A | #N/A | #N/A | #N/A | #N/A | #N/A | #N/A | #N/A | 0 | #N/A | #N/A | #N/A | 0 | #N/A | 0 | #N/A | 0 | #N/A | #N/A | #N/A | #N/A | #N/A | #N/A | #N/A | #N/A | 0 | 0 | #N/A | #N/A | #N/A | #N/A | #N/A | #N/A
|  |  | 33 | 39 | #N/A | #N/A | #N/A | #N/A | #N/A | #N/A | #N/A | #N/A | #N/A | #N/A | #N/A | #N/A | #N/A | #N/A | 0 | #N/A | #N/A | #N/A | 0 | #N/A | 0 | #N/A | 0 | #N/A | #N/A | #N/A | #N/A | #N/A | #N/A | #N/A | #N/A | 0 | 0 | #N/A | #N/A | #N/A | #N/A | #N/A | #N/A
|  |  | 34 | 37 | #N/A | #N/A | #N/A | #N/A | #N/A | #N/A | #N/A | #N/A | #N/A | #N/A | #N/A | #N/A | #N/A | #N/A | 0 | #N/A | #N/A | #N/A | 0 | #N/A | 0 | #N/A | 0 | #N/A | #N/A | #N/A | #N/A | #N/A | #N/A | #N/A | #N/A | 0 | 0 | #N/A | #N/A | #N/A | #N/A | #N/A | #N/A
|  |  | 35 | 35 | #N/A | #N/A | #N/A | #N/A | #N/A | #N/A | #N/A | #N/A | #N/A | #N/A | #N/A | #N/A | #N/A | #N/A | 0 | #N/A | #N/A | #N/A | 0 | #N/A | 0 | #N/A | 0 | #N/A | #N/A | #N/A | #N/A | #N/A | #N/A | #N/A | #N/A | 0 | 0 | #N/A | #N/A | #N/A | #N/A | #N/A | #N/A
|  |  | 36 | 33 | #N/A | #N/A | #N/A | #N/A | #N/A | #N/A | #N/A | #N/A | #N/A | #N/A | #N/A | #N/A | #N/A | #N/A | 0 | #N/A | #N/A | #N/A | 0 | #N/A | 0 | #N/A | 0 | #N/A | #N/A | #N/A | #N/A | #N/A | #N/A | #N/A | #N/A | 0 | 0 | #N/A | #N/A | #N/A | #N/A | #N/A | #N/A
|  |  | 37 | 31 | #N/A | #N/A | #N/A | #N/A | #N/A | #N/A | #N/A | #N/A | #N/A | #N/A | #N/A | #N/A | #N/A | #N/A | 0 | #N/A | #N/A | #N/A | 0 | #N/A | 0 | #N/A | 0 | #N/A | #N/A | #N/A | #N/A | #N/A | #N/A | #N/A | #N/A | 0 | 0 | #N/A | #N/A | #N/A | #N/A | #N/A | #N/A
|  |  | 38 | 29 | #N/A | #N/A | #N/A | #N/A | #N/A | #N/A | #N/A | #N/A | #N/A | #N/A | #N/A | #N/A | #N/A | #N/A | 0 | #N/A | #N/A | #N/A | 0 | #N/A | 0 | #N/A | 0 | #N/A | #N/A | #N/A | #N/A | #N/A | #N/A | #N/A | #N/A | 0 | 0 | #N/A | #N/A | #N/A | #N/A | #N/A | #N/A
|  |  | 39 | 27 | #N/A | #N/A | #N/A | #N/A | #N/A | #N/A | #N/A | #N/A | #N/A | #N/A | #N/A | #N/A | #N/A | #N/A | 0 | #N/A | #N/A | #N/A | 0 | #N/A | 0 | #N/A | 0 | #N/A | #N/A | #N/A | #N/A | #N/A | #N/A | #N/A | #N/A | 0 | 0 | #N/A | #N/A | #N/A | #N/A | #N/A | #N/A
|  |  | 40 | 25 | #N/A | #N/A | #N/A | #N/A | #N/A | #N/A | #N/A | #N/A | #N/A | #N/A | #N/A | #N/A | #N/A | #N/A | 0 | #N/A | #N/A | #N/A | 0 | #N/A | 0 | #N/A | 0 | #N/A | #N/A | #N/A | #N/A | #N/A | #N/A | #N/A | #N/A | 0 | 0 | #N/A | #N/A | #N/A | #N/A | #N/A | #N/A
|  |  | 41 | 23 | #N/A | #N/A | #N/A | #N/A | #N/A | #N/A | #N/A | #N/A | #N/A | #N/A | #N/A | #N/A | #N/A | #N/A | 0 | #N/A | #N/A | #N/A | 0 | #N/A | 0 | #N/A | 0 | #N/A | #N/A | #N/A | #N/A | #N/A | #N/A | #N/A | #N/A | 0 | 0 | #N/A | #N/A | #N/A | #N/A | #N/A | #N/A
|  |  | 42 | 21 | #N/A | #N/A | #N/A | #N/A | #N/A | #N/A | #N/A | #N/A | #N/A | #N/A | #N/A | #N/A | #N/A | #N/A | 0 | #N/A | #N/A | #N/A | 0 | #N/A | 0 | #N/A | 0 | #N/A | #N/A | #N/A | #N/A | #N/A | #N/A | #N/A | #N/A | 0 | 0 | #N/A | #N/A | #N/A | #N/A | #N/A | #N/A
|  |  | 43 | 19 | #N/A | #N/A | #N/A | #N/A | #N/A | #N/A | #N/A | #N/A | #N/A | #N/A | #N/A | #N/A | #N/A | #N/A | 0 | #N/A | #N/A | #N/A | 0 | #N/A | 0 | #N/A | 0 | #N/A | #N/A | #N/A | #N/A | #N/A | #N/A | #N/A | #N/A | 0 | 0 | #N/A | #N/A | #N/A | #N/A | #N/A | #N/A
|  |  | 44 | 17 | #N/A | #N/A | #N/A | #N/A | #N/A | #N/A | #N/A | #N/A | #N/A | #N/A | #N/A | #N/A | #N/A | #N/A | 0 | #N/A | #N/A | #N/A | 0 | #N/A | 0 | #N/A | 0 | #N/A | #N/A | #N/A | #N/A | #N/A | #N/A | #N/A | #N/A | 0 | 0 | #N/A | #N/A | #N/A | #N/A | #N/A | #N/A
|  |  | 45 | 15 | #N/A | #N/A | #N/A | #N/A | #N/A | #N/A | #N/A | #N/A | #N/A | #N/A | #N/A | #N/A | #N/A | #N/A | 0 | #N/A | #N/A | #N/A | 0 | #N/A | 0 | #N/A | 0 | #N/A | #N/A | #N/A | #N/A | #N/A | #N/A | #N/A | #N/A | 0 | 0 | #N/A | #N/A | #N/A | #N/A | #N/A | #N/A
|  |  | 46 | 13 | #N/A | #N/A | #N/A | #N/A | #N/A | #N/A | #N/A | #N/A | #N/A | #N/A | #N/A | #N/A | #N/A | #N/A | 0 | #N/A | #N/A | #N/A | 0 | #N/A | 0 | #N/A | 0 | #N/A | #N/A | #N/A | #N/A | #N/A | #N/A | #N/A | #N/A | 0 | 0 | #N/A | #N/A | #N/A | #N/A | #N/A | #N/A
|  |  | 47 | 11 | #N/A | #N/A | #N/A | #N/A | #N/A | #N/A | #N/A | #N/A | #N/A | #N/A | #N/A | #N/A | #N/A | #N/A | 0 | #N/A | #N/A | #N/A | 0 | #N/A | 0 | #N/A | 0 | #N/A | #N/A | #N/A | #N/A | #N/A | #N/A | #N/A | #N/A | 0 | 0 | #N/A | #N/A | #N/A | #N/A | #N/A | #N/A
|  |  | 48 | 9 | #N/A | #N/A | #N/A | #N/A | #N/A | #N/A | #N/A | #N/A | #N/A | #N/A | #N/A | #N/A | #N/A | #N/A | 0 | #N/A | #N/A | #N/A | 0 | #N/A | 0 | #N/A | 0 | #N/A | #N/A | #N/A | #N/A | #N/A | #N/A | #N/A | #N/A | 0 | 0 | #N/A | #N/A | #N/A | #N/A | #N/A | #N/A
|  |  | 49 | 7 | #N/A | #N/A | #N/A | #N/A | #N/A | #N/A | #N/A | #N/A | #N/A | #N/A | #N/A | #N/A | #N/A | #N/A | 0 | #N/A | #N/A | #N/A | 0 | #N/A | 0 | #N/A | 0 | #N/A | #N/A | #N/A | #N/A | #N/A | #N/A | #N/A | #N/A | 0 | 0 | #N/A | #N/A | #N/A | #N/A | #N/A | #N/A
|  |  | 50 | 5 | #N/A | #N/A | #N/A | #N/A | #N/A | #N/A | #N/A | #N/A | #N/A | #N/A | #N/A | #N/A | #N/A | #N/A | 0 | #N/A | #N/A | #N/A | 0 | #N/A | 0 | #N/A | 0 | #N/A | #N/A | #N/A | #N/A | #N/A | #N/A | #N/A | #N/A | 0 | 0 | #N/A | #N/A | #N/A | #N/A | #N/A | #N/A
|  |  | 51 | 3 | #N/A | #N/A | #N/A | #N/A | #N/A | #N/A | #N/A | #N/A | #N/A | #N/A | #N/A | #N/A | #N/A | #N/A | 0 | #N/A | #N/A | #N/A | 0 | #N/A | 0 | #N/A | 0 | #N/A | #N/A | #N/A | #N/A | #N/A | #N/A | #N/A | #N/A | 0 | 0 | #N/A | #N/A | #N/A | #N/A | #N/A | #N/A
|  |  | 52 | 1 | #N/A | #N/A | #N/A | #N/A | #N/A | #N/A | #N/A | #N/A | #N/A | #N/A | #N/A | #N/A | #N/A | #N/A | 0 | #N/A | #N/A | #N/A | 0 | #N/A | 0 | #N/A | 0 | #N/A | #N/A | #N/A | #N/A | #N/A | #N/A | #N/A | #N/A | 0 | 0 | #N/A | #N/A | #N/A | #N/A | #N/A | #N/A
|  |  | 53 | -1 | #N/A | #N/A | #N/A | #N/A | #N/A | #N/A | #N/A | #N/A | #N/A | #N/A | #N/A | #N/A | #N/A | #N/A | 0 | #N/A | #N/A | #N/A | 0 | #N/A | 0 | #N/A | 0 | #N/A | #N/A | #N/A | #N/A | #N/A | #N/A | #N/A | #N/A | 0 | 0 | #N/A | #N/A | #N/A | #N/A | #N/A | #N/A
|  |  | 54 | -3 | #N/A | #N/A | #N/A | #N/A | #N/A | #N/A | #N/A | #N/A | #N/A | #N/A | #N/A | #N/A | #N/A | #N/A | 0 | #N/A | #N/A | #N/A | 0 | #N/A | 0 | #N/A | 0 | #N/A | #N/A | #N/A | #N/A | #N/A | #N/A | #N/A | #N/A | 0 | 0 | #N/A | #N/A | #N/A | #N/A | #N/A | #N/A
|  |  | 55 | -5 | #N/A | #N/A | #N/A | #N/A | #N/A | #N/A | #N/A | #N/A | #N/A | #N/A | #N/A | #N/A | #N/A | #N/A | 0 | #N/A | #N/A | #N/A | 0 | #N/A | 0 | #N/A | 0 | #N/A | #N/A | #N/A | #N/A | #N/A | #N/A | #N/A | #N/A | 0 | 0 | #N/A | #N/A | #N/A | #N/A | #N/A | #N/A
|  |  | 56 | -7 | #N/A | #N/A | #N/A | #N/A | #N/A | #N/A | #N/A | #N/A | #N/A | #N/A | #N/A | #N/A | #N/A | #N/A | 0 | #N/A | #N/A | #N/A | 0 | #N/A | 0 | #N/A | 0 | #N/A | #N/A | #N/A | #N/A | #N/A | #N/A | #N/A | #N/A | 0 | 0 | #N/A | #N/A | #N/A | #N/A | #N/A | #N/A
|  |  | 57 | -9 | #N/A | #N/A | #N/A | #N/A | #N/A | #N/A | #N/A | #N/A | #N/A | #N/A | #N/A | #N/A | #N/A | #N/A | 0 | #N/A | #N/A | #N/A | 0 | #N/A | 0 | #N/A | 0 | #N/A | #N/A | #N/A | #N/A | #N/A | #N/A | #N/A | #N/A | 0 | 0 | #N/A | #N/A | #N/A | #N/A | #N/A | #N/A
|  |  | 58 | -11 | #N/A | #N/A | #N/A | #N/A | #N/A | #N/A | #N/A | #N/A | #N/A | #N/A | #N/A | #N/A | #N/A | #N/A | 0 | #N/A | #N/A | #N/A | 0 | #N/A | 0 | #N/A | 0 | #N/A | #N/A | #N/A | #N/A | #N/A | #N/A | #N/A | #N/A | 0 | 0 | #N/A | #N/A | #N/A | #N/A | #N/A | #N/A
|  |  | 59 | -13 | #N/A | #N/A | #N/A | #N/A | #N/A | #N/A | #N/A | #N/A | #N/A | #N/A | #N/A | #N/A | #N/A | #N/A | 0 | #N/A | #N/A | #N/A | 0 | #N/A | 0 | #N/A | 0 | #N/A | #N/A | #N/A | #N/A | #N/A | #N/A | #N/A | #N/A | 0 | 0 | #N/A | #N/A | #N/A | #N/A | #N/A | #N/A
|  |  | 60 | -15 | #N/A | #N/A | #N/A | #N/A | #N/A | #N/A | #N/A | #N/A | #N/A | #N/A | #N/A | #N/A | #N/A | #N/A | 0 | #N/A | #N/A | #N/A | 0 | #N/A | 0 | #N/A | 0 | #N/A | #N/A | #N/A | #N/A | #N/A | #N/A | #N/A | #N/A | 0 | 0 | #N/A | #N/A | #N/A | #N/A | #N/A | #N/A
|  |  | 61 | -17 | #N/A | #N/A | #N/A | #N/A | #N/A | #N/A | #N/A | #N/A | #N/A | #N/A | #N/A | #N/A | #N/A | #N/A | 0 | #N/A | #N/A | #N/A | 0 | #N/A | 0 | #N/A | 0 | #N/A | #N/A | #N/A | #N/A | #N/A | #N/A | #N/A | #N/A | 0 | 0 | #N/A | #N/A | #N/A | #N/A | #N/A | #N/A
|  |  | 62 | -19 | #N/A | #N/A | #N/A | #N/A | #N/A | #N/A | #N/A | #N/A | #N/A | #N/A | #N/A | #N/A | #N/A | #N/A | 0 | #N/A | #N/A | #N/A | 0 | #N/A | 0 | #N/A | 0 | #N/A | #N/A | #N/A | #N/A | #N/A | #N/A | #N/A | #N/A | 0 | 0 | #N/A | #N/A | #N/A | #N/A | #N/A | #N/A
|  |  | 63 | -21 | #N/A | #N/A | #N/A | #N/A | #N/A | #N/A | #N/A | #N/A | #N/A | #N/A | #N/A | #N/A | #N/A | #N/A | 0 | #N/A | #N/A | #N/A | 0 | #N/A | 0 | #N/A | 0 | #N/A | #N/A | #N/A | #N/A | #N/A | #N/A | #N/A | #N/A | 0 | 0 | #N/A | #N/A | #N/A | #N/A | #N/A | #N/A
|  |  | 64 | -23 | #N/A | #N/A | #N/A | #N/A | #N/A | #N/A | #N/A | #N/A | #N/A | #N/A | #N/A | #N/A | #N/A | #N/A | 0 | #N/A | #N/A | #N/A | 0 | #N/A | 0 | #N/A | 0 | #N/A | #N/A | #N/A | #N/A | #N/A | #N/A | #N/A | #N/A | 0 | 0 | #N/A | #N/A | #N/A | #N/A | #N/A | #N/A
|  |  |  | Totals | #N/A | [5 empty] | #N/A | [12 empty] | ▲Btu | ▲kWh | ▲kWh | [13 empty] | ▲Btu | ▲kWh | #N/A | #N/A
[42 empty] | ▲MMbtu | ▲MMbtu
UNOCCUPIED MODE
[8 empty] | Heating Calculation | [18 empty] | Cooling Calculation | [14 empty] | Net Savings
|  |  | Row Reference for Bin data lookup | Outdoor Air Temperature Mid-pts | Unoccupied Hours @ Temp Bin | Mode | Building Load (Btuh) | Linear Capacity Adjustment (based on 47-to-DesPt) | DOE Heating Capacity Adjustment Factor | Proposed Heat Pump Heating Capacity (Btuh) | Delivered Heating Capacity (btuh) | Delivered Heating Capacity > BHL | Defrost Adjustment Factor | Fraction of Heating Load Met By Heat Pump | Auxiliary Heating (Btuh) | Proposed Part Load Factor (PLF, Proposed Cd ) | Proposed COP Temperature Adjustment Factor (Linear) | Proposed COP Temperature Adjustment Factor (DOE) | Actual Proposed Heat Pump COP | Heat Pump Power (kW) | Auxiliary Power (kW) | Baseline Heating Consumption (btu) | Proposed Heating Consumption (btu) | Heating Fossil Fuel Avoidance Savings (btu) | Heating Electrification Savings kWh | Net Heat Savings (kWh) | Baseline Cooling Equipment Capacity | Cooling Capacity Adjustment Factor | Proposed Heat Pump Cooling Capacity (Btuh) | Delivered Cooling Capacity (Btuh) | Delivered Cooling Capacity > BCL | Baseline Cooling EIR Temperature Adjustment Factor (EIR = 1/Efficiency) | Proposed Cooling EIR Temperature Adjustment Factor (EIR = 1/Efficiency) | Baseline Part Load Factor (1/PLF, Proposed Cd ) | Proposed Part Load Factor (1/PLF, Proposed Cd ) | Baseline Actual Cooling EER | Proposed Actual Heat Pump Cooling EER | Baseline Cooling Consumption (btu) | Proposed Cooling Consumption (btu) | Cool Savings (btu) | Cool Savings (kWh) | ▲kWh Total | ▲MMbtu Total
|  |  | 2 | 101 | #N/A | #N/A | #N/A | #N/A | #N/A | #N/A | #N/A | #N/A | #N/A | #N/A | #N/A | #N/A | #N/A | #N/A | 0 | #N/A | #N/A | #N/A | 0 | #N/A | 0 | #N/A | 0 | #N/A | #N/A | #N/A | #N/A | #N/A | #N/A | #N/A | #N/A | 0 | 0 | #N/A | #N/A | #N/A | #N/A | #N/A | #N/A
|  |  | 3 | 99 | #N/A | #N/A | #N/A | #N/A | #N/A | #N/A | #N/A | #N/A | #N/A | #N/A | #N/A | #N/A | #N/A | #N/A | 0 | #N/A | #N/A | #N/A | 0 | #N/A | 0 | #N/A | 0 | #N/A | #N/A | #N/A | #N/A | #N/A | #N/A | #N/A | #N/A | 0 | 0 | #N/A | #N/A | #N/A | #N/A | #N/A | #N/A
|  |  | 4 | 97 | #N/A | #N/A | #N/A | #N/A | #N/A | #N/A | #N/A | #N/A | #N/A | #N/A | #N/A | #N/A | #N/A | #N/A | 0 | #N/A | #N/A | #N/A | 0 | #N/A | 0 | #N/A | 0 | #N/A | #N/A | #N/A | #N/A | #N/A | #N/A | #N/A | #N/A | 0 | 0 | #N/A | #N/A | #N/A | #N/A | #N/A | #N/A
|  |  | 5 | 95 | #N/A | #N/A | #N/A | #N/A | #N/A | #N/A | #N/A | #N/A | #N/A | #N/A | #N/A | #N/A | #N/A | #N/A | 0 | #N/A | #N/A | #N/A | 0 | #N/A | 0 | #N/A | 0 | #N/A | #N/A | #N/A | #N/A | #N/A | #N/A | #N/A | #N/A | 0 | 0 | #N/A | #N/A | #N/A | #N/A | #N/A | #N/A
|  |  | 6 | 93 | #N/A | #N/A | #N/A | #N/A | #N/A | #N/A | #N/A | #N/A | #N/A | #N/A | #N/A | #N/A | #N/A | #N/A | 0 | #N/A | #N/A | #N/A | 0 | #N/A | 0 | #N/A | 0 | #N/A | #N/A | #N/A | #N/A | #N/A | #N/A | #N/A | #N/A | 0 | 0 | #N/A | #N/A | #N/A | #N/A | #N/A | #N/A
|  |  | 7 | 91 | #N/A | #N/A | #N/A | #N/A | #N/A | #N/A | #N/A | #N/A | #N/A | #N/A | #N/A | #N/A | #N/A | #N/A | 0 | #N/A | #N/A | #N/A | 0 | #N/A | 0 | #N/A | 0 | #N/A | #N/A | #N/A | #N/A | #N/A | #N/A | #N/A | #N/A | 0 | 0 | #N/A | #N/A | #N/A | #N/A | #N/A | #N/A
|  |  | 8 | 89 | #N/A | #N/A | #N/A | #N/A | #N/A | #N/A | #N/A | #N/A | #N/A | #N/A | #N/A | #N/A | #N/A | #N/A | 0 | #N/A | #N/A | #N/A | 0 | #N/A | 0 | #N/A | 0 | #N/A | #N/A | #N/A | #N/A | #N/A | #N/A | #N/A | #N/A | 0 | 0 | #N/A | #N/A | #N/A | #N/A | #N/A | #N/A
|  |  | 9 | 87 | #N/A | #N/A | #N/A | #N/A | #N/A | #N/A | #N/A | #N/A | #N/A | #N/A | #N/A | #N/A | #N/A | #N/A | 0 | #N/A | #N/A | #N/A | 0 | #N/A | 0 | #N/A | 0 | #N/A | #N/A | #N/A | #N/A | #N/A | #N/A | #N/A | #N/A | 0 | 0 | #N/A | #N/A | #N/A | #N/A | #N/A | #N/A
|  |  | 10 | 85 | #N/A | #N/A | #N/A | #N/A | #N/A | #N/A | #N/A | #N/A | #N/A | #N/A | #N/A | #N/A | #N/A | #N/A | 0 | #N/A | #N/A | #N/A | 0 | #N/A | 0 | #N/A | 0 | #N/A | #N/A | #N/A | #N/A | #N/A | #N/A | #N/A | #N/A | 0 | 0 | #N/A | #N/A | #N/A | #N/A | #N/A | #N/A
|  |  | 11 | 83 | #N/A | #N/A | #N/A | #N/A | #N/A | #N/A | #N/A | #N/A | #N/A | #N/A | #N/A | #N/A | #N/A | #N/A | 0 | #N/A | #N/A | #N/A | 0 | #N/A | 0 | #N/A | 0 | #N/A | #N/A | #N/A | #N/A | #N/A | #N/A | #N/A | #N/A | 0 | 0 | #N/A | #N/A | #N/A | #N/A | #N/A | #N/A
|  |  | 12 | 81 | #N/A | #N/A | #N/A | #N/A | #N/A | #N/A | #N/A | #N/A | #N/A | #N/A | #N/A | #N/A | #N/A | #N/A | 0 | #N/A | #N/A | #N/A | 0 | #N/A | 0 | #N/A | 0 | #N/A | #N/A | #N/A | #N/A | #N/A | #N/A | #N/A | #N/A | 0 | 0 | #N/A | #N/A | #N/A | #N/A | #N/A | #N/A
|  |  | 13 | 79 | #N/A | #N/A | #N/A | #N/A | #N/A | #N/A | #N/A | #N/A | #N/A | #N/A | #N/A | #N/A | #N/A | #N/A | 0 | #N/A | #N/A | #N/A | 0 | #N/A | 0 | #N/A | 0 | #N/A | #N/A | #N/A | #N/A | #N/A | #N/A | #N/A | #N/A | 0 | 0 | #N/A | #N/A | #N/A | #N/A | #N/A | #N/A
|  |  | 14 | 77 | #N/A | #N/A | #N/A | #N/A | #N/A | #N/A | #N/A | #N/A | #N/A | #N/A | #N/A | #N/A | #N/A | #N/A | 0 | #N/A | #N/A | #N/A | 0 | #N/A | 0 | #N/A | 0 | #N/A | #N/A | #N/A | #N/A | #N/A | #N/A | #N/A | #N/A | 0 | 0 | #N/A | #N/A | #N/A | #N/A | #N/A | #N/A
|  |  | 15 | 75 | #N/A | #N/A | #N/A | #N/A | #N/A | #N/A | #N/A | #N/A | #N/A | #N/A | #N/A | #N/A | #N/A | #N/A | 0 | #N/A | #N/A | #N/A | 0 | #N/A | 0 | #N/A | 0 | #N/A | #N/A | #N/A | #N/A | #N/A | #N/A | #N/A | #N/A | 0 | 0 | #N/A | #N/A | #N/A | #N/A | #N/A | #N/A
|  |  | 16 | 73 | #N/A | #N/A | #N/A | #N/A | #N/A | #N/A | #N/A | #N/A | #N/A | #N/A | #N/A | #N/A | #N/A | #N/A | 0 | #N/A | #N/A | #N/A | 0 | #N/A | 0 | #N/A | 0 | #N/A | #N/A | #N/A | #N/A | #N/A | #N/A | #N/A | #N/A | 0 | 0 | #N/A | #N/A | #N/A | #N/A | #N/A | #N/A
|  |  | 17 | 71 | #N/A | #N/A | #N/A | #N/A | #N/A | #N/A | #N/A | #N/A | #N/A | #N/A | #N/A | #N/A | #N/A | #N/A | 0 | #N/A | #N/A | #N/A | 0 | #N/A | 0 | #N/A | 0 | #N/A | #N/A | #N/A | #N/A | #N/A | #N/A | #N/A | #N/A | 0 | 0 | #N/A | #N/A | #N/A | #N/A | #N/A | #N/A
|  |  | 18 | 69 | #N/A | #N/A | #N/A | #N/A | #N/A | #N/A | #N/A | #N/A | #N/A | #N/A | #N/A | #N/A | #N/A | #N/A | 0 | #N/A | #N/A | #N/A | 0 | #N/A | 0 | #N/A | 0 | #N/A | #N/A | #N/A | #N/A | #N/A | #N/A | #N/A | #N/A | 0 | 0 | #N/A | #N/A | #N/A | #N/A | #N/A | #N/A
|  |  | 19 | 67 | #N/A | #N/A | #N/A | #N/A | #N/A | #N/A | #N/A | #N/A | #N/A | #N/A | #N/A | #N/A | #N/A | #N/A | 0 | #N/A | #N/A | #N/A | 0 | #N/A | 0 | #N/A | 0 | #N/A | #N/A | #N/A | #N/A | #N/A | #N/A | #N/A | #N/A | 0 | 0 | #N/A | #N/A | #N/A | #N/A | #N/A | #N/A
|  |  | 20 | 65 | #N/A | #N/A | #N/A | #N/A | #N/A | #N/A | #N/A | #N/A | #N/A | #N/A | #N/A | #N/A | #N/A | #N/A | 0 | #N/A | #N/A | #N/A | 0 | #N/A | 0 | #N/A | 0 | #N/A | #N/A | #N/A | #N/A | #N/A | #N/A | #N/A | #N/A | 0 | 0 | #N/A | #N/A | #N/A | #N/A | #N/A | #N/A
|  |  | 21 | 63 | #N/A | #N/A | #N/A | #N/A | #N/A | #N/A | #N/A | #N/A | #N/A | #N/A | #N/A | #N/A | #N/A | #N/A | 0 | #N/A | #N/A | #N/A | 0 | #N/A | 0 | #N/A | 0 | #N/A | #N/A | #N/A | #N/A | #N/A | #N/A | #N/A | #N/A | 0 | 0 | #N/A | #N/A | #N/A | #N/A | #N/A | #N/A
|  |  | 22 | 61 | #N/A | #N/A | #N/A | #N/A | #N/A | #N/A | #N/A | #N/A | #N/A | #N/A | #N/A | #N/A | #N/A | #N/A | 0 | #N/A | #N/A | #N/A | 0 | #N/A | 0 | #N/A | 0 | #N/A | #N/A | #N/A | #N/A | #N/A | #N/A | #N/A | #N/A | 0 | 0 | #N/A | #N/A | #N/A | #N/A | #N/A | #N/A
|  |  | 23 | 59 | #N/A | #N/A | #N/A | #N/A | #N/A | #N/A | #N/A | #N/A | #N/A | #N/A | #N/A | #N/A | #N/A | #N/A | 0 | #N/A | #N/A | #N/A | 0 | #N/A | 0 | #N/A | 0 | #N/A | #N/A | #N/A | #N/A | #N/A | #N/A | #N/A | #N/A | 0 | 0 | #N/A | #N/A | #N/A | #N/A | #N/A | #N/A
|  |  | 24 | 57 | #N/A | #N/A | #N/A | #N/A | #N/A | #N/A | #N/A | #N/A | #N/A | #N/A | #N/A | #N/A | #N/A | #N/A | 0 | #N/A | #N/A | #N/A | 0 | #N/A | 0 | #N/A | 0 | #N/A | #N/A | #N/A | #N/A | #N/A | #N/A | #N/A | #N/A | 0 | 0 | #N/A | #N/A | #N/A | #N/A | #N/A | #N/A
|  |  | 25 | 55 | #N/A | #N/A | #N/A | #N/A | #N/A | #N/A | #N/A | #N/A | #N/A | #N/A | #N/A | #N/A | #N/A | #N/A | 0 | #N/A | #N/A | #N/A | 0 | #N/A | 0 | #N/A | 0 | #N/A | #N/A | #N/A | #N/A | #N/A | #N/A | #N/A | #N/A | 0 | 0 | #N/A | #N/A | #N/A | #N/A | #N/A | #N/A
|  |  | 26 | 53 | #N/A | #N/A | #N/A | #N/A | #N/A | #N/A | #N/A | #N/A | #N/A | #N/A | #N/A | #N/A | #N/A | #N/A | 0 | #N/A | #N/A | #N/A | 0 | #N/A | 0 | #N/A | 0 | #N/A | #N/A | #N/A | #N/A | #N/A | #N/A | #N/A | #N/A | 0 | 0 | #N/A | #N/A | #N/A | #N/A | #N/A | #N/A
|  |  | 27 | 51 | #N/A | #N/A | #N/A | #N/A | #N/A | #N/A | #N/A | #N/A | #N/A | #N/A | #N/A | #N/A | #N/A | #N/A | 0 | #N/A | #N/A | #N/A | 0 | #N/A | 0 | #N/A | 0 | #N/A | #N/A | #N/A | #N/A | #N/A | #N/A | #N/A | #N/A | 0 | 0 | #N/A | #N/A | #N/A | #N/A | #N/A | #N/A
|  |  | 28 | 49 | #N/A | #N/A | #N/A | #N/A | #N/A | #N/A | #N/A | #N/A | #N/A | #N/A | #N/A | #N/A | #N/A | #N/A | 0 | #N/A | #N/A | #N/A | 0 | #N/A | 0 | #N/A | 0 | #N/A | #N/A | #N/A | #N/A | #N/A | #N/A | #N/A | #N/A | 0 | 0 | #N/A | #N/A | #N/A | #N/A | #N/A | #N/A
|  |  | 29 | 47 | #N/A | #N/A | #N/A | #N/A | #N/A | #N/A | #N/A | #N/A | #N/A | #N/A | #N/A | #N/A | #N/A | #N/A | 0 | #N/A | #N/A | #N/A | 0 | #N/A | 0 | #N/A | 0 | #N/A | #N/A | #N/A | #N/A | #N/A | #N/A | #N/A | #N/A | 0 | 0 | #N/A | #N/A | #N/A | #N/A | #N/A | #N/A
|  |  | 30 | 45 | #N/A | #N/A | #N/A | #N/A | #N/A | #N/A | #N/A | #N/A | #N/A | #N/A | #N/A | #N/A | #N/A | #N/A | 0 | #N/A | #N/A | #N/A | 0 | #N/A | 0 | #N/A | 0 | #N/A | #N/A | #N/A | #N/A | #N/A | #N/A | #N/A | #N/A | 0 | 0 | #N/A | #N/A | #N/A | #N/A | #N/A | #N/A
|  |  | 31 | 43 | #N/A | #N/A | #N/A | #N/A | #N/A | #N/A | #N/A | #N/A | #N/A | #N/A | #N/A | #N/A | #N/A | #N/A | 0 | #N/A | #N/A | #N/A | 0 | #N/A | 0 | #N/A | 0 | #N/A | #N/A | #N/A | #N/A | #N/A | #N/A | #N/A | #N/A | 0 | 0 | #N/A | #N/A | #N/A | #N/A | #N/A | #N/A
|  |  | 32 | 41 | #N/A | #N/A | #N/A | #N/A | #N/A | #N/A | #N/A | #N/A | #N/A | #N/A | #N/A | #N/A | #N/A | #N/A | 0 | #N/A | #N/A | #N/A | 0 | #N/A | 0 | #N/A | 0 | #N/A | #N/A | #N/A | #N/A | #N/A | #N/A | #N/A | #N/A | 0 | 0 | #N/A | #N/A | #N/A | #N/A | #N/A | #N/A
|  |  | 33 | 39 | #N/A | #N/A | #N/A | #N/A | #N/A | #N/A | #N/A | #N/A | #N/A | #N/A | #N/A | #N/A | #N/A | #N/A | 0 | #N/A | #N/A | #N/A | 0 | #N/A | 0 | #N/A | 0 | #N/A | #N/A | #N/A | #N/A | #N/A | #N/A | #N/A | #N/A | 0 | 0 | #N/A | #N/A | #N/A | #N/A | #N/A | #N/A
|  |  | 34 | 37 | #N/A | #N/A | #N/A | #N/A | #N/A | #N/A | #N/A | #N/A | #N/A | #N/A | #N/A | #N/A | #N/A | #N/A | 0 | #N/A | #N/A | #N/A | 0 | #N/A | 0 | #N/A | 0 | #N/A | #N/A | #N/A | #N/A | #N/A | #N/A | #N/A | #N/A | 0 | 0 | #N/A | #N/A | #N/A | #N/A | #N/A | #N/A
|  |  | 35 | 35 | #N/A | #N/A | #N/A | #N/A | #N/A | #N/A | #N/A | #N/A | #N/A | #N/A | #N/A | #N/A | #N/A | #N/A | 0 | #N/A | #N/A | #N/A | 0 | #N/A | 0 | #N/A | 0 | #N/A | #N/A | #N/A | #N/A | #N/A | #N/A | #N/A | #N/A | 0 | 0 | #N/A | #N/A | #N/A | #N/A | #N/A | #N/A
|  |  | 36 | 33 | #N/A | #N/A | #N/A | #N/A | #N/A | #N/A | #N/A | #N/A | #N/A | #N/A | #N/A | #N/A | #N/A | #N/A | 0 | #N/A | #N/A | #N/A | 0 | #N/A | 0 | #N/A | 0 | #N/A | #N/A | #N/A | #N/A | #N/A | #N/A | #N/A | #N/A | 0 | 0 | #N/A | #N/A | #N/A | #N/A | #N/A | #N/A
|  |  | 37 | 31 | #N/A | #N/A | #N/A | #N/A | #N/A | #N/A | #N/A | #N/A | #N/A | #N/A | #N/A | #N/A | #N/A | #N/A | 0 | #N/A | #N/A | #N/A | 0 | #N/A | 0 | #N/A | 0 | #N/A | #N/A | #N/A | #N/A | #N/A | #N/A | #N/A | #N/A | 0 | 0 | #N/A | #N/A | #N/A | #N/A | #N/A | #N/A
|  |  | 38 | 29 | #N/A | #N/A | #N/A | #N/A | #N/A | #N/A | #N/A | #N/A | #N/A | #N/A | #N/A | #N/A | #N/A | #N/A | 0 | #N/A | #N/A | #N/A | 0 | #N/A | 0 | #N/A | 0 | #N/A | #N/A | #N/A | #N/A | #N/A | #N/A | #N/A | #N/A | 0 | 0 | #N/A | #N/A | #N/A | #N/A | #N/A | #N/A
|  |  | 39 | 27 | #N/A | #N/A | #N/A | #N/A | #N/A | #N/A | #N/A | #N/A | #N/A | #N/A | #N/A | #N/A | #N/A | #N/A | 0 | #N/A | #N/A | #N/A | 0 | #N/A | 0 | #N/A | 0 | #N/A | #N/A | #N/A | #N/A | #N/A | #N/A | #N/A | #N/A | 0 | 0 | #N/A | #N/A | #N/A | #N/A | #N/A | #N/A
|  |  | 40 | 25 | #N/A | #N/A | #N/A | #N/A | #N/A | #N/A | #N/A | #N/A | #N/A | #N/A | #N/A | #N/A | #N/A | #N/A | 0 | #N/A | #N/A | #N/A | 0 | #N/A | 0 | #N/A | 0 | #N/A | #N/A | #N/A | #N/A | #N/A | #N/A | #N/A | #N/A | 0 | 0 | #N/A | #N/A | #N/A | #N/A | #N/A | #N/A
|  |  | 41 | 23 | #N/A | #N/A | #N/A | #N/A | #N/A | #N/A | #N/A | #N/A | #N/A | #N/A | #N/A | #N/A | #N/A | #N/A | 0 | #N/A | #N/A | #N/A | 0 | #N/A | 0 | #N/A | 0 | #N/A | #N/A | #N/A | #N/A | #N/A | #N/A | #N/A | #N/A | 0 | 0 | #N/A | #N/A | #N/A | #N/A | #N/A | #N/A
|  |  | 42 | 21 | #N/A | #N/A | #N/A | #N/A | #N/A | #N/A | #N/A | #N/A | #N/A | #N/A | #N/A | #N/A | #N/A | #N/A | 0 | #N/A | #N/A | #N/A | 0 | #N/A | 0 | #N/A | 0 | #N/A | #N/A | #N/A | #N/A | #N/A | #N/A | #N/A | #N/A | 0 | 0 | #N/A | #N/A | #N/A | #N/A | #N/A | #N/A
|  |  | 43 | 19 | #N/A | #N/A | #N/A | #N/A | #N/A | #N/A | #N/A | #N/A | #N/A | #N/A | #N/A | #N/A | #N/A | #N/A | 0 | #N/A | #N/A | #N/A | 0 | #N/A | 0 | #N/A | 0 | #N/A | #N/A | #N/A | #N/A | #N/A | #N/A | #N/A | #N/A | 0 | 0 | #N/A | #N/A | #N/A | #N/A | #N/A | #N/A
|  |  | 44 | 17 | #N/A | #N/A | #N/A | #N/A | #N/A | #N/A | #N/A | #N/A | #N/A | #N/A | #N/A | #N/A | #N/A | #N/A | 0 | #N/A | #N/A | #N/A | 0 | #N/A | 0 | #N/A | 0 | #N/A | #N/A | #N/A | #N/A | #N/A | #N/A | #N/A | #N/A | 0 | 0 | #N/A | #N/A | #N/A | #N/A | #N/A | #N/A
|  |  | 45 | 15 | #N/A | #N/A | #N/A | #N/A | #N/A | #N/A | #N/A | #N/A | #N/A | #N/A | #N/A | #N/A | #N/A | #N/A | 0 | #N/A | #N/A | #N/A | 0 | #N/A | 0 | #N/A | 0 | #N/A | #N/A | #N/A | #N/A | #N/A | #N/A | #N/A | #N/A | 0 | 0 | #N/A | #N/A | #N/A | #N/A | #N/A | #N/A
|  |  | 46 | 13 | #N/A | #N/A | #N/A | #N/A | #N/A | #N/A | #N/A | #N/A | #N/A | #N/A | #N/A | #N/A | #N/A | #N/A | 0 | #N/A | #N/A | #N/A | 0 | #N/A | 0 | #N/A | 0 | #N/A | #N/A | #N/A | #N/A | #N/A | #N/A | #N/A | #N/A | 0 | 0 | #N/A | #N/A | #N/A | #N/A | #N/A | #N/A
|  |  | 47 | 11 | #N/A | #N/A | #N/A | #N/A | #N/A | #N/A | #N/A | #N/A | #N/A | #N/A | #N/A | #N/A | #N/A | #N/A | 0 | #N/A | #N/A | #N/A | 0 | #N/A | 0 | #N/A | 0 | #N/A | #N/A | #N/A | #N/A | #N/A | #N/A | #N/A | #N/A | 0 | 0 | #N/A | #N/A | #N/A | #N/A | #N/A | #N/A
|  |  | 48 | 9 | #N/A | #N/A | #N/A | #N/A | #N/A | #N/A | #N/A | #N/A | #N/A | #N/A | #N/A | #N/A | #N/A | #N/A | 0 | #N/A | #N/A | #N/A | 0 | #N/A | 0 | #N/A | 0 | #N/A | #N/A | #N/A | #N/A | #N/A | #N/A | #N/A | #N/A | 0 | 0 | #N/A | #N/A | #N/A | #N/A | #N/A | #N/A
|  |  | 49 | 7 | #N/A | #N/A | #N/A | #N/A | #N/A | #N/A | #N/A | #N/A | #N/A | #N/A | #N/A | #N/A | #N/A | #N/A | 0 | #N/A | #N/A | #N/A | 0 | #N/A | 0 | #N/A | 0 | #N/A | #N/A | #N/A | #N/A | #N/A | #N/A | #N/A | #N/A | 0 | 0 | #N/A | #N/A | #N/A | #N/A | #N/A | #N/A
|  |  | 50 | 5 | #N/A | #N/A | #N/A | #N/A | #N/A | #N/A | #N/A | #N/A | #N/A | #N/A | #N/A | #N/A | #N/A | #N/A | 0 | #N/A | #N/A | #N/A | 0 | #N/A | 0 | #N/A | 0 | #N/A | #N/A | #N/A | #N/A | #N/A | #N/A | #N/A | #N/A | 0 | 0 | #N/A | #N/A | #N/A | #N/A | #N/A | #N/A
|  |  | 51 | 3 | #N/A | #N/A | #N/A | #N/A | #N/A | #N/A | #N/A | #N/A | #N/A | #N/A | #N/A | #N/A | #N/A | #N/A | 0 | #N/A | #N/A | #N/A | 0 | #N/A | 0 | #N/A | 0 | #N/A | #N/A | #N/A | #N/A | #N/A | #N/A | #N/A | #N/A | 0 | 0 | #N/A | #N/A | #N/A | #N/A | #N/A | #N/A
|  |  | 52 | 1 | #N/A | #N/A | #N/A | #N/A | #N/A | #N/A | #N/A | #N/A | #N/A | #N/A | #N/A | #N/A | #N/A | #N/A | 0 | #N/A | #N/A | #N/A | 0 | #N/A | 0 | #N/A | 0 | #N/A | #N/A | #N/A | #N/A | #N/A | #N/A | #N/A | #N/A | 0 | 0 | #N/A | #N/A | #N/A | #N/A | #N/A | #N/A
|  |  | 53 | -1 | #N/A | #N/A | #N/A | #N/A | #N/A | #N/A | #N/A | #N/A | #N/A | #N/A | #N/A | #N/A | #N/A | #N/A | 0 | #N/A | #N/A | #N/A | 0 | #N/A | 0 | #N/A | 0 | #N/A | #N/A | #N/A | #N/A | #N/A | #N/A | #N/A | #N/A | 0 | 0 | #N/A | #N/A | #N/A | #N/A | #N/A | #N/A
|  |  | 54 | -3 | #N/A | #N/A | #N/A | #N/A | #N/A | #N/A | #N/A | #N/A | #N/A | #N/A | #N/A | #N/A | #N/A | #N/A | 0 | #N/A | #N/A | #N/A | 0 | #N/A | 0 | #N/A | 0 | #N/A | #N/A | #N/A | #N/A | #N/A | #N/A | #N/A | #N/A | 0 | 0 | #N/A | #N/A | #N/A | #N/A | #N/A | #N/A
|  |  | 55 | -5 | #N/A | #N/A | #N/A | #N/A | #N/A | #N/A | #N/A | #N/A | #N/A | #N/A | #N/A | #N/A | #N/A | #N/A | 0 | #N/A | #N/A | #N/A | 0 | #N/A | 0 | #N/A | 0 | #N/A | #N/A | #N/A | #N/A | #N/A | #N/A | #N/A | #N/A | 0 | 0 | #N/A | #N/A | #N/A | #N/A | #N/A | #N/A
|  |  | 56 | -7 | #N/A | #N/A | #N/A | #N/A | #N/A | #N/A | #N/A | #N/A | #N/A | #N/A | #N/A | #N/A | #N/A | #N/A | 0 | #N/A | #N/A | #N/A | 0 | #N/A | 0 | #N/A | 0 | #N/A | #N/A | #N/A | #N/A | #N/A | #N/A | #N/A | #N/A | 0 | 0 | #N/A | #N/A | #N/A | #N/A | #N/A | #N/A
|  |  | 57 | -9 | #N/A | #N/A | #N/A | #N/A | #N/A | #N/A | #N/A | #N/A | #N/A | #N/A | #N/A | #N/A | #N/A | #N/A | 0 | #N/A | #N/A | #N/A | 0 | #N/A | 0 | #N/A | 0 | #N/A | #N/A | #N/A | #N/A | #N/A | #N/A | #N/A | #N/A | 0 | 0 | #N/A | #N/A | #N/A | #N/A | #N/A | #N/A
|  |  | 58 | -11 | #N/A | #N/A | #N/A | #N/A | #N/A | #N/A | #N/A | #N/A | #N/A | #N/A | #N/A | #N/A | #N/A | #N/A | 0 | #N/A | #N/A | #N/A | 0 | #N/A | 0 | #N/A | 0 | #N/A | #N/A | #N/A | #N/A | #N/A | #N/A | #N/A | #N/A | 0 | 0 | #N/A | #N/A | #N/A | #N/A | #N/A | #N/A
|  |  | 59 | -13 | #N/A | #N/A | #N/A | #N/A | #N/A | #N/A | #N/A | #N/A | #N/A | #N/A | #N/A | #N/A | #N/A | #N/A | 0 | #N/A | #N/A | #N/A | 0 | #N/A | 0 | #N/A | 0 | #N/A | #N/A | #N/A | #N/A | #N/A | #N/A | #N/A | #N/A | 0 | 0 | #N/A | #N/A | #N/A | #N/A | #N/A | #N/A
|  |  | 60 | -15 | #N/A | #N/A | #N/A | #N/A | #N/A | #N/A | #N/A | #N/A | #N/A | #N/A | #N/A | #N/A | #N/A | #N/A | 0 | #N/A | #N/A | #N/A | 0 | #N/A | 0 | #N/A | 0 | #N/A | #N/A | #N/A | #N/A | #N/A | #N/A | #N/A | #N/A | 0 | 0 | #N/A | #N/A | #N/A | #N/A | #N/A | #N/A
|  |  | 61 | -17 | #N/A | #N/A | #N/A | #N/A | #N/A | #N/A | #N/A | #N/A | #N/A | #N/A | #N/A | #N/A | #N/A | #N/A | 0 | #N/A | #N/A | #N/A | 0 | #N/A | 0 | #N/A | 0 | #N/A | #N/A | #N/A | #N/A | #N/A | #N/A | #N/A | #N/A | 0 | 0 | #N/A | #N/A | #N/A | #N/A | #N/A | #N/A
|  |  | 62 | -19 | #N/A | #N/A | #N/A | #N/A | #N/A | #N/A | #N/A | #N/A | #N/A | #N/A | #N/A | #N/A | #N/A | #N/A | 0 | #N/A | #N/A | #N/A | 0 | #N/A | 0 | #N/A | 0 | #N/A | #N/A | #N/A | #N/A | #N/A | #N/A | #N/A | #N/A | 0 | 0 | #N/A | #N/A | #N/A | #N/A | #N/A | #N/A
|  |  | 63 | -21 | #N/A | #N/A | #N/A | #N/A | #N/A | #N/A | #N/A | #N/A | #N/A | #N/A | #N/A | #N/A | #N/A | #N/A | 0 | #N/A | #N/A | #N/A | 0 | #N/A | 0 | #N/A | 0 | #N/A | #N/A | #N/A | #N/A | #N/A | #N/A | #N/A | #N/A | 0 | 0 | #N/A | #N/A | #N/A | #N/A | #N/A | #N/A
|  |  | 64 | -23 | #N/A | #N/A | #N/A | #N/A | #N/A | #N/A | #N/A | #N/A | #N/A | #N/A | #N/A | #N/A | #N/A | #N/A | 0 | #N/A | #N/A | #N/A | 0 | #N/A | 0 | #N/A | 0 | #N/A | #N/A | #N/A | #N/A | #N/A | #N/A | #N/A | #N/A | 0 | 0 | #N/A | #N/A | #N/A | #N/A | #N/A | #N/A
|  |  |  | Totals | #N/A | [18 empty] | ▲Btu | ▲kWh | ▲kWh | [13 empty] | ▲Btu | ▲kWh | #N/A | #N/A
[42 empty] | ▲kWh | ▲MMbtu
Note on C52: [Threaded comment] Your version of Excel allows you to read this threaded comment; however, any edits to it will get removed if the file is opened in a newer version of Excel. Learn more: https://go.microsoft.com/fwlink/?linkid=870924 Comment: Conditionally set to zero if only VRF...for future use
Note on C53: [Threaded comment] Your version of Excel allows you to read this threaded comment; however, any edits to it will get removed if the file is opened in a newer version of Excel. Learn more: https://go.microsoft.com/fwlink/?linkid=870924 Comment: factor to adjust for impact of internal gains on heating load at design (default is 1.1). Greater than 1.1 means gains decrease heating load
Note on C54: [Threaded comment] Your version of Excel allows you to read this threaded comment; however, any edits to it will get removed if the file is opened in a newer version of Excel. Learn more: https://go.microsoft.com/fwlink/?linkid=870924 Comment: Fraction of HP capacity when load is shared between HP and backup heat source
Note on C55: [Threaded comment] Your version of Excel allows you to read this threaded comment; however, any edits to it will get removed if the file is opened in a newer version of Excel. Learn more: https://go.microsoft.com/fwlink/?linkid=870924 Comment: Relative size of backup heating system compared to design building heating load (BHL).

## Small Com HPs Calc (hidden)
DIAGNOSTIC BLOCK
COOLING
[20 empty] | BCL | 0 | Btu/h | Tdes = | 0 | F Baseline AC Cap @ 110% sizing = |  | 0 | Btu/h
Cooling Sizing Ratio:
[7 empty] | 1 | [12 empty] | % Clg Load Met | #N/A
[7 empty] | ACTIVE: BLDG |  | BLDG | DEMO | [9 empty] | Unmet Cooling Load | #N/A | MMBtu |  | Cooling Capacity @ 95 | 0 | Ratio based on AHRI, if different from cell above, Applicant entered HP capacity at design temp
[15 empty] | HSPF Coeffs (TRM 2024) |  | SEER2 Coeffs (TRM 2024) |  |  |  | Total Building Cooling Load (MMBtu) | Delivered Cooling Load (MMBtu) | Energy Use (kWh) | Rated EER @ 95F (Btu/Wh) | Actual Seasonal Efficiency (Btu/Wh) | Actual Peak Efficiency @ 95F (Btu/Wh) | Cooling Peak Demand from 95F Bin (kW) | Cooling Peak Demand from Rated EER (kW)
[8 empty] | TDES_C | 0 | [5 empty] | a | b | c | d |  | Basecase | #N/A | #N/A | #N/A | #N/A | 0 | 0 | 0 | 0
[7 empty] | 0 | BCL | 0 | #N/A |  |  |  | Albany | 0.531 | 0.757 | -6.85 | 1.274 |  | Proposed |  | #N/A | #N/A | 0 | 0 | #N/A | 0 | 0
[8 empty] | TSET_C_OCC | [5 empty] | Binghamton | 0.578 | 0.723 | -5.02 | 1.188 |  | Savings |  |  | #N/A | 0 | 0 | #N/A | 0 | 0
[8 empty] | TSET_C_UNOC | [5 empty] | Buffalo | 0.599 | 0.746 | -5.14 | 1.18
[8 empty] | BPT_C_OC | #N/A |  |  |  |  | Massena | 0.429 | 0.682 | -6.95 | 1.266 |  |  |  |  | 0 | from Results (H5)
[8 empty] | BPT_C_UNOC | #N/A |  |  |  |  | NYC | 1.158 | 0.651 | -6.06 | 1.244 |  |  |  |  | 0 | safety factor
[8 empty] | TDES_H | 0 |  |  |  |  | Poughkeepsie | 0.609 | 0.758 | -6.82 | 1.267
[7 empty] | 0 | BHL | 0 | #N/A |  |  |  | Syracuse | 0.542 | 0.749 | -6.86 | 1.274 |  | HEATING
[8 empty] | TSET_H_OCC | [11 empty] | BHL | 0 | Btu/h | Tdes= | 0 | F
[8 empty] | TSET_H_UNOC |  |  |  |  | ACTIVE |  | #N/A | #N/A | #N/A | #N/A
[8 empty] | BPT_H_OC | #N/A | [10 empty] | % Htg Load Met | #N/A |  |  | Heating Sizing Ratio |  | Bldg Sizing Tab
[8 empty] | BPT_H_UNOC | #N/A | [10 empty] | Unmet Heating | #N/A | MMBtu |  | Htg Capacity @ Design T | 0 | Ratio based on AHRI, if different from cell above, Applicant entered HP capacity at design temp
[9 empty] | SumProd (rwo 71) |  | SumProd (rwo 71) | DEMO (row 73) |  | #N/A | [6 empty] | Total Building Heating Load (MMBtu) | Delivered Heating Load (MMBtu) | Heating Energy Use (kWh) | Heating Fuel Use (MMBtu) | Actual Seasonal Heating Efficiency (-) | Actual Peak Heating Efficiency @ 5F (-) | Heating Peak Demand @ 5F (kW)
[9 empty] | 0 | QH_RAT_17 HTG at 17°F | 0 | 0 |  | Seasonal Avg CLG EER |  | #N/A |  |  |  | Basecase | #N/A | #N/A |  | #N/A | 0% | 0%
[9 empty] | 0 | QH_RAT_47 HTG at 47°F | 0 | 0 |  | Seasonal Avg HTG COP |  | #N/A |  |  |  | Proposed |  | #N/A | #N/A |  | 0 | 0 | #N/A
[9 empty] | 0 | HSPF2 | 0 | 0 | [7 empty] | Savings |  |  | #N/A | #N/A |  |  | #N/A
[23 empty] | 0 | from Results (G15)
[9 empty] | 0 | Rated CLG at 95°F | 0 | 0
[9 empty] | 0 | SEER2 | 0 | 0 | [10 empty] | Electric (kWh) | Fuel (MMBtu) | Total Site Energy (MMBtu)
[20 empty] | All Savings |  |  | #N/A | #N/A | #N/A
[9 empty] | #N/A | Base HTG COP | 0 | 0
[9 empty] | #N/A | Base CLG EER | 0 | 0
[23 empty] | 0 | 0 | 0 | from Results
[23 empty] | 0 | 0 | 0 | from this sheet (AV49:AV50) | [18 empty] | Equip Load Btu/h | % or Original Load
[25 empty] | 0 | safety factor | [17 empty] | BCL | 0 | #DIV/0!
[24 empty] | #N/A |  | sum column Y | [17 empty] | BHL | 0 | #DIV/0!
|  |  | BEFLHC | #N/A | [20 empty] | #N/A | sum of AS
|  |  | BEFLHH | #N/A | [7 empty] | Efficiencies | [31 empty] | Net MMBtu Savings | Heating Savings (kWh) | Cooling Savings (kWh) | Net kWh savings | kW Savings | Therms savings ()
[13 empty] | Baseline Efficiency |  | Proposed Efficiency | [27 empty] | Est/Calc | 0 | #N/A | #N/A |  | #N/A | 0
[12 empty] | Cooling Equipment |  | EER |  | EER | [26 empty] | Adjusted (w/ Billing Data) | #DIV/0! | #N/A | #N/A |  | #N/A | #DIV/0!
[12 empty] | Heating Equipment |  | COP |  | COP(47) | [7 empty] | 47 | [18 empty] | To be reported | #DIV/0! | #N/A | #N/A | #N/A | #N/A | #DIV/0!
[16 empty] | COP(17) |  |  | 47 |  |  |  |  | 17 | [19 empty] | Net MMBtu | Heating Savings MMBtu | Cooling Savings MMBtu
[19 empty] | 17 | [23 empty] | Est/Calc MMBTU | 0 | #N/A | #N/A |  | #N/A | 0
[6 empty] | slope = | #DIV/0! | [35 empty] | Billing adjusted MMBTU | #DIV/0! | #N/A | #N/A |  | #N/A | #DIV/0!
(uses Capacity at 17F & 47F)
|  |  | OCCUPIED MODE | [5 empty] | Linear | [8 empty] | Linear
Location Selected: | [6 empty] | Heating Calculation | [33 empty] | Net Savings
| #N/A | Row Reference for Bin data lookup | Outdoor Air Temperature Mid-pts | Occupied Hours @ Temp Bin | Mode | Building Load (Btuh) | Linear Capacity Adjustment Factor (based on 47-to-DesPt) | DOE Heating Capacity Adjustment Factor | Proposed Heat Pump Heating Capacity (Btuh) | Delivered Heating Capacity (btuh) | Delivered Heating Capacity > BHL | Defrost Adjustment Factor | Fraction of Heating Load Met By Heat Pump | Auxiliary Heating (Btuh) | Proposed Part Load Factor (PLF, Proposed Cd ) | Proposed COP Temperature Adjustment Factor (Linear) | Proposed COP Temperature Adjustment Factor (DOE) | Actual Proposed Heat Pump COP | Heat Pump Power (kW) | Auxiliary Power (kW) | Baseline Heating Consumption (btu) | Proposed Heating Consumption (btu) | Heating Fossil Fuel Avoidance Savings (btu) | Heating Electrification Savings kWh | Net Heat Savings (kWh) | Baseline Cooling Equipment Capacity | Cooling Capacity Adjustment Factor | Proposed Heat Pump Cooling Capacity (Btuh) | Delivered Cooling Capacity (Btuh) | Delivered Cooling Capacity > BCL | Baseline Cooling EIR Temperature Adjustment Factor (EIR = 1/Efficiency) | Proposed Cooling EIR Temperature Adjustment Factor (EIR = 1/Efficiency) | Baseline Part Load Factor (1/PLF, Proposed Cd ) | Proposed Part Load Factor (1/PLF, Proposed Cd ) | Baseline Actual Cooling EER | Proposed Actual Heat Pump Cooling EER | Baseline Cooling Consumption (btu) | Proposed Cooling Consumption (btu) | Cool Savings (btu) | Cool Savings (kWh) | ▲kWh Total | ▲MMbtu Total
Lookup Reference |  | 2 | 101 | #N/A | #N/A | #N/A | #N/A | #N/A | #N/A | #N/A | #N/A | #N/A | #N/A | #N/A |  |  |  | #N/A | #N/A | #N/A | #N/A | #N/A | #N/A | #N/A | #N/A | 0 | #N/A | #N/A | #N/A | #N/A | #N/A |  | #N/A | #N/A | 0 | #N/A | #N/A | #N/A | #N/A | #N/A | #N/A | #N/A
Occupied |  | 3 | 99 | #N/A | #N/A | #N/A | #N/A | #N/A | #N/A | #N/A | #N/A | #N/A | #N/A | #N/A |  |  |  | #N/A | #N/A | #N/A | #N/A | #N/A | #N/A | #N/A | #N/A | 0 | #N/A | #N/A | #N/A | #N/A | #N/A |  | #N/A | #N/A | 0 | #N/A | #N/A | #N/A | #N/A | #N/A | #N/A | #N/A |  |  | Savings in MMBtu | Savings in native units |  |  |  | % change
Unoccupied |  | 4 | 97 | #N/A | #N/A | #N/A | #N/A | #N/A | #N/A | #N/A | #N/A | #N/A | #N/A | #N/A |  |  |  | #N/A | #N/A | #N/A | #N/A | #N/A | #N/A | #N/A | #N/A | 0 | #N/A | #N/A | #N/A | #N/A | #N/A |  | #N/A | #N/A | 0 | #N/A | #N/A | #N/A | #N/A | #N/A | #N/A | #N/A |  | kWh savings | 0 | 0 | kWh savings |  | Electric | #DIV/0!
Building type: |  | 5 | 95 | #N/A | #N/A | #N/A | #N/A | #N/A | #N/A | #N/A | #N/A | #N/A | #N/A | #N/A |  |  |  | #N/A | #N/A | #N/A | #N/A | #N/A | #N/A | #N/A | #N/A | 0 | #N/A | #N/A | #N/A | #N/A | #N/A |  | #N/A | #N/A | 0 | #N/A | #N/A | #N/A | #N/A | #N/A | #N/A | #N/A |  | therm savings | 0 | 0 | therm savings |  | Fossil Fuel | #DIV/0!
Baseline Degradation Constant | 0.2 | 6 | 93 | #N/A | #N/A | #N/A | #N/A | #N/A | #N/A | #N/A | #N/A | #N/A | #N/A | #N/A |  |  |  | #N/A | #N/A | #N/A | #N/A | #N/A | #N/A | #N/A | #N/A | 0 | #N/A | #N/A | #N/A | #N/A | #N/A |  | #N/A | #N/A | 0 | #N/A | #N/A | #N/A | #N/A | #N/A | #N/A | #N/A
Proposed Degradation Constant | 0 | 7 | 91 | #N/A | #N/A | #N/A | #N/A | #N/A | #N/A | #N/A | #N/A | #N/A | #N/A | #N/A |  |  |  | #N/A | #N/A | #N/A | #N/A | #N/A | #N/A | #N/A | #N/A | 0 | #N/A | #N/A | #N/A | #N/A | #N/A |  | #N/A | #N/A | 0 | #N/A | #N/A | #N/A | #N/A | #N/A | #N/A | #N/A |  | Est/Calc Values | Baseline MMBtu | Proposed MMBtu | Delta MMBTU | Heating Fossil Fuel Avoidance Savings (btu) | % change
BHL Factor | 1 | 8 | 89 | #N/A | #N/A | #N/A | #N/A | #N/A | #N/A | #N/A | #N/A | #N/A | #N/A | #N/A |  |  |  | #N/A | #N/A | #N/A | #N/A | #N/A | #N/A | #N/A | #N/A | 0 | #N/A | #N/A | #N/A | #N/A | #N/A |  | #N/A | #N/A | 0 | #N/A | #N/A | #N/A | #N/A | #N/A | #N/A | #N/A |  | Cooling | 0 | 0 | 0 | 0 | 0%
Utilization Ratio | 1 | 9 | 87 | #N/A | #N/A | #N/A | #N/A | #N/A | #N/A | #N/A | #N/A | #N/A | #N/A | #N/A |  |  |  | #N/A | #N/A | #N/A | #N/A | #N/A | #N/A | #N/A | #N/A | 0 | #N/A | #N/A | #N/A | #N/A | #N/A |  | #N/A | #N/A | 0 | #N/A | #N/A | #N/A | #N/A | #N/A | #N/A | #N/A |  | Heating | 0 | 0 | 0 | 0 | #DIV/0!
Back-up Sizing of Design Load | 0.5 | 10 | 85 | #N/A | #N/A | #N/A | #N/A | #N/A | #N/A | #N/A | #N/A | #N/A | #N/A | #N/A |  |  |  | #N/A | #N/A | #N/A | #N/A | #N/A | #N/A | #N/A | #N/A | 0 | #N/A | #N/A | #N/A | #N/A | #N/A |  | #N/A | #N/A | 0 | #N/A | #N/A | #N/A | #N/A | #N/A | #N/A | #N/A |  | Total | 0 | 0 | 0 | 0 | #DIV/0!
Controls Factor | 0 | 11 | 83 | #N/A | #N/A | #N/A | #N/A | #N/A | #N/A | #N/A | #N/A | #N/A | #N/A | #N/A |  |  |  | #N/A | #N/A | #N/A | #N/A | #N/A | #N/A | #N/A | #N/A | 0 | #N/A | #N/A | #N/A | #N/A | #N/A |  | #N/A | #N/A | 0 | #N/A | #N/A | #N/A | #N/A | #N/A | #N/A | #N/A |  | Total kBTU/sf | #DIV/0! | #DIV/0! |  | #DIV/0!
Coincidence Factor (Peak Demand) | 0.8 | 12 | 81 | #N/A | #N/A | #N/A | #N/A | #N/A | #N/A | #N/A | #N/A | #N/A | #N/A | #N/A |  |  |  | #N/A | #N/A | #N/A | #N/A | #N/A | #N/A | #N/A | #N/A | 0 | #N/A | #N/A | #N/A | #N/A | #N/A |  | #N/A | #N/A | 0 | #N/A | #N/A | #N/A | #N/A | #N/A | #N/A | #N/A
|  | 13 | 79 | #N/A | #N/A | #N/A | #N/A | #N/A | #N/A | #N/A | #N/A | #N/A | #N/A | #N/A |  |  |  | #N/A | #N/A | #N/A | #N/A | #N/A | #N/A | #N/A | #N/A | 0 | #N/A | #N/A | #N/A | #N/A | #N/A |  | #N/A | #N/A | 0 | #N/A | #N/A | #N/A | #N/A | #N/A | #N/A | #N/A |  |  | Bill/Utility Data MMBTU | Ratio (utility bill/calc savings) | Adjusted MMBTU | Proposed MMBTU | Delta MMBTU | % change
Capacity/COP Adjust Method | Linear | 14 | 77 | #N/A | #N/A | #N/A | #N/A | #N/A | #N/A | #N/A | #N/A | #N/A | #N/A | #N/A |  |  |  | #N/A | #N/A | #N/A | #N/A | #N/A | #N/A | #N/A | #N/A | 0 | #N/A | #N/A | #N/A | #N/A | #N/A |  | #N/A | #N/A | 0 | #N/A | #N/A | #N/A | #N/A | #N/A | #N/A | #N/A |  | Cooling or kWh | #DIV/0! | #DIV/0! | #DIV/0! | #DIV/0! | #DIV/0! | #DIV/0!
|  | 15 | 75 | #N/A | #N/A | #N/A | #N/A | #N/A | #N/A | #N/A | #N/A | #N/A | #N/A | #N/A |  |  |  | #N/A | #N/A | #N/A | #N/A | #N/A | #N/A | #N/A | #N/A | 0 | #N/A | #N/A | #N/A | #N/A | #N/A |  | #N/A | #N/A | 0 | #N/A | #N/A | #N/A | #N/A | #N/A | #N/A | #N/A |  | Heating or Fuel MMBtu | #DIV/0! | #DIV/0! | #DIV/0! | #DIV/0! | #DIV/0! | #DIV/0!
Heating Cutout Temp (F) | -30 | 16 | 73 | #N/A | #N/A | #N/A | #N/A | #N/A | #N/A | #N/A | #N/A | #N/A | #N/A | #N/A |  |  |  | #N/A | #N/A | #N/A | #N/A | #N/A | #N/A | #N/A | #N/A | 0 | #N/A | #N/A | #N/A | #N/A | #N/A |  | #N/A | #N/A | 0 | #N/A | #N/A | #N/A | #N/A | #N/A | #N/A | #N/A |  | Total | #DIV/0! |  | #DIV/0! | #DIV/0! | #DIV/0! | #DIV/0!
|  | 17 | 71 | #N/A | #N/A | #N/A | #N/A | #N/A | #N/A | #N/A | #N/A | #N/A | #N/A | #N/A |  |  |  | #N/A | #N/A | #N/A | #N/A | #N/A | #N/A | #N/A | #N/A | 0 | #N/A | #N/A | #N/A | #N/A | #N/A |  | #N/A | #N/A | 0 | #N/A | #N/A | #N/A | #N/A | #N/A | #N/A | #N/A |  | Total kBTU/sf
|  | 18 | 69 | #N/A | #N/A | #N/A | #N/A | #N/A | #N/A | #N/A | #N/A | #N/A | #N/A | #N/A |  |  |  | #N/A | #N/A | #N/A | #N/A | #N/A | #N/A | #N/A | #N/A | 0 | #N/A | #N/A | #N/A | #N/A | #N/A |  | #N/A | #N/A | 0 | #N/A | #N/A | #N/A | #N/A | #N/A | #N/A | #N/A |  |  |  | Billing/Utility data is scaled by "% of Original Load"
|  | 19 | 67 | #N/A | #N/A | #N/A | #N/A | #N/A | #N/A | #N/A | #N/A | #N/A | #N/A | #N/A |  |  |  | #N/A | #N/A | #N/A | #N/A | #N/A | #N/A | #N/A | #N/A | 0 | #N/A | #N/A | #N/A | #N/A | #N/A |  | #N/A | #N/A | 0 | #N/A | #N/A | #N/A | #N/A | #N/A | #N/A | #N/A |  |  |  | If Ratio <1 then use scaled utility data INSTEAD of Calc data
|  | 20 | 65 | #N/A | #N/A | #N/A | #N/A | #N/A | #N/A | #N/A | #N/A | #N/A | #N/A | #N/A |  |  |  | #N/A | #N/A | #N/A | #N/A | #N/A | #N/A | #N/A | #N/A | 0 | #N/A | #N/A | #N/A | #N/A | #N/A |  | #N/A | #N/A | 0 | #N/A | #N/A | #N/A | #N/A | #N/A | #N/A | #N/A
|  | 21 | 63 | #N/A | #N/A | #N/A | #N/A | #N/A | #N/A | #N/A | #N/A | #N/A | #N/A | #N/A |  |  |  | #N/A | #N/A | #N/A | #N/A | #N/A | #N/A | #N/A | #N/A | 0 | #N/A | #N/A | #N/A | #N/A | #N/A |  | #N/A | #N/A | 0 | #N/A | #N/A | #N/A | #N/A | #N/A | #N/A | #N/A
|  | 22 | 61 | #N/A | #N/A | #N/A | #N/A | #N/A | #N/A | #N/A | #N/A | #N/A | #N/A | #N/A |  |  |  | #N/A | #N/A | #N/A | #N/A | #N/A | #N/A | #N/A | #N/A | 0 | #N/A | #N/A | #N/A | #N/A | #N/A |  | #N/A | #N/A | 0 | #N/A | #N/A | #N/A | #N/A | #N/A | #N/A | #N/A
|  | 23 | 59 | #N/A | #N/A | #N/A | #N/A | #N/A | #N/A | #N/A | #N/A | #N/A | #N/A | #N/A |  |  |  | #N/A | #N/A | #N/A | #N/A | #N/A | #N/A | #N/A | #N/A | 0 | #N/A | #N/A | #N/A | #N/A | #N/A |  | #N/A | #N/A | 0 | #N/A | #N/A | #N/A | #N/A | #N/A | #N/A | #N/A
|  | 24 | 57 | #N/A | #N/A | #N/A | #N/A | #N/A | #N/A | #N/A | #N/A | #N/A | #N/A | #N/A |  |  |  | #N/A | #N/A | #N/A | #N/A | #N/A | #N/A | #N/A | #N/A | 0 | #N/A | #N/A | #N/A | #N/A | #N/A |  | #N/A | #N/A | 0 | #N/A | #N/A | #N/A | #N/A | #N/A | #N/A | #N/A
|  | 25 | 55 | #N/A | #N/A | #N/A | #N/A | #N/A | #N/A | #N/A | #N/A | #N/A | #N/A | #N/A |  |  |  | #N/A | #N/A | #N/A | #N/A | #N/A | #N/A | #N/A | #N/A | 0 | #N/A | #N/A | #N/A | #N/A | #N/A |  | #N/A | #N/A | 0 | #N/A | #N/A | #N/A | #N/A | #N/A | #N/A | #N/A
|  | 26 | 53 | #N/A | #N/A | #N/A | #N/A | #N/A | #N/A | #N/A | #N/A | #N/A | #N/A | #N/A |  |  |  | #N/A | #N/A | #N/A | #N/A | #N/A | #N/A | #N/A | #N/A | 0 | #N/A | #N/A | #N/A | #N/A | #N/A |  | #N/A | #N/A | 0 | #N/A | #N/A | #N/A | #N/A | #N/A | #N/A | #N/A
|  | 27 | 51 | #N/A | #N/A | #N/A | #N/A | #N/A | #N/A | #N/A | #N/A | #N/A | #N/A | #N/A |  |  |  | #N/A | #N/A | #N/A | #N/A | #N/A | #N/A | #N/A | #N/A | 0 | #N/A | #N/A | #N/A | #N/A | #N/A |  | #N/A | #N/A | 0 | #N/A | #N/A | #N/A | #N/A | #N/A | #N/A | #N/A
|  | 28 | 49 | #N/A | #N/A | #N/A | #N/A | #N/A | #N/A | #N/A | #N/A | #N/A | #N/A | #N/A |  |  |  | #N/A | #N/A | #N/A | #N/A | #N/A | #N/A | #N/A | #N/A | 0 | #N/A | #N/A | #N/A | #N/A | #N/A |  | #N/A | #N/A | 0 | #N/A | #N/A | #N/A | #N/A | #N/A | #N/A | #N/A
|  | 29 | 47 | #N/A | #N/A | #N/A | #N/A | #N/A | #N/A | #N/A | #N/A | #N/A | #N/A | #N/A |  |  |  | #N/A | #N/A | #N/A | #N/A | #N/A | #N/A | #N/A | #N/A | 0 | #N/A | #N/A | #N/A | #N/A | #N/A |  | #N/A | #N/A | 0 | #N/A | #N/A | #N/A | #N/A | #N/A | #N/A | #N/A
|  | 30 | 45 | #N/A | #N/A | #N/A | #N/A | #N/A | #N/A | #N/A | #N/A | #N/A | #N/A | #N/A |  |  |  | #N/A | #N/A | #N/A | #N/A | #N/A | #N/A | #N/A | #N/A | 0 | #N/A | #N/A | #N/A | #N/A | #N/A |  | #N/A | #N/A | 0 | #N/A | #N/A | #N/A | #N/A | #N/A | #N/A | #N/A
|  | 31 | 43 | #N/A | #N/A | #N/A | #N/A | #N/A | #N/A | #N/A | #N/A | #N/A | #N/A | #N/A |  |  |  | #N/A | #N/A | #N/A | #N/A | #N/A | #N/A | #N/A | #N/A | 0 | #N/A | #N/A | #N/A | #N/A | #N/A |  | #N/A | #N/A | 0 | #N/A | #N/A | #N/A | #N/A | #N/A | #N/A | #N/A
|  | 32 | 41 | #N/A | #N/A | #N/A | #N/A | #N/A | #N/A | #N/A | #N/A | #N/A | #N/A | #N/A |  |  |  | #N/A | #N/A | #N/A | #N/A | #N/A | #N/A | #N/A | #N/A | 0 | #N/A | #N/A | #N/A | #N/A | #N/A |  | #N/A | #N/A | 0 | #N/A | #N/A | #N/A | #N/A | #N/A | #N/A | #N/A
|  | 33 | 39 | #N/A | #N/A | #N/A | #N/A | #N/A | #N/A | #N/A | #N/A | #N/A | #N/A | #N/A |  |  |  | #N/A | #N/A | #N/A | #N/A | #N/A | #N/A | #N/A | #N/A | 0 | #N/A | #N/A | #N/A | #N/A | #N/A |  | #N/A | #N/A | 0 | #N/A | #N/A | #N/A | #N/A | #N/A | #N/A | #N/A
|  | 34 | 37 | #N/A | #N/A | #N/A | #N/A | #N/A | #N/A | #N/A | #N/A | #N/A | #N/A | #N/A |  |  |  | #N/A | #N/A | #N/A | #N/A | #N/A | #N/A | #N/A | #N/A | 0 | #N/A | #N/A | #N/A | #N/A | #N/A |  | #N/A | #N/A | 0 | #N/A | #N/A | #N/A | #N/A | #N/A | #N/A | #N/A
|  | 35 | 35 | #N/A | #N/A | #N/A | #N/A | #N/A | #N/A | #N/A | #N/A | #N/A | #N/A | #N/A |  |  |  | #N/A | #N/A | #N/A | #N/A | #N/A | #N/A | #N/A | #N/A | 0 | #N/A | #N/A | #N/A | #N/A | #N/A |  | #N/A | #N/A | 0 | #N/A | #N/A | #N/A | #N/A | #N/A | #N/A | #N/A
|  | 36 | 33 | #N/A | #N/A | #N/A | #N/A | #N/A | #N/A | #N/A | #N/A | #N/A | #N/A | #N/A |  |  |  | #N/A | #N/A | #N/A | #N/A | #N/A | #N/A | #N/A | #N/A | 0 | #N/A | #N/A | #N/A | #N/A | #N/A |  | #N/A | #N/A | 0 | #N/A | #N/A | #N/A | #N/A | #N/A | #N/A | #N/A
|  | 37 | 31 | #N/A | #N/A | #N/A | #N/A | #N/A | #N/A | #N/A | #N/A | #N/A | #N/A | #N/A |  |  |  | #N/A | #N/A | #N/A | #N/A | #N/A | #N/A | #N/A | #N/A | 0 | #N/A | #N/A | #N/A | #N/A | #N/A |  | #N/A | #N/A | 0 | #N/A | #N/A | #N/A | #N/A | #N/A | #N/A | #N/A
|  | 38 | 29 | #N/A | #N/A | #N/A | #N/A | #N/A | #N/A | #N/A | #N/A | #N/A | #N/A | #N/A |  |  |  | #N/A | #N/A | #N/A | #N/A | #N/A | #N/A | #N/A | #N/A | 0 | #N/A | #N/A | #N/A | #N/A | #N/A |  | #N/A | #N/A | 0 | #N/A | #N/A | #N/A | #N/A | #N/A | #N/A | #N/A
|  | 39 | 27 | #N/A | #N/A | #N/A | #N/A | #N/A | #N/A | #N/A | #N/A | #N/A | #N/A | #N/A |  |  |  | #N/A | #N/A | #N/A | #N/A | #N/A | #N/A | #N/A | #N/A | 0 | #N/A | #N/A | #N/A | #N/A | #N/A |  | #N/A | #N/A | 0 | #N/A | #N/A | #N/A | #N/A | #N/A | #N/A | #N/A
|  | 40 | 25 | #N/A | #N/A | #N/A | #N/A | #N/A | #N/A | #N/A | #N/A | #N/A | #N/A | #N/A |  |  |  | #N/A | #N/A | #N/A | #N/A | #N/A | #N/A | #N/A | #N/A | 0 | #N/A | #N/A | #N/A | #N/A | #N/A |  | #N/A | #N/A | 0 | #N/A | #N/A | #N/A | #N/A | #N/A | #N/A | #N/A
|  | 41 | 23 | #N/A | #N/A | #N/A | #N/A | #N/A | #N/A | #N/A | #N/A | #N/A | #N/A | #N/A |  |  |  | #N/A | #N/A | #N/A | #N/A | #N/A | #N/A | #N/A | #N/A | 0 | #N/A | #N/A | #N/A | #N/A | #N/A |  | #N/A | #N/A | 0 | #N/A | #N/A | #N/A | #N/A | #N/A | #N/A | #N/A
|  | 42 | 21 | #N/A | #N/A | #N/A | #N/A | #N/A | #N/A | #N/A | #N/A | #N/A | #N/A | #N/A |  |  |  | #N/A | #N/A | #N/A | #N/A | #N/A | #N/A | #N/A | #N/A | 0 | #N/A | #N/A | #N/A | #N/A | #N/A |  | #N/A | #N/A | 0 | #N/A | #N/A | #N/A | #N/A | #N/A | #N/A | #N/A
|  | 43 | 19 | #N/A | #N/A | #N/A | #N/A | #N/A | #N/A | #N/A | #N/A | #N/A | #N/A | #N/A |  |  |  | #N/A | #N/A | #N/A | #N/A | #N/A | #N/A | #N/A | #N/A | 0 | #N/A | #N/A | #N/A | #N/A | #N/A |  | #N/A | #N/A | 0 | #N/A | #N/A | #N/A | #N/A | #N/A | #N/A | #N/A
|  | 44 | 17 | #N/A | #N/A | #N/A | #N/A | #N/A | #N/A | #N/A | #N/A | #N/A | #N/A | #N/A |  |  |  | #N/A | #N/A | #N/A | #N/A | #N/A | #N/A | #N/A | #N/A | 0 | #N/A | #N/A | #N/A | #N/A | #N/A |  | #N/A | #N/A | 0 | #N/A | #N/A | #N/A | #N/A | #N/A | #N/A | #N/A
|  | 45 | 15 | #N/A | #N/A | #N/A | #N/A | #N/A | #N/A | #N/A | #N/A | #N/A | #N/A | #N/A |  |  |  | #N/A | #N/A | #N/A | #N/A | #N/A | #N/A | #N/A | #N/A | 0 | #N/A | #N/A | #N/A | #N/A | #N/A |  | #N/A | #N/A | 0 | #N/A | #N/A | #N/A | #N/A | #N/A | #N/A | #N/A
|  | 46 | 13 | #N/A | #N/A | #N/A | #N/A | #N/A | #N/A | #N/A | #N/A | #N/A | #N/A | #N/A |  |  |  | #N/A | #N/A | #N/A | #N/A | #N/A | #N/A | #N/A | #N/A | 0 | #N/A | #N/A | #N/A | #N/A | #N/A |  | #N/A | #N/A | 0 | #N/A | #N/A | #N/A | #N/A | #N/A | #N/A | #N/A
|  | 47 | 11 | #N/A | #N/A | #N/A | #N/A | #N/A | #N/A | #N/A | #N/A | #N/A | #N/A | #N/A |  |  |  | #N/A | #N/A | #N/A | #N/A | #N/A | #N/A | #N/A | #N/A | 0 | #N/A | #N/A | #N/A | #N/A | #N/A |  | #N/A | #N/A | 0 | #N/A | #N/A | #N/A | #N/A | #N/A | #N/A | #N/A
|  | 48 | 9 | #N/A | #N/A | #N/A | #N/A | #N/A | #N/A | #N/A | #N/A | #N/A | #N/A | #N/A |  |  |  | #N/A | #N/A | #N/A | #N/A | #N/A | #N/A | #N/A | #N/A | 0 | #N/A | #N/A | #N/A | #N/A | #N/A |  | #N/A | #N/A | 0 | #N/A | #N/A | #N/A | #N/A | #N/A | #N/A | #N/A
|  | 49 | 7 | #N/A | #N/A | #N/A | #N/A | #N/A | #N/A | #N/A | #N/A | #N/A | #N/A | #N/A |  |  |  | #N/A | #N/A | #N/A | #N/A | #N/A | #N/A | #N/A | #N/A | 0 | #N/A | #N/A | #N/A | #N/A | #N/A |  | #N/A | #N/A | 0 | #N/A | #N/A | #N/A | #N/A | #N/A | #N/A | #N/A
|  | 50 | 5 | #N/A | #N/A | #N/A | #N/A | #N/A | #N/A | #N/A | #N/A | #N/A | #N/A | #N/A |  |  |  | #N/A | #N/A | #N/A | #N/A | #N/A | #N/A | #N/A | #N/A | 0 | #N/A | #N/A | #N/A | #N/A | #N/A |  | #N/A | #N/A | 0 | #N/A | #N/A | #N/A | #N/A | #N/A | #N/A | #N/A
|  | 51 | 3 | #N/A | #N/A | #N/A | #N/A | #N/A | #N/A | #N/A | #N/A | #N/A | #N/A | #N/A |  |  |  | #N/A | #N/A | #N/A | #N/A | #N/A | #N/A | #N/A | #N/A | 0 | #N/A | #N/A | #N/A | #N/A | #N/A |  | #N/A | #N/A | 0 | #N/A | #N/A | #N/A | #N/A | #N/A | #N/A | #N/A
|  | 52 | 1 | #N/A | #N/A | #N/A | #N/A | #N/A | #N/A | #N/A | #N/A | #N/A | #N/A | #N/A |  |  |  | #N/A | #N/A | #N/A | #N/A | #N/A | #N/A | #N/A | #N/A | 0 | #N/A | #N/A | #N/A | #N/A | #N/A |  | #N/A | #N/A | 0 | #N/A | #N/A | #N/A | #N/A | #N/A | #N/A | #N/A
|  | 53 | -1 | #N/A | #N/A | #N/A | #N/A | #N/A | #N/A | #N/A | #N/A | #N/A | #N/A | #N/A |  |  |  | #N/A | #N/A | #N/A | #N/A | #N/A | #N/A | #N/A | #N/A | 0 | #N/A | #N/A | #N/A | #N/A | #N/A |  | #N/A | #N/A | 0 | #N/A | #N/A | #N/A | #N/A | #N/A | #N/A | #N/A
|  | 54 | -3 | #N/A | #N/A | #N/A | #N/A | #N/A | #N/A | #N/A | #N/A | #N/A | #N/A | #N/A |  |  |  | #N/A | #N/A | #N/A | #N/A | #N/A | #N/A | #N/A | #N/A | 0 | #N/A | #N/A | #N/A | #N/A | #N/A |  | #N/A | #N/A | 0 | #N/A | #N/A | #N/A | #N/A | #N/A | #N/A | #N/A
|  | 55 | -5 | #N/A | #N/A | #N/A | #N/A | #N/A | #N/A | #N/A | #N/A | #N/A | #N/A | #N/A |  |  |  | #N/A | #N/A | #N/A | #N/A | #N/A | #N/A | #N/A | #N/A | 0 | #N/A | #N/A | #N/A | #N/A | #N/A |  | #N/A | #N/A | 0 | #N/A | #N/A | #N/A | #N/A | #N/A | #N/A | #N/A
|  | 56 | -7 | #N/A | #N/A | #N/A | #N/A | #N/A | #N/A | #N/A | #N/A | #N/A | #N/A | #N/A |  |  |  | #N/A | #N/A | #N/A | #N/A | #N/A | #N/A | #N/A | #N/A | 0 | #N/A | #N/A | #N/A | #N/A | #N/A |  | #N/A | #N/A | 0 | #N/A | #N/A | #N/A | #N/A | #N/A | #N/A | #N/A
|  | 57 | -9 | #N/A | #N/A | #N/A | #N/A | #N/A | #N/A | #N/A | #N/A | #N/A | #N/A | #N/A |  |  |  | #N/A | #N/A | #N/A | #N/A | #N/A | #N/A | #N/A | #N/A | 0 | #N/A | #N/A | #N/A | #N/A | #N/A |  | #N/A | #N/A | 0 | #N/A | #N/A | #N/A | #N/A | #N/A | #N/A | #N/A
|  | 58 | -11 | #N/A | #N/A | #N/A | #N/A | #N/A | #N/A | #N/A | #N/A | #N/A | #N/A | #N/A |  |  |  | #N/A | #N/A | #N/A | #N/A | #N/A | #N/A | #N/A | #N/A | 0 | #N/A | #N/A | #N/A | #N/A | #N/A |  | #N/A | #N/A | 0 | #N/A | #N/A | #N/A | #N/A | #N/A | #N/A | #N/A
|  | 59 | -13 | #N/A | #N/A | #N/A | #N/A | #N/A | #N/A | #N/A | #N/A | #N/A | #N/A | #N/A |  |  |  | #N/A | #N/A | #N/A | #N/A | #N/A | #N/A | #N/A | #N/A | 0 | #N/A | #N/A | #N/A | #N/A | #N/A |  | #N/A | #N/A | 0 | #N/A | #N/A | #N/A | #N/A | #N/A | #N/A | #N/A
|  | 60 | -15 | #N/A | #N/A | #N/A | #N/A | #N/A | #N/A | #N/A | #N/A | #N/A | #N/A | #N/A |  |  |  | #N/A | #N/A | #N/A | #N/A | #N/A | #N/A | #N/A | #N/A | 0 | #N/A | #N/A | #N/A | #N/A | #N/A |  | #N/A | #N/A | 0 | #N/A | #N/A | #N/A | #N/A | #N/A | #N/A | #N/A
|  | 61 | -17 | #N/A | #N/A | #N/A | #N/A | #N/A | #N/A | #N/A | #N/A | #N/A | #N/A | #N/A |  |  |  | #N/A | #N/A | #N/A | #N/A | #N/A | #N/A | #N/A | #N/A | 0 | #N/A | #N/A | #N/A | #N/A | #N/A |  | #N/A | #N/A | 0 | #N/A | #N/A | #N/A | #N/A | #N/A | #N/A | #N/A
|  | 62 | -19 | #N/A | #N/A | #N/A | #N/A | #N/A | #N/A | #N/A | #N/A | #N/A | #N/A | #N/A |  |  |  | #N/A | #N/A | #N/A | #N/A | #N/A | #N/A | #N/A | #N/A | 0 | #N/A | #N/A | #N/A | #N/A | #N/A |  | #N/A | #N/A | 0 | #N/A | #N/A | #N/A | #N/A | #N/A | #N/A | #N/A
|  | 63 | -21 | #N/A | #N/A | #N/A | #N/A | #N/A | #N/A | #N/A | #N/A | #N/A | #N/A | #N/A |  |  |  | #N/A | #N/A | #N/A | #N/A | #N/A | #N/A | #N/A | #N/A | 0 | #N/A | #N/A | #N/A | #N/A | #N/A |  | #N/A | #N/A | 0 | #N/A | #N/A | #N/A | #N/A | #N/A | #N/A | #N/A
|  | 64 | -23 | #N/A | #N/A | #N/A | #N/A | #N/A | #N/A | #N/A | #N/A | #N/A | #N/A | #N/A |  |  |  | #N/A | #N/A | #N/A | #N/A | #N/A | #N/A | #N/A | #N/A | 0 | #N/A | #N/A | #N/A | #N/A | #N/A |  | #N/A | #N/A | 0 | #N/A | #N/A | #N/A | #N/A | #N/A | #N/A | #N/A
|  |  | Totals | #N/A | [5 empty] | #N/A | [12 empty] | ▲Btu | ▲kWh | ▲kWh | [13 empty] | ▲Btu | ▲kWh | #N/A | #N/A
[41 empty] | ▲MMbtu | ▲MMbtu
UNOCCUPIED MODE
[7 empty] | Heating Calculation | [18 empty] | Cooling Calculation | [14 empty] | Net Savings
|  | Row Reference for Bin data lookup | Outdoor Air Temperature Mid-pts | Unoccupied Hours @ Temp Bin | Mode | Building Load (Btuh) | Linear Capacity Adjustment (based on 47-to-DesPt) | DOE Heating Capacity Adjustment Factor | Proposed Heat Pump Heating Capacity (Btuh) | Delivered Heating Capacity (btuh) | Delivered Heating Capacity > BHL | Defrost Adjustment Factor | Fraction of Heating Load Met By Heat Pump | Auxiliary Heating (Btuh) | Proposed Part Load Factor (PLF, Proposed Cd ) | Proposed COP Temperature Adjustment Factor (Linear) | Proposed COP Temperature Adjustment Factor (DOE) | Actual Proposed Heat Pump COP | Heat Pump Power (kW) | Auxiliary Power (kW) | Baseline Heating Consumption (btu) | Proposed Heating Consumption (btu) | Heating Fossil Fuel Avoidance Savings (btu) | Heating Electrification Savings kWh | Net Heat Savings (kWh) | Baseline Cooling Equipment Capacity | Cooling Capacity Adjustment Factor | Proposed Heat Pump Cooling Capacity (Btuh) | Delivered Cooling Capacity (Btuh) | Delivered Cooling Capacity > BCL | Baseline Cooling EIR Temperature Adjustment Factor (EIR = 1/Efficiency) | Proposed Cooling EIR Temperature Adjustment Factor (EIR = 1/Efficiency) | Baseline Part Load Factor (1/PLF, Proposed Cd ) | Proposed Part Load Factor (1/PLF, Proposed Cd ) | Baseline Actual Cooling EER | Proposed Actual Heat Pump Cooling EER | Baseline Cooling Consumption (btu) | Proposed Cooling Consumption (btu) | Cool Savings (btu) | Cool Savings (kWh) | ▲kWh Total | ▲MMbtu Total
|  | 2 | 101 | #N/A | #N/A | #N/A | #N/A | #N/A | #N/A | #N/A | #N/A | #N/A | #N/A | #N/A |  |  |  | #N/A | #N/A | #N/A | #N/A | #N/A | #N/A | #N/A | #N/A | 0 | #N/A | #N/A | #N/A | #N/A | #N/A |  | #N/A | #N/A | 0 | #N/A | #N/A | #N/A | #N/A | #N/A | #N/A | #N/A
|  | 3 | 99 | #N/A | #N/A | #N/A | #N/A | #N/A | #N/A | #N/A | #N/A | #N/A | #N/A | #N/A |  |  |  | #N/A | #N/A | #N/A | #N/A | #N/A | #N/A | #N/A | #N/A | 0 | #N/A | #N/A | #N/A | #N/A | #N/A |  | #N/A | #N/A | 0 | #N/A | #N/A | #N/A | #N/A | #N/A | #N/A | #N/A
|  | 4 | 97 | #N/A | #N/A | #N/A | #N/A | #N/A | #N/A | #N/A | #N/A | #N/A | #N/A | #N/A |  |  |  | #N/A | #N/A | #N/A | #N/A | #N/A | #N/A | #N/A | #N/A | 0 | #N/A | #N/A | #N/A | #N/A | #N/A |  | #N/A | #N/A | 0 | #N/A | #N/A | #N/A | #N/A | #N/A | #N/A | #N/A
|  | 5 | 95 | #N/A | #N/A | #N/A | #N/A | #N/A | #N/A | #N/A | #N/A | #N/A | #N/A | #N/A |  |  |  | #N/A | #N/A | #N/A | #N/A | #N/A | #N/A | #N/A | #N/A | 0 | #N/A | #N/A | #N/A | #N/A | #N/A |  | #N/A | #N/A | 0 | #N/A | #N/A | #N/A | #N/A | #N/A | #N/A | #N/A
|  | 6 | 93 | #N/A | #N/A | #N/A | #N/A | #N/A | #N/A | #N/A | #N/A | #N/A | #N/A | #N/A |  |  |  | #N/A | #N/A | #N/A | #N/A | #N/A | #N/A | #N/A | #N/A | 0 | #N/A | #N/A | #N/A | #N/A | #N/A |  | #N/A | #N/A | 0 | #N/A | #N/A | #N/A | #N/A | #N/A | #N/A | #N/A
|  | 7 | 91 | #N/A | #N/A | #N/A | #N/A | #N/A | #N/A | #N/A | #N/A | #N/A | #N/A | #N/A |  |  |  | #N/A | #N/A | #N/A | #N/A | #N/A | #N/A | #N/A | #N/A | 0 | #N/A | #N/A | #N/A | #N/A | #N/A |  | #N/A | #N/A | 0 | #N/A | #N/A | #N/A | #N/A | #N/A | #N/A | #N/A
|  | 8 | 89 | #N/A | #N/A | #N/A | #N/A | #N/A | #N/A | #N/A | #N/A | #N/A | #N/A | #N/A |  |  |  | #N/A | #N/A | #N/A | #N/A | #N/A | #N/A | #N/A | #N/A | 0 | #N/A | #N/A | #N/A | #N/A | #N/A |  | #N/A | #N/A | 0 | #N/A | #N/A | #N/A | #N/A | #N/A | #N/A | #N/A
|  | 9 | 87 | #N/A | #N/A | #N/A | #N/A | #N/A | #N/A | #N/A | #N/A | #N/A | #N/A | #N/A |  |  |  | #N/A | #N/A | #N/A | #N/A | #N/A | #N/A | #N/A | #N/A | 0 | #N/A | #N/A | #N/A | #N/A | #N/A |  | #N/A | #N/A | 0 | #N/A | #N/A | #N/A | #N/A | #N/A | #N/A | #N/A
|  | 10 | 85 | #N/A | #N/A | #N/A | #N/A | #N/A | #N/A | #N/A | #N/A | #N/A | #N/A | #N/A |  |  |  | #N/A | #N/A | #N/A | #N/A | #N/A | #N/A | #N/A | #N/A | 0 | #N/A | #N/A | #N/A | #N/A | #N/A |  | #N/A | #N/A | 0 | #N/A | #N/A | #N/A | #N/A | #N/A | #N/A | #N/A
|  | 11 | 83 | #N/A | #N/A | #N/A | #N/A | #N/A | #N/A | #N/A | #N/A | #N/A | #N/A | #N/A |  |  |  | #N/A | #N/A | #N/A | #N/A | #N/A | #N/A | #N/A | #N/A | 0 | #N/A | #N/A | #N/A | #N/A | #N/A |  | #N/A | #N/A | 0 | #N/A | #N/A | #N/A | #N/A | #N/A | #N/A | #N/A
|  | 12 | 81 | #N/A | #N/A | #N/A | #N/A | #N/A | #N/A | #N/A | #N/A | #N/A | #N/A | #N/A |  |  |  | #N/A | #N/A | #N/A | #N/A | #N/A | #N/A | #N/A | #N/A | 0 | #N/A | #N/A | #N/A | #N/A | #N/A |  | #N/A | #N/A | 0 | #N/A | #N/A | #N/A | #N/A | #N/A | #N/A | #N/A
|  | 13 | 79 | #N/A | #N/A | #N/A | #N/A | #N/A | #N/A | #N/A | #N/A | #N/A | #N/A | #N/A |  |  |  | #N/A | #N/A | #N/A | #N/A | #N/A | #N/A | #N/A | #N/A | 0 | #N/A | #N/A | #N/A | #N/A | #N/A |  | #N/A | #N/A | 0 | #N/A | #N/A | #N/A | #N/A | #N/A | #N/A | #N/A
|  | 14 | 77 | #N/A | #N/A | #N/A | #N/A | #N/A | #N/A | #N/A | #N/A | #N/A | #N/A | #N/A |  |  |  | #N/A | #N/A | #N/A | #N/A | #N/A | #N/A | #N/A | #N/A | 0 | #N/A | #N/A | #N/A | #N/A | #N/A |  | #N/A | #N/A | 0 | #N/A | #N/A | #N/A | #N/A | #N/A | #N/A | #N/A
|  | 15 | 75 | #N/A | #N/A | #N/A | #N/A | #N/A | #N/A | #N/A | #N/A | #N/A | #N/A | #N/A |  |  |  | #N/A | #N/A | #N/A | #N/A | #N/A | #N/A | #N/A | #N/A | 0 | #N/A | #N/A | #N/A | #N/A | #N/A |  | #N/A | #N/A | 0 | #N/A | #N/A | #N/A | #N/A | #N/A | #N/A | #N/A
|  | 16 | 73 | #N/A | #N/A | #N/A | #N/A | #N/A | #N/A | #N/A | #N/A | #N/A | #N/A | #N/A |  |  |  | #N/A | #N/A | #N/A | #N/A | #N/A | #N/A | #N/A | #N/A | 0 | #N/A | #N/A | #N/A | #N/A | #N/A |  | #N/A | #N/A | 0 | #N/A | #N/A | #N/A | #N/A | #N/A | #N/A | #N/A
|  | 17 | 71 | #N/A | #N/A | #N/A | #N/A | #N/A | #N/A | #N/A | #N/A | #N/A | #N/A | #N/A |  |  |  | #N/A | #N/A | #N/A | #N/A | #N/A | #N/A | #N/A | #N/A | 0 | #N/A | #N/A | #N/A | #N/A | #N/A |  | #N/A | #N/A | 0 | #N/A | #N/A | #N/A | #N/A | #N/A | #N/A | #N/A
|  | 18 | 69 | #N/A | #N/A | #N/A | #N/A | #N/A | #N/A | #N/A | #N/A | #N/A | #N/A | #N/A |  |  |  | #N/A | #N/A | #N/A | #N/A | #N/A | #N/A | #N/A | #N/A | 0 | #N/A | #N/A | #N/A | #N/A | #N/A |  | #N/A | #N/A | 0 | #N/A | #N/A | #N/A | #N/A | #N/A | #N/A | #N/A
|  | 19 | 67 | #N/A | #N/A | #N/A | #N/A | #N/A | #N/A | #N/A | #N/A | #N/A | #N/A | #N/A |  |  |  | #N/A | #N/A | #N/A | #N/A | #N/A | #N/A | #N/A | #N/A | 0 | #N/A | #N/A | #N/A | #N/A | #N/A |  | #N/A | #N/A | 0 | #N/A | #N/A | #N/A | #N/A | #N/A | #N/A | #N/A
|  | 20 | 65 | #N/A | #N/A | #N/A | #N/A | #N/A | #N/A | #N/A | #N/A | #N/A | #N/A | #N/A |  |  |  | #N/A | #N/A | #N/A | #N/A | #N/A | #N/A | #N/A | #N/A | 0 | #N/A | #N/A | #N/A | #N/A | #N/A |  | #N/A | #N/A | 0 | #N/A | #N/A | #N/A | #N/A | #N/A | #N/A | #N/A
|  | 21 | 63 | #N/A | #N/A | #N/A | #N/A | #N/A | #N/A | #N/A | #N/A | #N/A | #N/A | #N/A |  |  |  | #N/A | #N/A | #N/A | #N/A | #N/A | #N/A | #N/A | #N/A | 0 | #N/A | #N/A | #N/A | #N/A | #N/A |  | #N/A | #N/A | 0 | #N/A | #N/A | #N/A | #N/A | #N/A | #N/A | #N/A
|  | 22 | 61 | #N/A | #N/A | #N/A | #N/A | #N/A | #N/A | #N/A | #N/A | #N/A | #N/A | #N/A |  |  |  | #N/A | #N/A | #N/A | #N/A | #N/A | #N/A | #N/A | #N/A | 0 | #N/A | #N/A | #N/A | #N/A | #N/A |  | #N/A | #N/A | 0 | #N/A | #N/A | #N/A | #N/A | #N/A | #N/A | #N/A
|  | 23 | 59 | #N/A | #N/A | #N/A | #N/A | #N/A | #N/A | #N/A | #N/A | #N/A | #N/A | #N/A |  |  |  | #N/A | #N/A | #N/A | #N/A | #N/A | #N/A | #N/A | #N/A | 0 | #N/A | #N/A | #N/A | #N/A | #N/A |  | #N/A | #N/A | 0 | #N/A | #N/A | #N/A | #N/A | #N/A | #N/A | #N/A
|  | 24 | 57 | #N/A | #N/A | #N/A | #N/A | #N/A | #N/A | #N/A | #N/A | #N/A | #N/A | #N/A |  |  |  | #N/A | #N/A | #N/A | #N/A | #N/A | #N/A | #N/A | #N/A | 0 | #N/A | #N/A | #N/A | #N/A | #N/A |  | #N/A | #N/A | 0 | #N/A | #N/A | #N/A | #N/A | #N/A | #N/A | #N/A
|  | 25 | 55 | #N/A | #N/A | #N/A | #N/A | #N/A | #N/A | #N/A | #N/A | #N/A | #N/A | #N/A |  |  |  | #N/A | #N/A | #N/A | #N/A | #N/A | #N/A | #N/A | #N/A | 0 | #N/A | #N/A | #N/A | #N/A | #N/A |  | #N/A | #N/A | 0 | #N/A | #N/A | #N/A | #N/A | #N/A | #N/A | #N/A
|  | 26 | 53 | #N/A | #N/A | #N/A | #N/A | #N/A | #N/A | #N/A | #N/A | #N/A | #N/A | #N/A |  |  |  | #N/A | #N/A | #N/A | #N/A | #N/A | #N/A | #N/A | #N/A | 0 | #N/A | #N/A | #N/A | #N/A | #N/A |  | #N/A | #N/A | 0 | #N/A | #N/A | #N/A | #N/A | #N/A | #N/A | #N/A
|  | 27 | 51 | #N/A | #N/A | #N/A | #N/A | #N/A | #N/A | #N/A | #N/A | #N/A | #N/A | #N/A |  |  |  | #N/A | #N/A | #N/A | #N/A | #N/A | #N/A | #N/A | #N/A | 0 | #N/A | #N/A | #N/A | #N/A | #N/A |  | #N/A | #N/A | 0 | #N/A | #N/A | #N/A | #N/A | #N/A | #N/A | #N/A
|  | 28 | 49 | #N/A | #N/A | #N/A | #N/A | #N/A | #N/A | #N/A | #N/A | #N/A | #N/A | #N/A |  |  |  | #N/A | #N/A | #N/A | #N/A | #N/A | #N/A | #N/A | #N/A | 0 | #N/A | #N/A | #N/A | #N/A | #N/A |  | #N/A | #N/A | 0 | #N/A | #N/A | #N/A | #N/A | #N/A | #N/A | #N/A
|  | 29 | 47 | #N/A | #N/A | #N/A | #N/A | #N/A | #N/A | #N/A | #N/A | #N/A | #N/A | #N/A |  |  |  | #N/A | #N/A | #N/A | #N/A | #N/A | #N/A | #N/A | #N/A | 0 | #N/A | #N/A | #N/A | #N/A | #N/A |  | #N/A | #N/A | 0 | #N/A | #N/A | #N/A | #N/A | #N/A | #N/A | #N/A
|  | 30 | 45 | #N/A | #N/A | #N/A | #N/A | #N/A | #N/A | #N/A | #N/A | #N/A | #N/A | #N/A |  |  |  | #N/A | #N/A | #N/A | #N/A | #N/A | #N/A | #N/A | #N/A | 0 | #N/A | #N/A | #N/A | #N/A | #N/A |  | #N/A | #N/A | 0 | #N/A | #N/A | #N/A | #N/A | #N/A | #N/A | #N/A
|  | 31 | 43 | #N/A | #N/A | #N/A | #N/A | #N/A | #N/A | #N/A | #N/A | #N/A | #N/A | #N/A |  |  |  | #N/A | #N/A | #N/A | #N/A | #N/A | #N/A | #N/A | #N/A | 0 | #N/A | #N/A | #N/A | #N/A | #N/A |  | #N/A | #N/A | 0 | #N/A | #N/A | #N/A | #N/A | #N/A | #N/A | #N/A
|  | 32 | 41 | #N/A | #N/A | #N/A | #N/A | #N/A | #N/A | #N/A | #N/A | #N/A | #N/A | #N/A |  |  |  | #N/A | #N/A | #N/A | #N/A | #N/A | #N/A | #N/A | #N/A | 0 | #N/A | #N/A | #N/A | #N/A | #N/A |  | #N/A | #N/A | 0 | #N/A | #N/A | #N/A | #N/A | #N/A | #N/A | #N/A
|  | 33 | 39 | #N/A | #N/A | #N/A | #N/A | #N/A | #N/A | #N/A | #N/A | #N/A | #N/A | #N/A |  |  |  | #N/A | #N/A | #N/A | #N/A | #N/A | #N/A | #N/A | #N/A | 0 | #N/A | #N/A | #N/A | #N/A | #N/A |  | #N/A | #N/A | 0 | #N/A | #N/A | #N/A | #N/A | #N/A | #N/A | #N/A
|  | 34 | 37 | #N/A | #N/A | #N/A | #N/A | #N/A | #N/A | #N/A | #N/A | #N/A | #N/A | #N/A |  |  |  | #N/A | #N/A | #N/A | #N/A | #N/A | #N/A | #N/A | #N/A | 0 | #N/A | #N/A | #N/A | #N/A | #N/A |  | #N/A | #N/A | 0 | #N/A | #N/A | #N/A | #N/A | #N/A | #N/A | #N/A
|  | 35 | 35 | #N/A | #N/A | #N/A | #N/A | #N/A | #N/A | #N/A | #N/A | #N/A | #N/A | #N/A |  |  |  | #N/A | #N/A | #N/A | #N/A | #N/A | #N/A | #N/A | #N/A | 0 | #N/A | #N/A | #N/A | #N/A | #N/A |  | #N/A | #N/A | 0 | #N/A | #N/A | #N/A | #N/A | #N/A | #N/A | #N/A
|  | 36 | 33 | #N/A | #N/A | #N/A | #N/A | #N/A | #N/A | #N/A | #N/A | #N/A | #N/A | #N/A |  |  |  | #N/A | #N/A | #N/A | #N/A | #N/A | #N/A | #N/A | #N/A | 0 | #N/A | #N/A | #N/A | #N/A | #N/A |  | #N/A | #N/A | 0 | #N/A | #N/A | #N/A | #N/A | #N/A | #N/A | #N/A
|  | 37 | 31 | #N/A | #N/A | #N/A | #N/A | #N/A | #N/A | #N/A | #N/A | #N/A | #N/A | #N/A |  |  |  | #N/A | #N/A | #N/A | #N/A | #N/A | #N/A | #N/A | #N/A | 0 | #N/A | #N/A | #N/A | #N/A | #N/A |  | #N/A | #N/A | 0 | #N/A | #N/A | #N/A | #N/A | #N/A | #N/A | #N/A
|  | 38 | 29 | #N/A | #N/A | #N/A | #N/A | #N/A | #N/A | #N/A | #N/A | #N/A | #N/A | #N/A |  |  |  | #N/A | #N/A | #N/A | #N/A | #N/A | #N/A | #N/A | #N/A | 0 | #N/A | #N/A | #N/A | #N/A | #N/A |  | #N/A | #N/A | 0 | #N/A | #N/A | #N/A | #N/A | #N/A | #N/A | #N/A
|  | 39 | 27 | #N/A | #N/A | #N/A | #N/A | #N/A | #N/A | #N/A | #N/A | #N/A | #N/A | #N/A |  |  |  | #N/A | #N/A | #N/A | #N/A | #N/A | #N/A | #N/A | #N/A | 0 | #N/A | #N/A | #N/A | #N/A | #N/A |  | #N/A | #N/A | 0 | #N/A | #N/A | #N/A | #N/A | #N/A | #N/A | #N/A
|  | 40 | 25 | #N/A | #N/A | #N/A | #N/A | #N/A | #N/A | #N/A | #N/A | #N/A | #N/A | #N/A |  |  |  | #N/A | #N/A | #N/A | #N/A | #N/A | #N/A | #N/A | #N/A | 0 | #N/A | #N/A | #N/A | #N/A | #N/A |  | #N/A | #N/A | 0 | #N/A | #N/A | #N/A | #N/A | #N/A | #N/A | #N/A
|  | 41 | 23 | #N/A | #N/A | #N/A | #N/A | #N/A | #N/A | #N/A | #N/A | #N/A | #N/A | #N/A |  |  |  | #N/A | #N/A | #N/A | #N/A | #N/A | #N/A | #N/A | #N/A | 0 | #N/A | #N/A | #N/A | #N/A | #N/A |  | #N/A | #N/A | 0 | #N/A | #N/A | #N/A | #N/A | #N/A | #N/A | #N/A
|  | 42 | 21 | #N/A | #N/A | #N/A | #N/A | #N/A | #N/A | #N/A | #N/A | #N/A | #N/A | #N/A |  |  |  | #N/A | #N/A | #N/A | #N/A | #N/A | #N/A | #N/A | #N/A | 0 | #N/A | #N/A | #N/A | #N/A | #N/A |  | #N/A | #N/A | 0 | #N/A | #N/A | #N/A | #N/A | #N/A | #N/A | #N/A
|  | 43 | 19 | #N/A | #N/A | #N/A | #N/A | #N/A | #N/A | #N/A | #N/A | #N/A | #N/A | #N/A |  |  |  | #N/A | #N/A | #N/A | #N/A | #N/A | #N/A | #N/A | #N/A | 0 | #N/A | #N/A | #N/A | #N/A | #N/A |  | #N/A | #N/A | 0 | #N/A | #N/A | #N/A | #N/A | #N/A | #N/A | #N/A
|  | 44 | 17 | #N/A | #N/A | #N/A | #N/A | #N/A | #N/A | #N/A | #N/A | #N/A | #N/A | #N/A |  |  |  | #N/A | #N/A | #N/A | #N/A | #N/A | #N/A | #N/A | #N/A | 0 | #N/A | #N/A | #N/A | #N/A | #N/A |  | #N/A | #N/A | 0 | #N/A | #N/A | #N/A | #N/A | #N/A | #N/A | #N/A
|  | 45 | 15 | #N/A | #N/A | #N/A | #N/A | #N/A | #N/A | #N/A | #N/A | #N/A | #N/A | #N/A |  |  |  | #N/A | #N/A | #N/A | #N/A | #N/A | #N/A | #N/A | #N/A | 0 | #N/A | #N/A | #N/A | #N/A | #N/A |  | #N/A | #N/A | 0 | #N/A | #N/A | #N/A | #N/A | #N/A | #N/A | #N/A
|  | 46 | 13 | #N/A | #N/A | #N/A | #N/A | #N/A | #N/A | #N/A | #N/A | #N/A | #N/A | #N/A |  |  |  | #N/A | #N/A | #N/A | #N/A | #N/A | #N/A | #N/A | #N/A | 0 | #N/A | #N/A | #N/A | #N/A | #N/A |  | #N/A | #N/A | 0 | #N/A | #N/A | #N/A | #N/A | #N/A | #N/A | #N/A
|  | 47 | 11 | #N/A | #N/A | #N/A | #N/A | #N/A | #N/A | #N/A | #N/A | #N/A | #N/A | #N/A |  |  |  | #N/A | #N/A | #N/A | #N/A | #N/A | #N/A | #N/A | #N/A | 0 | #N/A | #N/A | #N/A | #N/A | #N/A |  | #N/A | #N/A | 0 | #N/A | #N/A | #N/A | #N/A | #N/A | #N/A | #N/A
|  | 48 | 9 | #N/A | #N/A | #N/A | #N/A | #N/A | #N/A | #N/A | #N/A | #N/A | #N/A | #N/A |  |  |  | #N/A | #N/A | #N/A | #N/A | #N/A | #N/A | #N/A | #N/A | 0 | #N/A | #N/A | #N/A | #N/A | #N/A |  | #N/A | #N/A | 0 | #N/A | #N/A | #N/A | #N/A | #N/A | #N/A | #N/A
|  | 49 | 7 | #N/A | #N/A | #N/A | #N/A | #N/A | #N/A | #N/A | #N/A | #N/A | #N/A | #N/A |  |  |  | #N/A | #N/A | #N/A | #N/A | #N/A | #N/A | #N/A | #N/A | 0 | #N/A | #N/A | #N/A | #N/A | #N/A |  | #N/A | #N/A | 0 | #N/A | #N/A | #N/A | #N/A | #N/A | #N/A | #N/A
|  | 50 | 5 | #N/A | #N/A | #N/A | #N/A | #N/A | #N/A | #N/A | #N/A | #N/A | #N/A | #N/A |  |  |  | #N/A | #N/A | #N/A | #N/A | #N/A | #N/A | #N/A | #N/A | 0 | #N/A | #N/A | #N/A | #N/A | #N/A |  | #N/A | #N/A | 0 | #N/A | #N/A | #N/A | #N/A | #N/A | #N/A | #N/A
|  | 51 | 3 | #N/A | #N/A | #N/A | #N/A | #N/A | #N/A | #N/A | #N/A | #N/A | #N/A | #N/A |  |  |  | #N/A | #N/A | #N/A | #N/A | #N/A | #N/A | #N/A | #N/A | 0 | #N/A | #N/A | #N/A | #N/A | #N/A |  | #N/A | #N/A | 0 | #N/A | #N/A | #N/A | #N/A | #N/A | #N/A | #N/A
|  | 52 | 1 | #N/A | #N/A | #N/A | #N/A | #N/A | #N/A | #N/A | #N/A | #N/A | #N/A | #N/A |  |  |  | #N/A | #N/A | #N/A | #N/A | #N/A | #N/A | #N/A | #N/A | 0 | #N/A | #N/A | #N/A | #N/A | #N/A |  | #N/A | #N/A | 0 | #N/A | #N/A | #N/A | #N/A | #N/A | #N/A | #N/A
|  | 53 | -1 | #N/A | #N/A | #N/A | #N/A | #N/A | #N/A | #N/A | #N/A | #N/A | #N/A | #N/A |  |  |  | #N/A | #N/A | #N/A | #N/A | #N/A | #N/A | #N/A | #N/A | 0 | #N/A | #N/A | #N/A | #N/A | #N/A |  | #N/A | #N/A | 0 | #N/A | #N/A | #N/A | #N/A | #N/A | #N/A | #N/A
|  | 54 | -3 | #N/A | #N/A | #N/A | #N/A | #N/A | #N/A | #N/A | #N/A | #N/A | #N/A | #N/A |  |  |  | #N/A | #N/A | #N/A | #N/A | #N/A | #N/A | #N/A | #N/A | 0 | #N/A | #N/A | #N/A | #N/A | #N/A |  | #N/A | #N/A | 0 | #N/A | #N/A | #N/A | #N/A | #N/A | #N/A | #N/A
|  | 55 | -5 | #N/A | #N/A | #N/A | #N/A | #N/A | #N/A | #N/A | #N/A | #N/A | #N/A | #N/A |  |  |  | #N/A | #N/A | #N/A | #N/A | #N/A | #N/A | #N/A | #N/A | 0 | #N/A | #N/A | #N/A | #N/A | #N/A |  | #N/A | #N/A | 0 | #N/A | #N/A | #N/A | #N/A | #N/A | #N/A | #N/A
|  | 56 | -7 | #N/A | #N/A | #N/A | #N/A | #N/A | #N/A | #N/A | #N/A | #N/A | #N/A | #N/A |  |  |  | #N/A | #N/A | #N/A | #N/A | #N/A | #N/A | #N/A | #N/A | 0 | #N/A | #N/A | #N/A | #N/A | #N/A |  | #N/A | #N/A | 0 | #N/A | #N/A | #N/A | #N/A | #N/A | #N/A | #N/A
|  | 57 | -9 | #N/A | #N/A | #N/A | #N/A | #N/A | #N/A | #N/A | #N/A | #N/A | #N/A | #N/A |  |  |  | #N/A | #N/A | #N/A | #N/A | #N/A | #N/A | #N/A | #N/A | 0 | #N/A | #N/A | #N/A | #N/A | #N/A |  | #N/A | #N/A | 0 | #N/A | #N/A | #N/A | #N/A | #N/A | #N/A | #N/A
|  | 58 | -11 | #N/A | #N/A | #N/A | #N/A | #N/A | #N/A | #N/A | #N/A | #N/A | #N/A | #N/A |  |  |  | #N/A | #N/A | #N/A | #N/A | #N/A | #N/A | #N/A | #N/A | 0 | #N/A | #N/A | #N/A | #N/A | #N/A |  | #N/A | #N/A | 0 | #N/A | #N/A | #N/A | #N/A | #N/A | #N/A | #N/A
|  | 59 | -13 | #N/A | #N/A | #N/A | #N/A | #N/A | #N/A | #N/A | #N/A | #N/A | #N/A | #N/A |  |  |  | #N/A | #N/A | #N/A | #N/A | #N/A | #N/A | #N/A | #N/A | 0 | #N/A | #N/A | #N/A | #N/A | #N/A |  | #N/A | #N/A | 0 | #N/A | #N/A | #N/A | #N/A | #N/A | #N/A | #N/A
|  | 60 | -15 | #N/A | #N/A | #N/A | #N/A | #N/A | #N/A | #N/A | #N/A | #N/A | #N/A | #N/A |  |  |  | #N/A | #N/A | #N/A | #N/A | #N/A | #N/A | #N/A | #N/A | 0 | #N/A | #N/A | #N/A | #N/A | #N/A |  | #N/A | #N/A | 0 | #N/A | #N/A | #N/A | #N/A | #N/A | #N/A | #N/A
|  | 61 | -17 | #N/A | #N/A | #N/A | #N/A | #N/A | #N/A | #N/A | #N/A | #N/A | #N/A | #N/A |  |  |  | #N/A | #N/A | #N/A | #N/A | #N/A | #N/A | #N/A | #N/A | 0 | #N/A | #N/A | #N/A | #N/A | #N/A |  | #N/A | #N/A | 0 | #N/A | #N/A | #N/A | #N/A | #N/A | #N/A | #N/A
|  | 62 | -19 | #N/A | #N/A | #N/A | #N/A | #N/A | #N/A | #N/A | #N/A | #N/A | #N/A | #N/A |  |  |  | #N/A | #N/A | #N/A | #N/A | #N/A | #N/A | #N/A | #N/A | 0 | #N/A | #N/A | #N/A | #N/A | #N/A |  | #N/A | #N/A | 0 | #N/A | #N/A | #N/A | #N/A | #N/A | #N/A | #N/A
|  | 63 | -21 | #N/A | #N/A | #N/A | #N/A | #N/A | #N/A | #N/A | #N/A | #N/A | #N/A | #N/A |  |  |  | #N/A | #N/A | #N/A | #N/A | #N/A | #N/A | #N/A | #N/A | 0 | #N/A | #N/A | #N/A | #N/A | #N/A |  | #N/A | #N/A | 0 | #N/A | #N/A | #N/A | #N/A | #N/A | #N/A | #N/A
|  | 64 | -23 | #N/A | #N/A | #N/A | #N/A | #N/A | #N/A | #N/A | #N/A | #N/A | #N/A | #N/A |  |  |  | #N/A | #N/A | #N/A | #N/A | #N/A | #N/A | #N/A | #N/A | 0 | #N/A | #N/A | #N/A | #N/A | #N/A |  | #N/A | #N/A | 0 | #N/A | #N/A | #N/A | #N/A | #N/A | #N/A | #N/A
|  |  | Totals | #N/A | [18 empty] | ▲Btu | ▲kWh | ▲kWh | [13 empty] | ▲Btu | ▲kWh | #N/A | #N/A
[41 empty] | ▲kWh | ▲MMbtu
Note on C53: [Threaded comment] Your version of Excel allows you to read this threaded comment; however, any edits to it will get removed if the file is opened in a newer version of Excel. Learn more: https://go.microsoft.com/fwlink/?linkid=870924 Comment: factor to adjust for impact of internal gains on heating load at design (default is 1.1). Greater than 1.1 means gains decrease heating load
Note on C54: [Threaded comment] Your version of Excel allows you to read this threaded comment; however, any edits to it will get removed if the file is opened in a newer version of Excel. Learn more: https://go.microsoft.com/fwlink/?linkid=870924 Comment: Fraction of HP capacity when load is shared between HP and backup heat source
Note on C55: [Threaded comment] Your version of Excel allows you to read this threaded comment; however, any edits to it will get removed if the file is opened in a newer version of Excel. Learn more: https://go.microsoft.com/fwlink/?linkid=870924 Comment: Relative size of backup heating system compared to design building heating load (BHL).

## Closed Loop GSHP Calc (hidden)
Changes to GSHP Calcs on Feb 14, 2024
- directly refernce capacity and efficiency for both FULL and PART Load valiues from the EQUIP tab and put then in table near X37. YES value in Z42 indciates if all the partload data in available | [25 empty] | DIAGNOSTIC BLOCK
- GSHP capacity is no longer pulled from the BLDGS tab since it can be either the min or max values | [25 empty] | COOLING
- added Column for PART load capacity (col N for heating) as well as a Low-high fraction (col R for Heating) | [25 empty] | BCL | 0 | Btu/h Tdes= | 0 | F Baseline AC Capacity @ 110% sizing = |  | 0 | Btu/h
- PLF calcs are now based on PART load capacity if PART Load data are available (otherwise use full load capacity) | [7 empty] | ACTIVE: BLDG |  | BLDG | DEMO | [17 empty] | Cooling Sizing Ratio: |  | Bldg Sizing Tab
- Actual heating COP is now modulated betwee FULL and PART load COP depending on Low-High fraction | [25 empty] | Unmet Cooling Load | #N/A | MMBtu | Cooling Sizing Ratio: | 0% | Ratio based on AHRI, if different from cell above, Applicant entered HP capacity at design temp
- Added similar logic for COOLING Columns as well | [8 empty] | TDES_C | 0 | [16 empty] | Cooling Load (MMBtu) | Energy Use (kWh) | Rated EER @ 95F (Btu/Wh) | Rated EER @ 77F EWT (Btu/Wh) | Actual Seasonal Efficiency (Btu/Wh) | Actual Peak Efficiency @ 95F (Btu/Wh) | Actual Peak Efficiency @ 77F EWT (Btu/Wh) | Cooling Peak Demand from 95F Bin (kW) | Cooling Peak Demand from Rated EER (kW)
- the previous test suite had not selected a pump type so pump power was zero | [7 empty] | 0 | BCL | 0 | #N/A | [14 empty] | Base case | #N/A | #N/A | #N/A |  | 0 | 0 |  | 0 | 0
[9 empty] | TSET_C_OCC | [16 empty] | Proposed | #N/A | #N/A |  | 0 | 0 |  | 0 | 0 | 0
[9 empty] | TSET_C_UNOC | [16 empty] | Savings |  | #N/A | 0 | 0 | 0 | 0 |  | 0 | 0
[9 empty] | BPT_C_OC | #N/A
[9 empty] | BPT_C_UNOC | #N/A | [16 empty] | 0.9 Safety Factor |  | from Results (H16)
[9 empty] | TDES_H | 0 | [17 empty] | 0 | safety factor
[8 empty] | 0 | BHL | 0 | #N/A
[9 empty] | TSET_H_OCC | [16 empty] | HEATING
[9 empty] | TSET_H_UNOC | [16 empty] | BHL | 0 | Btu/h Tdes= | 0 | F
[9 empty] | BPT_H_OC | #N/A
[9 empty] | BPT_H_UNOC | #N/A | [18 empty] | Heating Sizing Ratio |  | Bldg Sizing Tab
[14 empty] | 1 | [11 empty] | Unmet Heating | #N/A | MMBtu | Heating Sizing Ratio | 0% | Ratio based on AHRI, if different from cell above, Applicant entered HP capacity at design temp
[14 empty] | ACTIVE: SUMPROD (row 93-GS OR 115-WS) |  |  | SUMPROD (row 93-GS OR 115-WS) | DEMO (row 95) | [8 empty] | Delivered Heating Load (MMBtu) | Heating Energy Use (kWh) | Heating Fuel Use (MMBtu) | Actual Seasonal Heating Efficiency (-) | Actual Peak Heating Efficiency @ 5F (-) | Heating Peak Demand @ 5F (kW)
[9 empty] | ACTIVE Data: | [16 empty] | Basecase | #N/A |  | #N/A | 0% | 0%
[26 empty] | Proposed | #N/A | 0 |  | 0 | 0 | #N/A
[9 empty] | Base HTG COP | 0 |  |  | 0 | #N/A |  | Base HTG COP | 0 | 0 | [7 empty] | Savings |  | 0 | #N/A |  |  | #N/A
[9 empty] | Base CLG EER | 0 |  |  | 0 | #N/A |  | Base CLG EER | 0 | 0 | [8 empty] | 0.9 Safety Factor |  | from Results (G16)
[8 empty] | WS VRF Performance Points |  | WS Performance Data (row 115) | WS-to-GS Factors | WS EWT | GS Performance Data (row 93) | [14 empty] | Electric (kWh) | Fuel (MMBtu) | Total Site Energy (MMBtu)
[8 empty] | Full Load HTG Q at 68F |  | 0 | 1.622 | 68 | 0 | 0 |  | Full Load HTG Q at 32°F | 0 | 0 |  |  | 0 |  |  |  |  | All Savings |  | #N/A | #N/A | #N/A
[13 empty] | 0 | 0 |  | Part Load HTG Q at 41°F | 0 | 0
[8 empty] | Full Load HTG COP at 68F |  | 0 | 1.2984 | 68 | 0 | 0 |  | Full Load HTG COP at 32°F | 0 | 0 | [39 empty] | Equip Load Btu/h | % of Original Load
[13 empty] | 0 | 0 |  | Part Load HTG COP at 41°F | 0 | 0 | [9 empty] | 0 | 0 | 0 | from Results | [8 empty] | =IF(AND(H46="Cooling",I46>0),MIN(1,(1-(1-AM46/IF($Z$42="YES",AL46,AK46))*$C$51)),0) | [16 empty] | BCL | 0 | #DIV/0!
[28 empty] | 0 | 0 | 0 | from this sheet (BE48:BE49) | [25 empty] | BHL | 0 | #DIV/0!
|  |  |  | BEFLHC | #N/A | [21 empty] | safety factor | 0 |  | 0 | safety factor | [8 empty] | =IF(AND(H46="Cooling",I46>0),MIN(1,(1-(1-AM46/AI46)*$C$50)),0)
|  |  |  | BEFLHH | #N/A | [23 empty] | #N/A |  | sum column AD | [25 empty] | Net MMBtu Savings | Heating Savings (kWh) | Cooling Savings (kWh) | Net kWh savings | kW Savings | Therms savings ()
[8 empty] | Full Load CLG Q at 86F |  | 0 | 0.95266 | 86 | 0 | 0 |  | Full Load CLG Q at 77°F | 0 | 0 | [11 empty] | #N/A | sum of BB | [24 empty] | Est/Calc | 0 | 0 | #N/A |  | #N/A | 0
[13 empty] | 0 | 0 |  | Part Load CLG Q at 68°F | 0 | 0 | [37 empty] | Adjusted (w/ Billing Data) | #DIV/0! | #DIV/0! | #N/A |  | #N/A | #DIV/0!
[8 empty] | Full Load EER at 86F |  | 0 | 0.89269 | 86 | 0 | 0 |  | Full Load CLG EER at 77°F | 0 | 0 | [6 empty] | 0
[13 empty] | 0 | 0 |  | Part Load CLG EER at 68°F | 0 | 0 | [9 empty] | 47 | [27 empty] | To be reported | #DIV/0! | #DIV/0! | #N/A | #DIV/0! | #N/A | #DIV/0!
[25 empty] | 0 | [31 empty] | Net MMBtu | Heating Savings MMBtu | Cooling Savings MMBtu
[56 empty] | Est/Calc MMBTU | 0 | 0 | #N/A |  | #N/A | 0
[28 empty] | 17 | [27 empty] | Billing adjusted MMBTU | #DIV/0! | #DIV/0! | #N/A |  | #N/A | #DIV/0!
[23 empty] | Low/Parload Stage? | NO
OCCUPIED MODE
| Location Selected: | [30 empty] | Baseline Clp Cap |  | GSHP Proposed Cooling Capacity | [5 empty] | Baseline Cooling Efficiency |  |  | GSHP Proposed Cooling Efficiency | [10 empty] | Net Savings
|  |  | Row Reference for Bin data lookup | Outdoor Air Temperature Mid-pts | Occupied Hours @ Temp Bin | Mode | Building Load (Btuh) | EWT (°F) |  | Heat Pump Heating Capacity Adjustment Factor | FULL LOAD Heating Capacity (Btuh) | PART LOAD Heating Capacity (Btu/h) | Delivered Heating Capacity (btuh) | Delivered Heating Capacity > BHL | Fraction of Heating Load Met By Heat Pump | Low-High Stage Factor | Auxiliary Heating (Btuh) | Proposed Part Load Factor (PLF, Proposed Cd ) | Proposed COP Temperature Adjustment Factor | Actual Heat Pump COP | Heat Pump Power (kW) | Auxiliary Power (kW) | Heating Load Pumping Percentage (%) | Loop Flow (%) | Pump Power (%) | Pump Consumption (kWh) | Baseline Heating Consumption (btu) | Proposed Heating Consumption (btu) | Heating Fossil Fuel Avoidance Savings (btu) | Heating Electrification Savings kWh | Net Heat Savings (kWh) | Cooling Capacity Adjustment Factor Baseline | Baseline Cooling Equipment Capacity | Heat Pump Cooling Capacity Adjustment Factor | Proposed FULL GSHP Cooling Capacity (Btuh) | Proposed PART GSHP Cooling Capacity (Btuh) | Delivered Cooling Capacity (Btuh) | Delivered Cooling Capacity > BCL | Low-High Stage Factor | Baseline Cooling EIR Temperature Adjustment Factor (EIR = 1/Efficiency) | Baseline Part Load Factor (PLF, Proposed Cd ) | Baseline Actual Cooling EER | Proposed Part Load Factor (PLF, Proposed Cd ) | Proposed Cooling EIR Temperature Adjustment Factor (EIR = 1/Efficiency) | Proposed Actual Heat Pump Cooling EER | Cooling Load Pumping Percentage (%) | Loop Flow (%) | Pump Power (%) | Pump Consumption (kWh) | Baseline Cooling Consumption (btu) | Proposed Cooling Consumption (btu) | Cool Savings (btu) | Cool Savings (kWh) | ▲kWh Total | ▲MMbtu Total
| Lookup Reference |  | 2 | 101 | #N/A | #N/A | #N/A | #N/A |  | #N/A | #N/A | #N/A | #N/A | #N/A | #N/A | #N/A | #N/A | #N/A | #N/A | 0 | #N/A | #N/A | #N/A | #N/A | #N/A | #N/A | #N/A | 0 | #N/A | 0 | #N/A | #N/A | 0 | #N/A | #N/A | #N/A | #N/A | #N/A | #N/A | #N/A | #N/A | 0 | #N/A | #N/A | 0 | #N/A | #N/A | #N/A | #N/A | #N/A | #N/A | #N/A | #N/A | #N/A | #N/A
| Occupied |  | 3 | 99 | #N/A | #N/A | #N/A | #N/A |  | #N/A | #N/A | #N/A | #N/A | #N/A | #N/A | #N/A | #N/A | #N/A | #N/A | 0 | #N/A | #N/A | #N/A | #N/A | #N/A | #N/A | #N/A | 0 | #N/A | 0 | #N/A | #N/A | 0 | #N/A | #N/A | #N/A | #N/A | #N/A | #N/A | #N/A | #N/A | 0 | #N/A | #N/A | 0 | #N/A | #N/A | #N/A | #N/A | #N/A | #N/A | #N/A | #N/A | #N/A | #N/A |  |  | Savings in MMBtu | Savings in native units |  |  |  | % change
| Unoccupied |  | 4 | 97 | #N/A | #N/A | #N/A | #N/A |  | #N/A | #N/A | #N/A | #N/A | #N/A | #N/A | #N/A | #N/A | #N/A | #N/A | 0 | #N/A | #N/A | #N/A | #N/A | #N/A | #N/A | #N/A | 0 | #N/A | 0 | #N/A | #N/A | 0 | #N/A | #N/A | #N/A | #N/A | #N/A | #N/A | #N/A | #N/A | 0 | #N/A | #N/A | 0 | #N/A | #N/A | #N/A | #N/A | #N/A | #N/A | #N/A | #N/A | #N/A | #N/A |  | kWh savings | 0 | 0 | kWh |  | Electric | #DIV/0!
| Building type: |  | 5 | 95 | #N/A | #N/A | #N/A | #N/A |  | #N/A | #N/A | #N/A | #N/A | #N/A | #N/A | #N/A | #N/A | #N/A | #N/A | 0 | #N/A | #N/A | #N/A | #N/A | #N/A | #N/A | #N/A | 0 | #N/A | 0 | #N/A | #N/A | 0 | #N/A | #N/A | #N/A | #N/A | #N/A | #N/A | #N/A | #N/A | 0 | #N/A | #N/A | 0 | #N/A | #N/A | #N/A | #N/A | #N/A | #N/A | #N/A | #N/A | #N/A | #N/A |  | therm savings | 0 | 0 | therm |  | Fossil Fuel | #DIV/0!
| Baseline Degradation Constant | 0.2 | 6 | 93 | #N/A | #N/A | #N/A | #N/A |  | #N/A | #N/A | #N/A | #N/A | #N/A | #N/A | #N/A | #N/A | #N/A | #N/A | 0 | #N/A | #N/A | #N/A | #N/A | #N/A | #N/A | #N/A | 0 | #N/A | 0 | #N/A | #N/A | 0 | #N/A | #N/A | #N/A | #N/A | #N/A | #N/A | #N/A | #N/A | 0 | #N/A | #N/A | 0 | #N/A | #N/A | #N/A | #N/A | #N/A | #N/A | #N/A | #N/A | #N/A | #N/A
| Proposed Degradation Constant |  | 7 | 91 | #N/A | #N/A | #N/A | #N/A |  | #N/A | #N/A | #N/A | #N/A | #N/A | #N/A | #N/A | #N/A | #N/A | #N/A | 0 | #N/A | #N/A | #N/A | #N/A | #N/A | #N/A | #N/A | 0 | #N/A | 0 | #N/A | #N/A | 0 | #N/A | #N/A | #N/A | #N/A | #N/A | #N/A | #N/A | #N/A | 0 | #N/A | #N/A | 0 | #N/A | #N/A | #N/A | #N/A | #N/A | #N/A | #N/A | #N/A | #N/A | #N/A |  | Est/Calc Values | Baseline MMBTU | Proposed MMBTU | Delta MMBTU | % change
| BHL Factor | 1 | 8 | 89 | #N/A | #N/A | #N/A | #N/A |  | #N/A | #N/A | #N/A | #N/A | #N/A | #N/A | #N/A | #N/A | #N/A | #N/A | 0 | #N/A | #N/A | #N/A | #N/A | #N/A | #N/A | #N/A | 0 | #N/A | 0 | #N/A | #N/A | 0 | #N/A | #N/A | #N/A | #N/A | #N/A | #N/A | #N/A | #N/A | 0 | #N/A | #N/A | 0 | #N/A | #N/A | #N/A | #N/A | #N/A | #N/A | #N/A | #N/A | #N/A | #N/A |  | Cooling | 0 | 0 | 0 | 0%
| Occupied Max Bin Temperature, deg F | #N/A | 9 | 87 | #N/A | #N/A | #N/A | #N/A |  | #N/A | #N/A | #N/A | #N/A | #N/A | #N/A | #N/A | #N/A | #N/A | #N/A | 0 | #N/A | #N/A | #N/A | #N/A | #N/A | #N/A | #N/A | 0 | #N/A | 0 | #N/A | #N/A | 0 | #N/A | #N/A | #N/A | #N/A | #N/A | #N/A | #N/A | #N/A | 0 | #N/A | #N/A | 0 | #N/A | #N/A | #N/A | #N/A | #N/A | #N/A | #N/A | #N/A | #N/A | #N/A |  | Heating | 0 | 0 | 0 | #DIV/0!
| Occupied Min Bin Temperature, deg F | #N/A | 10 | 85 | #N/A | #N/A | #N/A | #N/A |  | #N/A | #N/A | #N/A | #N/A | #N/A | #N/A | #N/A | #N/A | #N/A | #N/A | 0 | #N/A | #N/A | #N/A | #N/A | #N/A | #N/A | #N/A | 0 | #N/A | 0 | #N/A | #N/A | 0 | #N/A | #N/A | #N/A | #N/A | #N/A | #N/A | #N/A | #N/A | 0 | #N/A | #N/A | 0 | #N/A | #N/A | #N/A | #N/A | #N/A | #N/A | #N/A | #N/A | #N/A | #N/A |  | Total | 0 | 0 | 0 | #DIV/0!
| Unoccupied Max Bin Temperature, deg F | #N/A | 11 | 83 | #N/A | #N/A | #N/A | #N/A |  | #N/A | #N/A | #N/A | #N/A | #N/A | #N/A | #N/A | #N/A | #N/A | #N/A | 0 | #N/A | #N/A | #N/A | #N/A | #N/A | #N/A | #N/A | 0 | #N/A | 0 | #N/A | #N/A | 0 | #N/A | #N/A | #N/A | #N/A | #N/A | #N/A | #N/A | #N/A | 0 | #N/A | #N/A | 0 | #N/A | #N/A | #N/A | #N/A | #N/A | #N/A | #N/A | #N/A | #N/A | #N/A |  | Total kBTU/sf | #DIV/0! | #DIV/0!
| Unoccupied Min Bin Temperature, deg F | #N/A | 12 | 81 | #N/A | #N/A | #N/A | #N/A |  | #N/A | #N/A | #N/A | #N/A | #N/A | #N/A | #N/A | #N/A | #N/A | #N/A | 0 | #N/A | #N/A | #N/A | #N/A | #N/A | #N/A | #N/A | 0 | #N/A | 0 | #N/A | #N/A | 0 | #N/A | #N/A | #N/A | #N/A | #N/A | #N/A | #N/A | #N/A | 0 | #N/A | #N/A | 0 | #N/A | #N/A | #N/A | #N/A | #N/A | #N/A | #N/A | #N/A | #N/A | #N/A
| Fraction HPs ON Cooling | 80% | 13 | 79 | #N/A | #N/A | #N/A | #N/A |  | #N/A | #N/A | #N/A | #N/A | #N/A | #N/A | #N/A | #N/A | #N/A | #N/A | 0 | #N/A | #N/A | #N/A | #N/A | #N/A | #N/A | #N/A | 0 | #N/A | 0 | #N/A | #N/A | 0 | #N/A | #N/A | #N/A | #N/A | #N/A | #N/A | #N/A | #N/A | 0 | #N/A | #N/A | 0 | #N/A | #N/A | #N/A | #N/A | #N/A | #N/A | #N/A | #N/A | #N/A | #N/A |  |  | Bill/Utility Data MMBTU | Ratio (utility bill/ calc savings) | Adjusted Billing Data MMBTU | Proposed MMBTU | Delta MMBTU | % change
| Fraction HPs ON Heating | 90% | 14 | 77 | #N/A | #N/A | #N/A | #N/A |  | #N/A | #N/A | #N/A | #N/A | #N/A | #N/A | #N/A | #N/A | #N/A | #N/A | 0 | #N/A | #N/A | #N/A | #N/A | #N/A | #N/A | #N/A | 0 | #N/A | 0 | #N/A | #N/A | 0 | #N/A | #N/A | #N/A | #N/A | #N/A | #N/A | #N/A | #N/A | 0 | #N/A | #N/A | 0 | #N/A | #N/A | #N/A | #N/A | #N/A | #N/A | #N/A | #N/A | #N/A | #N/A |  | Cooling or kWh | #DIV/0! | #DIV/0! | #DIV/0! | #DIV/0! | #DIV/0! | #DIV/0!
| Minimum Bypass (%) | 30% | 15 | 75 | #N/A | #N/A | #N/A | #N/A |  | #N/A | #N/A | #N/A | #N/A | #N/A | #N/A | #N/A | #N/A | #N/A | #N/A | 0 | #N/A | #N/A | #N/A | #N/A | #N/A | #N/A | #N/A | 0 | #N/A | 0 | #N/A | #N/A | 0 | #N/A | #N/A | #N/A | #N/A | #N/A | #N/A | #N/A | #N/A | 0 | #N/A | #N/A | 0 | #N/A | #N/A | #N/A | #N/A | #N/A | #N/A | #N/A | #N/A | #N/A | #N/A |  | Heating or Fuel MMBtu | #DIV/0! | #DIV/0! | #DIV/0! | #DIV/0! | #DIV/0! | #DIV/0!
| Affinity Law Exponent | 2.2 | 16 | 73 | #N/A | #N/A | #N/A | #N/A |  | #N/A | #N/A | #N/A | #N/A | #N/A | #N/A | #N/A | #N/A | #N/A | #N/A | 0 | #N/A | #N/A | #N/A | #N/A | #N/A | #N/A | #N/A | 0 | #N/A | 0 | #N/A | #N/A | 0 | #N/A | #N/A | #N/A | #N/A | #N/A | #N/A | #N/A | #N/A | 0 | #N/A | #N/A | 0 | #N/A | #N/A | #N/A | #N/A | #N/A | #N/A | #N/A | #N/A | #N/A | #N/A |  | Total | #DIV/0! |  | #DIV/0! | #DIV/0! | #DIV/0! | #DIV/0!
| Minimum Pump Percentage | 0.2198 | 17 | 71 | #N/A | #N/A | #N/A | #N/A |  | #N/A | #N/A | #N/A | #N/A | #N/A | #N/A | #N/A | #N/A | #N/A | #N/A | 0 | #N/A | #N/A | #N/A | #N/A | #N/A | #N/A | #N/A | 0 | #N/A | 0 | #N/A | #N/A | 0 | #N/A | #N/A | #N/A | #N/A | #N/A | #N/A | #N/A | #N/A | 0 | #N/A | #N/A | 0 | #N/A | #N/A | #N/A | #N/A | #N/A | #N/A | #N/A | #N/A | #N/A | #N/A |  | Total kBTU/sf
| Two-Stage Flow Breakpoint | 60% | 18 | 69 | #N/A | #N/A | #N/A | #N/A |  | #N/A | #N/A | #N/A | #N/A | #N/A | #N/A | #N/A | #N/A | #N/A | #N/A | 0 | #N/A | #N/A | #N/A | #N/A | #N/A | #N/A | #N/A | 0 | #N/A | 0 | #N/A | #N/A | 0 | #N/A | #N/A | #N/A | #N/A | #N/A | #N/A | #N/A | #N/A | 0 | #N/A | #N/A | 0 | #N/A | #N/A | #N/A | #N/A | #N/A | #N/A | #N/A | #N/A | #N/A | #N/A |  |  |  | Billing/Utility data is scaled by "% of Original Load"
| Sensorless Variable Speed Adjustment | 1.05 | 19 | 67 | #N/A | #N/A | #N/A | #N/A |  | #N/A | #N/A | #N/A | #N/A | #N/A | #N/A | #N/A | #N/A | #N/A | #N/A | 0 | #N/A | #N/A | #N/A | #N/A | #N/A | #N/A | #N/A | 0 | #N/A | 0 | #N/A | #N/A | 0 | #N/A | #N/A | #N/A | #N/A | #N/A | #N/A | #N/A | #N/A | 0 | #N/A | #N/A | 0 | #N/A | #N/A | #N/A | #N/A | #N/A | #N/A | #N/A | #N/A | #N/A | #N/A |  |  |  | If Ratio <1 then use scaled utility data INSTEAD of Calc data
| Utilization Ratio | 1 | 20 | 65 | #N/A | #N/A | #N/A | #N/A |  | #N/A | #N/A | #N/A | #N/A | #N/A | #N/A | #N/A | #N/A | #N/A | #N/A | 0 | #N/A | #N/A | #N/A | #N/A | #N/A | #N/A | #N/A | 0 | #N/A | 0 | #N/A | #N/A | 0 | #N/A | #N/A | #N/A | #N/A | #N/A | #N/A | #N/A | #N/A | 0 | #N/A | #N/A | 0 | #N/A | #N/A | #N/A | #N/A | #N/A | #N/A | #N/A | #N/A | #N/A | #N/A
| Back-up Sizing of Design Load | 0.5 | 21 | 63 | #N/A | #N/A | #N/A | #N/A |  | #N/A | #N/A | #N/A | #N/A | #N/A | #N/A | #N/A | #N/A | #N/A | #N/A | 0 | #N/A | #N/A | #N/A | #N/A | #N/A | #N/A | #N/A | 0 | #N/A | 0 | #N/A | #N/A | 0 | #N/A | #N/A | #N/A | #N/A | #N/A | #N/A | #N/A | #N/A | 0 | #N/A | #N/A | 0 | #N/A | #N/A | #N/A | #N/A | #N/A | #N/A | #N/A | #N/A | #N/A | #N/A
| Controls Factor | 0 | 22 | 61 | #N/A | #N/A | #N/A | #N/A |  | #N/A | #N/A | #N/A | #N/A | #N/A | #N/A | #N/A | #N/A | #N/A | #N/A | 0 | #N/A | #N/A | #N/A | #N/A | #N/A | #N/A | #N/A | 0 | #N/A | 0 | #N/A | #N/A | 0 | #N/A | #N/A | #N/A | #N/A | #N/A | #N/A | #N/A | #N/A | 0 | #N/A | #N/A | 0 | #N/A | #N/A | #N/A | #N/A | #N/A | #N/A | #N/A | #N/A | #N/A | #N/A
| Coincidence Factor (Peak Demand) | 0.8 | 23 | 59 | #N/A | #N/A | #N/A | #N/A |  | #N/A | #N/A | #N/A | #N/A | #N/A | #N/A | #N/A | #N/A | #N/A | #N/A | 0 | #N/A | #N/A | #N/A | #N/A | #N/A | #N/A | #N/A | 0 | #N/A | 0 | #N/A | #N/A | 0 | #N/A | #N/A | #N/A | #N/A | #N/A | #N/A | #N/A | #N/A | 0 | #N/A | #N/A | 0 | #N/A | #N/A | #N/A | #N/A | #N/A | #N/A | #N/A | #N/A | #N/A | #N/A
|  |  | 24 | 57 | #N/A | #N/A | #N/A | #N/A |  | #N/A | #N/A | #N/A | #N/A | #N/A | #N/A | #N/A | #N/A | #N/A | #N/A | 0 | #N/A | #N/A | #N/A | #N/A | #N/A | #N/A | #N/A | 0 | #N/A | 0 | #N/A | #N/A | 0 | #N/A | #N/A | #N/A | #N/A | #N/A | #N/A | #N/A | #N/A | 0 | #N/A | #N/A | 0 | #N/A | #N/A | #N/A | #N/A | #N/A | #N/A | #N/A | #N/A | #N/A | #N/A
|  |  | 25 | 55 | #N/A | #N/A | #N/A | #N/A |  | #N/A | #N/A | #N/A | #N/A | #N/A | #N/A | #N/A | #N/A | #N/A | #N/A | 0 | #N/A | #N/A | #N/A | #N/A | #N/A | #N/A | #N/A | 0 | #N/A | 0 | #N/A | #N/A | 0 | #N/A | #N/A | #N/A | #N/A | #N/A | #N/A | #N/A | #N/A | 0 | #N/A | #N/A | 0 | #N/A | #N/A | #N/A | #N/A | #N/A | #N/A | #N/A | #N/A | #N/A | #N/A
|  |  | 26 | 53 | #N/A | #N/A | #N/A | #N/A |  | #N/A | #N/A | #N/A | #N/A | #N/A | #N/A | #N/A | #N/A | #N/A | #N/A | 0 | #N/A | #N/A | #N/A | #N/A | #N/A | #N/A | #N/A | 0 | #N/A | 0 | #N/A | #N/A | 0 | #N/A | #N/A | #N/A | #N/A | #N/A | #N/A | #N/A | #N/A | 0 | #N/A | #N/A | 0 | #N/A | #N/A | #N/A | #N/A | #N/A | #N/A | #N/A | #N/A | #N/A | #N/A
|  |  | 27 | 51 | #N/A | #N/A | #N/A | #N/A |  | #N/A | #N/A | #N/A | #N/A | #N/A | #N/A | #N/A | #N/A | #N/A | #N/A | 0 | #N/A | #N/A | #N/A | #N/A | #N/A | #N/A | #N/A | 0 | #N/A | 0 | #N/A | #N/A | 0 | #N/A | #N/A | #N/A | #N/A | #N/A | #N/A | #N/A | #N/A | 0 | #N/A | #N/A | 0 | #N/A | #N/A | #N/A | #N/A | #N/A | #N/A | #N/A | #N/A | #N/A | #N/A
|  |  | 28 | 49 | #N/A | #N/A | #N/A | #N/A |  | #N/A | #N/A | #N/A | #N/A | #N/A | #N/A | #N/A | #N/A | #N/A | #N/A | 0 | #N/A | #N/A | #N/A | #N/A | #N/A | #N/A | #N/A | 0 | #N/A | 0 | #N/A | #N/A | 0 | #N/A | #N/A | #N/A | #N/A | #N/A | #N/A | #N/A | #N/A | 0 | #N/A | #N/A | 0 | #N/A | #N/A | #N/A | #N/A | #N/A | #N/A | #N/A | #N/A | #N/A | #N/A
|  |  | 29 | 47 | #N/A | #N/A | #N/A | #N/A |  | #N/A | #N/A | #N/A | #N/A | #N/A | #N/A | #N/A | #N/A | #N/A | #N/A | 0 | #N/A | #N/A | #N/A | #N/A | #N/A | #N/A | #N/A | 0 | #N/A | 0 | #N/A | #N/A | 0 | #N/A | #N/A | #N/A | #N/A | #N/A | #N/A | #N/A | #N/A | 0 | #N/A | #N/A | 0 | #N/A | #N/A | #N/A | #N/A | #N/A | #N/A | #N/A | #N/A | #N/A | #N/A
|  |  | 30 | 45 | #N/A | #N/A | #N/A | #N/A |  | #N/A | #N/A | #N/A | #N/A | #N/A | #N/A | #N/A | #N/A | #N/A | #N/A | 0 | #N/A | #N/A | #N/A | #N/A | #N/A | #N/A | #N/A | 0 | #N/A | 0 | #N/A | #N/A | 0 | #N/A | #N/A | #N/A | #N/A | #N/A | #N/A | #N/A | #N/A | 0 | #N/A | #N/A | 0 | #N/A | #N/A | #N/A | #N/A | #N/A | #N/A | #N/A | #N/A | #N/A | #N/A
|  |  | 31 | 43 | #N/A | #N/A | #N/A | #N/A |  | #N/A | #N/A | #N/A | #N/A | #N/A | #N/A | #N/A | #N/A | #N/A | #N/A | 0 | #N/A | #N/A | #N/A | #N/A | #N/A | #N/A | #N/A | 0 | #N/A | 0 | #N/A | #N/A | 0 | #N/A | #N/A | #N/A | #N/A | #N/A | #N/A | #N/A | #N/A | 0 | #N/A | #N/A | 0 | #N/A | #N/A | #N/A | #N/A | #N/A | #N/A | #N/A | #N/A | #N/A | #N/A
|  |  | 32 | 41 | #N/A | #N/A | #N/A | #N/A |  | #N/A | #N/A | #N/A | #N/A | #N/A | #N/A | #N/A | #N/A | #N/A | #N/A | 0 | #N/A | #N/A | #N/A | #N/A | #N/A | #N/A | #N/A | 0 | #N/A | 0 | #N/A | #N/A | 0 | #N/A | #N/A | #N/A | #N/A | #N/A | #N/A | #N/A | #N/A | 0 | #N/A | #N/A | 0 | #N/A | #N/A | #N/A | #N/A | #N/A | #N/A | #N/A | #N/A | #N/A | #N/A
|  |  | 33 | 39 | #N/A | #N/A | #N/A | #N/A |  | #N/A | #N/A | #N/A | #N/A | #N/A | #N/A | #N/A | #N/A | #N/A | #N/A | 0 | #N/A | #N/A | #N/A | #N/A | #N/A | #N/A | #N/A | 0 | #N/A | 0 | #N/A | #N/A | 0 | #N/A | #N/A | #N/A | #N/A | #N/A | #N/A | #N/A | #N/A | 0 | #N/A | #N/A | 0 | #N/A | #N/A | #N/A | #N/A | #N/A | #N/A | #N/A | #N/A | #N/A | #N/A
|  |  | 34 | 37 | #N/A | #N/A | #N/A | #N/A |  | #N/A | #N/A | #N/A | #N/A | #N/A | #N/A | #N/A | #N/A | #N/A | #N/A | 0 | #N/A | #N/A | #N/A | #N/A | #N/A | #N/A | #N/A | 0 | #N/A | 0 | #N/A | #N/A | 0 | #N/A | #N/A | #N/A | #N/A | #N/A | #N/A | #N/A | #N/A | 0 | #N/A | #N/A | 0 | #N/A | #N/A | #N/A | #N/A | #N/A | #N/A | #N/A | #N/A | #N/A | #N/A
|  |  | 35 | 35 | #N/A | #N/A | #N/A | #N/A |  | #N/A | #N/A | #N/A | #N/A | #N/A | #N/A | #N/A | #N/A | #N/A | #N/A | 0 | #N/A | #N/A | #N/A | #N/A | #N/A | #N/A | #N/A | 0 | #N/A | 0 | #N/A | #N/A | 0 | #N/A | #N/A | #N/A | #N/A | #N/A | #N/A | #N/A | #N/A | 0 | #N/A | #N/A | 0 | #N/A | #N/A | #N/A | #N/A | #N/A | #N/A | #N/A | #N/A | #N/A | #N/A
|  |  | 36 | 33 | #N/A | #N/A | #N/A | #N/A |  | #N/A | #N/A | #N/A | #N/A | #N/A | #N/A | #N/A | #N/A | #N/A | #N/A | 0 | #N/A | #N/A | #N/A | #N/A | #N/A | #N/A | #N/A | 0 | #N/A | 0 | #N/A | #N/A | 0 | #N/A | #N/A | #N/A | #N/A | #N/A | #N/A | #N/A | #N/A | 0 | #N/A | #N/A | 0 | #N/A | #N/A | #N/A | #N/A | #N/A | #N/A | #N/A | #N/A | #N/A | #N/A
|  |  | 37 | 31 | #N/A | #N/A | #N/A | #N/A |  | #N/A | #N/A | #N/A | #N/A | #N/A | #N/A | #N/A | #N/A | #N/A | #N/A | 0 | #N/A | #N/A | #N/A | #N/A | #N/A | #N/A | #N/A | 0 | #N/A | 0 | #N/A | #N/A | 0 | #N/A | #N/A | #N/A | #N/A | #N/A | #N/A | #N/A | #N/A | 0 | #N/A | #N/A | 0 | #N/A | #N/A | #N/A | #N/A | #N/A | #N/A | #N/A | #N/A | #N/A | #N/A
|  |  | 38 | 29 | #N/A | #N/A | #N/A | #N/A |  | #N/A | #N/A | #N/A | #N/A | #N/A | #N/A | #N/A | #N/A | #N/A | #N/A | 0 | #N/A | #N/A | #N/A | #N/A | #N/A | #N/A | #N/A | 0 | #N/A | 0 | #N/A | #N/A | 0 | #N/A | #N/A | #N/A | #N/A | #N/A | #N/A | #N/A | #N/A | 0 | #N/A | #N/A | 0 | #N/A | #N/A | #N/A | #N/A | #N/A | #N/A | #N/A | #N/A | #N/A | #N/A
|  |  | 39 | 27 | #N/A | #N/A | #N/A | #N/A |  | #N/A | #N/A | #N/A | #N/A | #N/A | #N/A | #N/A | #N/A | #N/A | #N/A | 0 | #N/A | #N/A | #N/A | #N/A | #N/A | #N/A | #N/A | 0 | #N/A | 0 | #N/A | #N/A | 0 | #N/A | #N/A | #N/A | #N/A | #N/A | #N/A | #N/A | #N/A | 0 | #N/A | #N/A | 0 | #N/A | #N/A | #N/A | #N/A | #N/A | #N/A | #N/A | #N/A | #N/A | #N/A
|  |  | 40 | 25 | #N/A | #N/A | #N/A | #N/A |  | #N/A | #N/A | #N/A | #N/A | #N/A | #N/A | #N/A | #N/A | #N/A | #N/A | 0 | #N/A | #N/A | #N/A | #N/A | #N/A | #N/A | #N/A | 0 | #N/A | 0 | #N/A | #N/A | 0 | #N/A | #N/A | #N/A | #N/A | #N/A | #N/A | #N/A | #N/A | 0 | #N/A | #N/A | 0 | #N/A | #N/A | #N/A | #N/A | #N/A | #N/A | #N/A | #N/A | #N/A | #N/A
|  |  | 41 | 23 | #N/A | #N/A | #N/A | #N/A |  | #N/A | #N/A | #N/A | #N/A | #N/A | #N/A | #N/A | #N/A | #N/A | #N/A | 0 | #N/A | #N/A | #N/A | #N/A | #N/A | #N/A | #N/A | 0 | #N/A | 0 | #N/A | #N/A | 0 | #N/A | #N/A | #N/A | #N/A | #N/A | #N/A | #N/A | #N/A | 0 | #N/A | #N/A | 0 | #N/A | #N/A | #N/A | #N/A | #N/A | #N/A | #N/A | #N/A | #N/A | #N/A
|  |  | 42 | 21 | #N/A | #N/A | #N/A | #N/A |  | #N/A | #N/A | #N/A | #N/A | #N/A | #N/A | #N/A | #N/A | #N/A | #N/A | 0 | #N/A | #N/A | #N/A | #N/A | #N/A | #N/A | #N/A | 0 | #N/A | 0 | #N/A | #N/A | 0 | #N/A | #N/A | #N/A | #N/A | #N/A | #N/A | #N/A | #N/A | 0 | #N/A | #N/A | 0 | #N/A | #N/A | #N/A | #N/A | #N/A | #N/A | #N/A | #N/A | #N/A | #N/A
|  |  | 43 | 19 | #N/A | #N/A | #N/A | #N/A |  | #N/A | #N/A | #N/A | #N/A | #N/A | #N/A | #N/A | #N/A | #N/A | #N/A | 0 | #N/A | #N/A | #N/A | #N/A | #N/A | #N/A | #N/A | 0 | #N/A | 0 | #N/A | #N/A | 0 | #N/A | #N/A | #N/A | #N/A | #N/A | #N/A | #N/A | #N/A | 0 | #N/A | #N/A | 0 | #N/A | #N/A | #N/A | #N/A | #N/A | #N/A | #N/A | #N/A | #N/A | #N/A
|  |  | 44 | 17 | #N/A | #N/A | #N/A | #N/A |  | #N/A | #N/A | #N/A | #N/A | #N/A | #N/A | #N/A | #N/A | #N/A | #N/A | 0 | #N/A | #N/A | #N/A | #N/A | #N/A | #N/A | #N/A | 0 | #N/A | 0 | #N/A | #N/A | 0 | #N/A | #N/A | #N/A | #N/A | #N/A | #N/A | #N/A | #N/A | 0 | #N/A | #N/A | 0 | #N/A | #N/A | #N/A | #N/A | #N/A | #N/A | #N/A | #N/A | #N/A | #N/A
|  |  | 45 | 15 | #N/A | #N/A | #N/A | #N/A |  | #N/A | #N/A | #N/A | #N/A | #N/A | #N/A | #N/A | #N/A | #N/A | #N/A | 0 | #N/A | #N/A | #N/A | #N/A | #N/A | #N/A | #N/A | 0 | #N/A | 0 | #N/A | #N/A | 0 | #N/A | #N/A | #N/A | #N/A | #N/A | #N/A | #N/A | #N/A | 0 | #N/A | #N/A | 0 | #N/A | #N/A | #N/A | #N/A | #N/A | #N/A | #N/A | #N/A | #N/A | #N/A
|  |  | 46 | 13 | #N/A | #N/A | #N/A | #N/A |  | #N/A | #N/A | #N/A | #N/A | #N/A | #N/A | #N/A | #N/A | #N/A | #N/A | 0 | #N/A | #N/A | #N/A | #N/A | #N/A | #N/A | #N/A | 0 | #N/A | 0 | #N/A | #N/A | 0 | #N/A | #N/A | #N/A | #N/A | #N/A | #N/A | #N/A | #N/A | 0 | #N/A | #N/A | 0 | #N/A | #N/A | #N/A | #N/A | #N/A | #N/A | #N/A | #N/A | #N/A | #N/A
|  |  | 47 | 11 | #N/A | #N/A | #N/A | #N/A |  | #N/A | #N/A | #N/A | #N/A | #N/A | #N/A | #N/A | #N/A | #N/A | #N/A | 0 | #N/A | #N/A | #N/A | #N/A | #N/A | #N/A | #N/A | 0 | #N/A | 0 | #N/A | #N/A | 0 | #N/A | #N/A | #N/A | #N/A | #N/A | #N/A | #N/A | #N/A | 0 | #N/A | #N/A | 0 | #N/A | #N/A | #N/A | #N/A | #N/A | #N/A | #N/A | #N/A | #N/A | #N/A
|  |  | 48 | 9 | #N/A | #N/A | #N/A | #N/A |  | #N/A | #N/A | #N/A | #N/A | #N/A | #N/A | #N/A | #N/A | #N/A | #N/A | 0 | #N/A | #N/A | #N/A | #N/A | #N/A | #N/A | #N/A | 0 | #N/A | 0 | #N/A | #N/A | 0 | #N/A | #N/A | #N/A | #N/A | #N/A | #N/A | #N/A | #N/A | 0 | #N/A | #N/A | 0 | #N/A | #N/A | #N/A | #N/A | #N/A | #N/A | #N/A | #N/A | #N/A | #N/A
|  |  | 49 | 7 | #N/A | #N/A | #N/A | #N/A |  | #N/A | #N/A | #N/A | #N/A | #N/A | #N/A | #N/A | #N/A | #N/A | #N/A | 0 | #N/A | #N/A | #N/A | #N/A | #N/A | #N/A | #N/A | 0 | #N/A | 0 | #N/A | #N/A | 0 | #N/A | #N/A | #N/A | #N/A | #N/A | #N/A | #N/A | #N/A | 0 | #N/A | #N/A | 0 | #N/A | #N/A | #N/A | #N/A | #N/A | #N/A | #N/A | #N/A | #N/A | #N/A
|  |  | 50 | 5 | #N/A | #N/A | #N/A | #N/A |  | #N/A | #N/A | #N/A | #N/A | #N/A | #N/A | #N/A | #N/A | #N/A | #N/A | 0 | #N/A | #N/A | #N/A | #N/A | #N/A | #N/A | #N/A | 0 | #N/A | 0 | #N/A | #N/A | 0 | #N/A | #N/A | #N/A | #N/A | #N/A | #N/A | #N/A | #N/A | 0 | #N/A | #N/A | 0 | #N/A | #N/A | #N/A | #N/A | #N/A | #N/A | #N/A | #N/A | #N/A | #N/A
|  |  | 51 | 3 | #N/A | #N/A | #N/A | #N/A |  | #N/A | #N/A | #N/A | #N/A | #N/A | #N/A | #N/A | #N/A | #N/A | #N/A | 0 | #N/A | #N/A | #N/A | #N/A | #N/A | #N/A | #N/A | 0 | #N/A | 0 | #N/A | #N/A | 0 | #N/A | #N/A | #N/A | #N/A | #N/A | #N/A | #N/A | #N/A | 0 | #N/A | #N/A | 0 | #N/A | #N/A | #N/A | #N/A | #N/A | #N/A | #N/A | #N/A | #N/A | #N/A
|  |  | 52 | 1 | #N/A | #N/A | #N/A | #N/A |  | #N/A | #N/A | #N/A | #N/A | #N/A | #N/A | #N/A | #N/A | #N/A | #N/A | 0 | #N/A | #N/A | #N/A | #N/A | #N/A | #N/A | #N/A | 0 | #N/A | 0 | #N/A | #N/A | 0 | #N/A | #N/A | #N/A | #N/A | #N/A | #N/A | #N/A | #N/A | 0 | #N/A | #N/A | 0 | #N/A | #N/A | #N/A | #N/A | #N/A | #N/A | #N/A | #N/A | #N/A | #N/A
|  |  | 53 | -1 | #N/A | #N/A | #N/A | #N/A |  | #N/A | #N/A | #N/A | #N/A | #N/A | #N/A | #N/A | #N/A | #N/A | #N/A | 0 | #N/A | #N/A | #N/A | #N/A | #N/A | #N/A | #N/A | 0 | #N/A | 0 | #N/A | #N/A | 0 | #N/A | #N/A | #N/A | #N/A | #N/A | #N/A | #N/A | #N/A | 0 | #N/A | #N/A | 0 | #N/A | #N/A | #N/A | #N/A | #N/A | #N/A | #N/A | #N/A | #N/A | #N/A
|  |  | 54 | -3 | #N/A | #N/A | #N/A | #N/A |  | #N/A | #N/A | #N/A | #N/A | #N/A | #N/A | #N/A | #N/A | #N/A | #N/A | 0 | #N/A | #N/A | #N/A | #N/A | #N/A | #N/A | #N/A | 0 | #N/A | 0 | #N/A | #N/A | 0 | #N/A | #N/A | #N/A | #N/A | #N/A | #N/A | #N/A | #N/A | 0 | #N/A | #N/A | 0 | #N/A | #N/A | #N/A | #N/A | #N/A | #N/A | #N/A | #N/A | #N/A | #N/A
|  |  | 55 | -5 | #N/A | #N/A | #N/A | #N/A |  | #N/A | #N/A | #N/A | #N/A | #N/A | #N/A | #N/A | #N/A | #N/A | #N/A | 0 | #N/A | #N/A | #N/A | #N/A | #N/A | #N/A | #N/A | 0 | #N/A | 0 | #N/A | #N/A | 0 | #N/A | #N/A | #N/A | #N/A | #N/A | #N/A | #N/A | #N/A | 0 | #N/A | #N/A | 0 | #N/A | #N/A | #N/A | #N/A | #N/A | #N/A | #N/A | #N/A | #N/A | #N/A
|  |  | 56 | -7 | #N/A | #N/A | #N/A | #N/A |  | #N/A | #N/A | #N/A | #N/A | #N/A | #N/A | #N/A | #N/A | #N/A | #N/A | 0 | #N/A | #N/A | #N/A | #N/A | #N/A | #N/A | #N/A | 0 | #N/A | 0 | #N/A | #N/A | 0 | #N/A | #N/A | #N/A | #N/A | #N/A | #N/A | #N/A | #N/A | 0 | #N/A | #N/A | 0 | #N/A | #N/A | #N/A | #N/A | #N/A | #N/A | #N/A | #N/A | #N/A | #N/A
|  |  | 57 | -9 | #N/A | #N/A | #N/A | #N/A |  | #N/A | #N/A | #N/A | #N/A | #N/A | #N/A | #N/A | #N/A | #N/A | #N/A | 0 | #N/A | #N/A | #N/A | #N/A | #N/A | #N/A | #N/A | 0 | #N/A | 0 | #N/A | #N/A | 0 | #N/A | #N/A | #N/A | #N/A | #N/A | #N/A | #N/A | #N/A | 0 | #N/A | #N/A | 0 | #N/A | #N/A | #N/A | #N/A | #N/A | #N/A | #N/A | #N/A | #N/A | #N/A
|  |  | 58 | -11 | #N/A | #N/A | #N/A | #N/A |  | #N/A | #N/A | #N/A | #N/A | #N/A | #N/A | #N/A | #N/A | #N/A | #N/A | 0 | #N/A | #N/A | #N/A | #N/A | #N/A | #N/A | #N/A | 0 | #N/A | 0 | #N/A | #N/A | 0 | #N/A | #N/A | #N/A | #N/A | #N/A | #N/A | #N/A | #N/A | 0 | #N/A | #N/A | 0 | #N/A | #N/A | #N/A | #N/A | #N/A | #N/A | #N/A | #N/A | #N/A | #N/A
|  |  | 59 | -13 | #N/A | #N/A | #N/A | #N/A |  | #N/A | #N/A | #N/A | #N/A | #N/A | #N/A | #N/A | #N/A | #N/A | #N/A | 0 | #N/A | #N/A | #N/A | #N/A | #N/A | #N/A | #N/A | 0 | #N/A | 0 | #N/A | #N/A | 0 | #N/A | #N/A | #N/A | #N/A | #N/A | #N/A | #N/A | #N/A | 0 | #N/A | #N/A | 0 | #N/A | #N/A | #N/A | #N/A | #N/A | #N/A | #N/A | #N/A | #N/A | #N/A
|  |  | 60 | -15 | #N/A | #N/A | #N/A | #N/A |  | #N/A | #N/A | #N/A | #N/A | #N/A | #N/A | #N/A | #N/A | #N/A | #N/A | 0 | #N/A | #N/A | #N/A | #N/A | #N/A | #N/A | #N/A | 0 | #N/A | 0 | #N/A | #N/A | 0 | #N/A | #N/A | #N/A | #N/A | #N/A | #N/A | #N/A | #N/A | 0 | #N/A | #N/A | 0 | #N/A | #N/A | #N/A | #N/A | #N/A | #N/A | #N/A | #N/A | #N/A | #N/A
|  |  | 61 | -17 | #N/A | #N/A | #N/A | #N/A |  | #N/A | #N/A | #N/A | #N/A | #N/A | #N/A | #N/A | #N/A | #N/A | #N/A | 0 | #N/A | #N/A | #N/A | #N/A | #N/A | #N/A | #N/A | 0 | #N/A | 0 | #N/A | #N/A | 0 | #N/A | #N/A | #N/A | #N/A | #N/A | #N/A | #N/A | #N/A | 0 | #N/A | #N/A | 0 | #N/A | #N/A | #N/A | #N/A | #N/A | #N/A | #N/A | #N/A | #N/A | #N/A
|  |  | 62 | -19 | #N/A | #N/A | #N/A | #N/A |  | #N/A | #N/A | #N/A | #N/A | #N/A | #N/A | #N/A | #N/A | #N/A | #N/A | 0 | #N/A | #N/A | #N/A | #N/A | #N/A | #N/A | #N/A | 0 | #N/A | 0 | #N/A | #N/A | 0 | #N/A | #N/A | #N/A | #N/A | #N/A | #N/A | #N/A | #N/A | 0 | #N/A | #N/A | 0 | #N/A | #N/A | #N/A | #N/A | #N/A | #N/A | #N/A | #N/A | #N/A | #N/A
|  |  | 63 | -21 | #N/A | #N/A | #N/A | #N/A |  | #N/A | #N/A | #N/A | #N/A | #N/A | #N/A | #N/A | #N/A | #N/A | #N/A | 0 | #N/A | #N/A | #N/A | #N/A | #N/A | #N/A | #N/A | 0 | #N/A | 0 | #N/A | #N/A | 0 | #N/A | #N/A | #N/A | #N/A | #N/A | #N/A | #N/A | #N/A | 0 | #N/A | #N/A | 0 | #N/A | #N/A | #N/A | #N/A | #N/A | #N/A | #N/A | #N/A | #N/A | #N/A
|  |  | 64 | -23 | #N/A | #N/A | #N/A | #N/A |  | #N/A | #N/A | #N/A | #N/A | #N/A | #N/A | #N/A | #N/A | #N/A | #N/A | 0 | #N/A | #N/A | #N/A | #N/A | #N/A | #N/A | #N/A | 0 | #N/A | 0 | #N/A | #N/A | 0 | #N/A | #N/A | #N/A | #N/A | #N/A | #N/A | #N/A | #N/A | 0 | #N/A | #N/A | 0 | #N/A | #N/A | #N/A | #N/A | #N/A | #N/A | #N/A | #N/A | #N/A | #N/A
|  |  |  | Totals | #N/A | [23 empty] | ▲Btu | ▲kWh | ▲kWh | [20 empty] | ▲Btu | ▲kWh | #N/A | #N/A
[54 empty] | ▲kWh | ▲MMbtu Total
UNOCCUPIED MODE
[8 empty] | Heating Calculation | [23 empty] | Baseline Clp Cap |  | GSHP Proposed Cooling Capacity | [5 empty] | Baseline Cooling Efficiency |  |  | GSHP Proposed Cooling Efficiency | [10 empty] | Net Savings
|  |  | Row Reference for Bin data lookup | Outdoor Air Temperature Mid-pts | Unoccupied Hours @ Temp Bin | Mode | Building Load (Btuh) | EWT (°F) |  | Heat Pump Heating Capacity Adjustment Factor | FULL LOAD Heating Capacity (Btuh) | PART LOAD Heating Capacity (Btu/h) | Delivered Heating Capacity (btuh) | Delivered Heating Capacity > BHL | Fraction of Heating Load Met By Heat Pump | Low-High Stage Factor | Auxiliary Heating (Btuh) | Proposed Part Load Factor (PLF, Proposed Cd ) | Proposed COP Temperature Adjustment Factor | Actual Heat Pump COP | Heat Pump Power (kW) | Auxiliary Power (kW) | Heating Load Pumping Percentage (%) | Loop Flow (%) | Pump Power (%) | Pump Consumption (kWh) | Baseline Heating Consumption (btu) | Proposed Heating Consumption (btu) | Heating Fossil Fuel Avoidance Savings (btu) | Heating Electrification Savings kWh | Net Heat Savings (kWh) | Cooling Capacity Adjustment Factor Baseline | Baseline Cooling Equipment Capacity | Heat Pump Cooling Capacity Adjustment Factor | Proposed FULL GSHP Cooling Capacity (Btuh) | Proposed PART GSHP Cooling Capacity (Btuh) | Delivered Cooling Capacity (Btuh) | Delivered Cooling Capacity > BCL | Low-High Stage Factor | Baseline Cooling EIR Temperature Adjustment Factor (EIR = 1/Efficiency) | Baseline Part Load Factor (PLF, Proposed Cd ) | Baseline Actual Cooling EER | Proposed Part Load Factor (PLF, Proposed Cd ) | Proposed Cooling EIR Temperature Adjustment Factor (EIR = 1/Efficiency) | Proposed Actual Heat Pump Cooling EER | Cooling Load Pumping Percentage (%) | Loop Flow (%) | Pump Power (%) | Pump Consumption (kWh) | Baseline Cooling Consumption (btu) | Proposed Cooling Consumption (btu) | Cool Savings (btu) | Cool Savings (kWh) | ▲kWh Total | ▲MMbtu Total
|  |  | 2 | 101 | #N/A | #N/A | #N/A | #N/A |  | #N/A | #N/A | #N/A | #N/A | #N/A | #N/A | #N/A | #N/A | #N/A | #N/A | 0 | #N/A | #N/A | #N/A | #N/A | #N/A | #N/A | #N/A | 0 | #N/A | 0 | #N/A | #N/A | 0 | #N/A | #N/A | #N/A | #N/A | #N/A | #N/A | #N/A | #N/A | 0 | #N/A | #N/A | 0 | #N/A | #N/A | #N/A | #N/A | #N/A | #N/A | #N/A | #N/A | #N/A | #N/A
|  |  | 3 | 99 | #N/A | #N/A | #N/A | #N/A |  | #N/A | #N/A | #N/A | #N/A | #N/A | #N/A | #N/A | #N/A | #N/A | #N/A | 0 | #N/A | #N/A | #N/A | #N/A | #N/A | #N/A | #N/A | 0 | #N/A | 0 | #N/A | #N/A | 0 | #N/A | #N/A | #N/A | #N/A | #N/A | #N/A | #N/A | #N/A | 0 | #N/A | #N/A | 0 | #N/A | #N/A | #N/A | #N/A | #N/A | #N/A | #N/A | #N/A | #N/A | #N/A
|  |  | 4 | 97 | #N/A | #N/A | #N/A | #N/A |  | #N/A | #N/A | #N/A | #N/A | #N/A | #N/A | #N/A | #N/A | #N/A | #N/A | 0 | #N/A | #N/A | #N/A | #N/A | #N/A | #N/A | #N/A | 0 | #N/A | 0 | #N/A | #N/A | 0 | #N/A | #N/A | #N/A | #N/A | #N/A | #N/A | #N/A | #N/A | 0 | #N/A | #N/A | 0 | #N/A | #N/A | #N/A | #N/A | #N/A | #N/A | #N/A | #N/A | #N/A | #N/A
|  |  | 5 | 95 | #N/A | #N/A | #N/A | #N/A |  | #N/A | #N/A | #N/A | #N/A | #N/A | #N/A | #N/A | #N/A | #N/A | #N/A | 0 | #N/A | #N/A | #N/A | #N/A | #N/A | #N/A | #N/A | 0 | #N/A | 0 | #N/A | #N/A | 0 | #N/A | #N/A | #N/A | #N/A | #N/A | #N/A | #N/A | #N/A | 0 | #N/A | #N/A | 0 | #N/A | #N/A | #N/A | #N/A | #N/A | #N/A | #N/A | #N/A | #N/A | #N/A
|  |  | 6 | 93 | #N/A | #N/A | #N/A | #N/A |  | #N/A | #N/A | #N/A | #N/A | #N/A | #N/A | #N/A | #N/A | #N/A | #N/A | 0 | #N/A | #N/A | #N/A | #N/A | #N/A | #N/A | #N/A | 0 | #N/A | 0 | #N/A | #N/A | 0 | #N/A | #N/A | #N/A | #N/A | #N/A | #N/A | #N/A | #N/A | 0 | #N/A | #N/A | 0 | #N/A | #N/A | #N/A | #N/A | #N/A | #N/A | #N/A | #N/A | #N/A | #N/A
|  |  | 7 | 91 | #N/A | #N/A | #N/A | #N/A |  | #N/A | #N/A | #N/A | #N/A | #N/A | #N/A | #N/A | #N/A | #N/A | #N/A | 0 | #N/A | #N/A | #N/A | #N/A | #N/A | #N/A | #N/A | 0 | #N/A | 0 | #N/A | #N/A | 0 | #N/A | #N/A | #N/A | #N/A | #N/A | #N/A | #N/A | #N/A | 0 | #N/A | #N/A | 0 | #N/A | #N/A | #N/A | #N/A | #N/A | #N/A | #N/A | #N/A | #N/A | #N/A
|  |  | 8 | 89 | #N/A | #N/A | #N/A | #N/A |  | #N/A | #N/A | #N/A | #N/A | #N/A | #N/A | #N/A | #N/A | #N/A | #N/A | 0 | #N/A | #N/A | #N/A | #N/A | #N/A | #N/A | #N/A | 0 | #N/A | 0 | #N/A | #N/A | 0 | #N/A | #N/A | #N/A | #N/A | #N/A | #N/A | #N/A | #N/A | 0 | #N/A | #N/A | 0 | #N/A | #N/A | #N/A | #N/A | #N/A | #N/A | #N/A | #N/A | #N/A | #N/A
|  |  | 9 | 87 | #N/A | #N/A | #N/A | #N/A |  | #N/A | #N/A | #N/A | #N/A | #N/A | #N/A | #N/A | #N/A | #N/A | #N/A | 0 | #N/A | #N/A | #N/A | #N/A | #N/A | #N/A | #N/A | 0 | #N/A | 0 | #N/A | #N/A | 0 | #N/A | #N/A | #N/A | #N/A | #N/A | #N/A | #N/A | #N/A | 0 | #N/A | #N/A | 0 | #N/A | #N/A | #N/A | #N/A | #N/A | #N/A | #N/A | #N/A | #N/A | #N/A
|  |  | 10 | 85 | #N/A | #N/A | #N/A | #N/A |  | #N/A | #N/A | #N/A | #N/A | #N/A | #N/A | #N/A | #N/A | #N/A | #N/A | 0 | #N/A | #N/A | #N/A | #N/A | #N/A | #N/A | #N/A | 0 | #N/A | 0 | #N/A | #N/A | 0 | #N/A | #N/A | #N/A | #N/A | #N/A | #N/A | #N/A | #N/A | 0 | #N/A | #N/A | 0 | #N/A | #N/A | #N/A | #N/A | #N/A | #N/A | #N/A | #N/A | #N/A | #N/A
|  |  | 11 | 83 | #N/A | #N/A | #N/A | #N/A |  | #N/A | #N/A | #N/A | #N/A | #N/A | #N/A | #N/A | #N/A | #N/A | #N/A | 0 | #N/A | #N/A | #N/A | #N/A | #N/A | #N/A | #N/A | 0 | #N/A | 0 | #N/A | #N/A | 0 | #N/A | #N/A | #N/A | #N/A | #N/A | #N/A | #N/A | #N/A | 0 | #N/A | #N/A | 0 | #N/A | #N/A | #N/A | #N/A | #N/A | #N/A | #N/A | #N/A | #N/A | #N/A
|  |  | 12 | 81 | #N/A | #N/A | #N/A | #N/A |  | #N/A | #N/A | #N/A | #N/A | #N/A | #N/A | #N/A | #N/A | #N/A | #N/A | 0 | #N/A | #N/A | #N/A | #N/A | #N/A | #N/A | #N/A | 0 | #N/A | 0 | #N/A | #N/A | 0 | #N/A | #N/A | #N/A | #N/A | #N/A | #N/A | #N/A | #N/A | 0 | #N/A | #N/A | 0 | #N/A | #N/A | #N/A | #N/A | #N/A | #N/A | #N/A | #N/A | #N/A | #N/A
|  |  | 13 | 79 | #N/A | #N/A | #N/A | #N/A |  | #N/A | #N/A | #N/A | #N/A | #N/A | #N/A | #N/A | #N/A | #N/A | #N/A | 0 | #N/A | #N/A | #N/A | #N/A | #N/A | #N/A | #N/A | 0 | #N/A | 0 | #N/A | #N/A | 0 | #N/A | #N/A | #N/A | #N/A | #N/A | #N/A | #N/A | #N/A | 0 | #N/A | #N/A | 0 | #N/A | #N/A | #N/A | #N/A | #N/A | #N/A | #N/A | #N/A | #N/A | #N/A
|  |  | 14 | 77 | #N/A | #N/A | #N/A | #N/A |  | #N/A | #N/A | #N/A | #N/A | #N/A | #N/A | #N/A | #N/A | #N/A | #N/A | 0 | #N/A | #N/A | #N/A | #N/A | #N/A | #N/A | #N/A | 0 | #N/A | 0 | #N/A | #N/A | 0 | #N/A | #N/A | #N/A | #N/A | #N/A | #N/A | #N/A | #N/A | 0 | #N/A | #N/A | 0 | #N/A | #N/A | #N/A | #N/A | #N/A | #N/A | #N/A | #N/A | #N/A | #N/A
|  |  | 15 | 75 | #N/A | #N/A | #N/A | #N/A |  | #N/A | #N/A | #N/A | #N/A | #N/A | #N/A | #N/A | #N/A | #N/A | #N/A | 0 | #N/A | #N/A | #N/A | #N/A | #N/A | #N/A | #N/A | 0 | #N/A | 0 | #N/A | #N/A | 0 | #N/A | #N/A | #N/A | #N/A | #N/A | #N/A | #N/A | #N/A | 0 | #N/A | #N/A | 0 | #N/A | #N/A | #N/A | #N/A | #N/A | #N/A | #N/A | #N/A | #N/A | #N/A
|  |  | 16 | 73 | #N/A | #N/A | #N/A | #N/A |  | #N/A | #N/A | #N/A | #N/A | #N/A | #N/A | #N/A | #N/A | #N/A | #N/A | 0 | #N/A | #N/A | #N/A | #N/A | #N/A | #N/A | #N/A | 0 | #N/A | 0 | #N/A | #N/A | 0 | #N/A | #N/A | #N/A | #N/A | #N/A | #N/A | #N/A | #N/A | 0 | #N/A | #N/A | 0 | #N/A | #N/A | #N/A | #N/A | #N/A | #N/A | #N/A | #N/A | #N/A | #N/A
|  |  | 17 | 71 | #N/A | #N/A | #N/A | #N/A |  | #N/A | #N/A | #N/A | #N/A | #N/A | #N/A | #N/A | #N/A | #N/A | #N/A | 0 | #N/A | #N/A | #N/A | #N/A | #N/A | #N/A | #N/A | 0 | #N/A | 0 | #N/A | #N/A | 0 | #N/A | #N/A | #N/A | #N/A | #N/A | #N/A | #N/A | #N/A | 0 | #N/A | #N/A | 0 | #N/A | #N/A | #N/A | #N/A | #N/A | #N/A | #N/A | #N/A | #N/A | #N/A
|  |  | 18 | 69 | #N/A | #N/A | #N/A | #N/A |  | #N/A | #N/A | #N/A | #N/A | #N/A | #N/A | #N/A | #N/A | #N/A | #N/A | 0 | #N/A | #N/A | #N/A | #N/A | #N/A | #N/A | #N/A | 0 | #N/A | 0 | #N/A | #N/A | 0 | #N/A | #N/A | #N/A | #N/A | #N/A | #N/A | #N/A | #N/A | 0 | #N/A | #N/A | 0 | #N/A | #N/A | #N/A | #N/A | #N/A | #N/A | #N/A | #N/A | #N/A | #N/A
|  |  | 19 | 67 | #N/A | #N/A | #N/A | #N/A |  | #N/A | #N/A | #N/A | #N/A | #N/A | #N/A | #N/A | #N/A | #N/A | #N/A | 0 | #N/A | #N/A | #N/A | #N/A | #N/A | #N/A | #N/A | 0 | #N/A | 0 | #N/A | #N/A | 0 | #N/A | #N/A | #N/A | #N/A | #N/A | #N/A | #N/A | #N/A | 0 | #N/A | #N/A | 0 | #N/A | #N/A | #N/A | #N/A | #N/A | #N/A | #N/A | #N/A | #N/A | #N/A
|  |  | 20 | 65 | #N/A | #N/A | #N/A | #N/A |  | #N/A | #N/A | #N/A | #N/A | #N/A | #N/A | #N/A | #N/A | #N/A | #N/A | 0 | #N/A | #N/A | #N/A | #N/A | #N/A | #N/A | #N/A | 0 | #N/A | 0 | #N/A | #N/A | 0 | #N/A | #N/A | #N/A | #N/A | #N/A | #N/A | #N/A | #N/A | 0 | #N/A | #N/A | 0 | #N/A | #N/A | #N/A | #N/A | #N/A | #N/A | #N/A | #N/A | #N/A | #N/A
|  |  | 21 | 63 | #N/A | #N/A | #N/A | #N/A |  | #N/A | #N/A | #N/A | #N/A | #N/A | #N/A | #N/A | #N/A | #N/A | #N/A | 0 | #N/A | #N/A | #N/A | #N/A | #N/A | #N/A | #N/A | 0 | #N/A | 0 | #N/A | #N/A | 0 | #N/A | #N/A | #N/A | #N/A | #N/A | #N/A | #N/A | #N/A | 0 | #N/A | #N/A | 0 | #N/A | #N/A | #N/A | #N/A | #N/A | #N/A | #N/A | #N/A | #N/A | #N/A
|  |  | 22 | 61 | #N/A | #N/A | #N/A | #N/A |  | #N/A | #N/A | #N/A | #N/A | #N/A | #N/A | #N/A | #N/A | #N/A | #N/A | 0 | #N/A | #N/A | #N/A | #N/A | #N/A | #N/A | #N/A | 0 | #N/A | 0 | #N/A | #N/A | 0 | #N/A | #N/A | #N/A | #N/A | #N/A | #N/A | #N/A | #N/A | 0 | #N/A | #N/A | 0 | #N/A | #N/A | #N/A | #N/A | #N/A | #N/A | #N/A | #N/A | #N/A | #N/A
|  |  | 23 | 59 | #N/A | #N/A | #N/A | #N/A |  | #N/A | #N/A | #N/A | #N/A | #N/A | #N/A | #N/A | #N/A | #N/A | #N/A | 0 | #N/A | #N/A | #N/A | #N/A | #N/A | #N/A | #N/A | 0 | #N/A | 0 | #N/A | #N/A | 0 | #N/A | #N/A | #N/A | #N/A | #N/A | #N/A | #N/A | #N/A | 0 | #N/A | #N/A | 0 | #N/A | #N/A | #N/A | #N/A | #N/A | #N/A | #N/A | #N/A | #N/A | #N/A
|  |  | 24 | 57 | #N/A | #N/A | #N/A | #N/A |  | #N/A | #N/A | #N/A | #N/A | #N/A | #N/A | #N/A | #N/A | #N/A | #N/A | 0 | #N/A | #N/A | #N/A | #N/A | #N/A | #N/A | #N/A | 0 | #N/A | 0 | #N/A | #N/A | 0 | #N/A | #N/A | #N/A | #N/A | #N/A | #N/A | #N/A | #N/A | 0 | #N/A | #N/A | 0 | #N/A | #N/A | #N/A | #N/A | #N/A | #N/A | #N/A | #N/A | #N/A | #N/A
|  |  | 25 | 55 | #N/A | #N/A | #N/A | #N/A |  | #N/A | #N/A | #N/A | #N/A | #N/A | #N/A | #N/A | #N/A | #N/A | #N/A | 0 | #N/A | #N/A | #N/A | #N/A | #N/A | #N/A | #N/A | 0 | #N/A | 0 | #N/A | #N/A | 0 | #N/A | #N/A | #N/A | #N/A | #N/A | #N/A | #N/A | #N/A | 0 | #N/A | #N/A | 0 | #N/A | #N/A | #N/A | #N/A | #N/A | #N/A | #N/A | #N/A | #N/A | #N/A
|  |  | 26 | 53 | #N/A | #N/A | #N/A | #N/A |  | #N/A | #N/A | #N/A | #N/A | #N/A | #N/A | #N/A | #N/A | #N/A | #N/A | 0 | #N/A | #N/A | #N/A | #N/A | #N/A | #N/A | #N/A | 0 | #N/A | 0 | #N/A | #N/A | 0 | #N/A | #N/A | #N/A | #N/A | #N/A | #N/A | #N/A | #N/A | 0 | #N/A | #N/A | 0 | #N/A | #N/A | #N/A | #N/A | #N/A | #N/A | #N/A | #N/A | #N/A | #N/A
|  |  | 27 | 51 | #N/A | #N/A | #N/A | #N/A |  | #N/A | #N/A | #N/A | #N/A | #N/A | #N/A | #N/A | #N/A | #N/A | #N/A | 0 | #N/A | #N/A | #N/A | #N/A | #N/A | #N/A | #N/A | 0 | #N/A | 0 | #N/A | #N/A | 0 | #N/A | #N/A | #N/A | #N/A | #N/A | #N/A | #N/A | #N/A | 0 | #N/A | #N/A | 0 | #N/A | #N/A | #N/A | #N/A | #N/A | #N/A | #N/A | #N/A | #N/A | #N/A
|  |  | 28 | 49 | #N/A | #N/A | #N/A | #N/A |  | #N/A | #N/A | #N/A | #N/A | #N/A | #N/A | #N/A | #N/A | #N/A | #N/A | 0 | #N/A | #N/A | #N/A | #N/A | #N/A | #N/A | #N/A | 0 | #N/A | 0 | #N/A | #N/A | 0 | #N/A | #N/A | #N/A | #N/A | #N/A | #N/A | #N/A | #N/A | 0 | #N/A | #N/A | 0 | #N/A | #N/A | #N/A | #N/A | #N/A | #N/A | #N/A | #N/A | #N/A | #N/A
|  |  | 29 | 47 | #N/A | #N/A | #N/A | #N/A |  | #N/A | #N/A | #N/A | #N/A | #N/A | #N/A | #N/A | #N/A | #N/A | #N/A | 0 | #N/A | #N/A | #N/A | #N/A | #N/A | #N/A | #N/A | 0 | #N/A | 0 | #N/A | #N/A | 0 | #N/A | #N/A | #N/A | #N/A | #N/A | #N/A | #N/A | #N/A | 0 | #N/A | #N/A | 0 | #N/A | #N/A | #N/A | #N/A | #N/A | #N/A | #N/A | #N/A | #N/A | #N/A
|  |  | 30 | 45 | #N/A | #N/A | #N/A | #N/A |  | #N/A | #N/A | #N/A | #N/A | #N/A | #N/A | #N/A | #N/A | #N/A | #N/A | 0 | #N/A | #N/A | #N/A | #N/A | #N/A | #N/A | #N/A | 0 | #N/A | 0 | #N/A | #N/A | 0 | #N/A | #N/A | #N/A | #N/A | #N/A | #N/A | #N/A | #N/A | 0 | #N/A | #N/A | 0 | #N/A | #N/A | #N/A | #N/A | #N/A | #N/A | #N/A | #N/A | #N/A | #N/A
|  |  | 31 | 43 | #N/A | #N/A | #N/A | #N/A |  | #N/A | #N/A | #N/A | #N/A | #N/A | #N/A | #N/A | #N/A | #N/A | #N/A | 0 | #N/A | #N/A | #N/A | #N/A | #N/A | #N/A | #N/A | 0 | #N/A | 0 | #N/A | #N/A | 0 | #N/A | #N/A | #N/A | #N/A | #N/A | #N/A | #N/A | #N/A | 0 | #N/A | #N/A | 0 | #N/A | #N/A | #N/A | #N/A | #N/A | #N/A | #N/A | #N/A | #N/A | #N/A
|  |  | 32 | 41 | #N/A | #N/A | #N/A | #N/A |  | #N/A | #N/A | #N/A | #N/A | #N/A | #N/A | #N/A | #N/A | #N/A | #N/A | 0 | #N/A | #N/A | #N/A | #N/A | #N/A | #N/A | #N/A | 0 | #N/A | 0 | #N/A | #N/A | 0 | #N/A | #N/A | #N/A | #N/A | #N/A | #N/A | #N/A | #N/A | 0 | #N/A | #N/A | 0 | #N/A | #N/A | #N/A | #N/A | #N/A | #N/A | #N/A | #N/A | #N/A | #N/A
|  |  | 33 | 39 | #N/A | #N/A | #N/A | #N/A |  | #N/A | #N/A | #N/A | #N/A | #N/A | #N/A | #N/A | #N/A | #N/A | #N/A | 0 | #N/A | #N/A | #N/A | #N/A | #N/A | #N/A | #N/A | 0 | #N/A | 0 | #N/A | #N/A | 0 | #N/A | #N/A | #N/A | #N/A | #N/A | #N/A | #N/A | #N/A | 0 | #N/A | #N/A | 0 | #N/A | #N/A | #N/A | #N/A | #N/A | #N/A | #N/A | #N/A | #N/A | #N/A
|  |  | 34 | 37 | #N/A | #N/A | #N/A | #N/A |  | #N/A | #N/A | #N/A | #N/A | #N/A | #N/A | #N/A | #N/A | #N/A | #N/A | 0 | #N/A | #N/A | #N/A | #N/A | #N/A | #N/A | #N/A | 0 | #N/A | 0 | #N/A | #N/A | 0 | #N/A | #N/A | #N/A | #N/A | #N/A | #N/A | #N/A | #N/A | 0 | #N/A | #N/A | 0 | #N/A | #N/A | #N/A | #N/A | #N/A | #N/A | #N/A | #N/A | #N/A | #N/A
|  |  | 35 | 35 | #N/A | #N/A | #N/A | #N/A |  | #N/A | #N/A | #N/A | #N/A | #N/A | #N/A | #N/A | #N/A | #N/A | #N/A | 0 | #N/A | #N/A | #N/A | #N/A | #N/A | #N/A | #N/A | 0 | #N/A | 0 | #N/A | #N/A | 0 | #N/A | #N/A | #N/A | #N/A | #N/A | #N/A | #N/A | #N/A | 0 | #N/A | #N/A | 0 | #N/A | #N/A | #N/A | #N/A | #N/A | #N/A | #N/A | #N/A | #N/A | #N/A
|  |  | 36 | 33 | #N/A | #N/A | #N/A | #N/A |  | #N/A | #N/A | #N/A | #N/A | #N/A | #N/A | #N/A | #N/A | #N/A | #N/A | 0 | #N/A | #N/A | #N/A | #N/A | #N/A | #N/A | #N/A | 0 | #N/A | 0 | #N/A | #N/A | 0 | #N/A | #N/A | #N/A | #N/A | #N/A | #N/A | #N/A | #N/A | 0 | #N/A | #N/A | 0 | #N/A | #N/A | #N/A | #N/A | #N/A | #N/A | #N/A | #N/A | #N/A | #N/A
|  |  | 37 | 31 | #N/A | #N/A | #N/A | #N/A |  | #N/A | #N/A | #N/A | #N/A | #N/A | #N/A | #N/A | #N/A | #N/A | #N/A | 0 | #N/A | #N/A | #N/A | #N/A | #N/A | #N/A | #N/A | 0 | #N/A | 0 | #N/A | #N/A | 0 | #N/A | #N/A | #N/A | #N/A | #N/A | #N/A | #N/A | #N/A | 0 | #N/A | #N/A | 0 | #N/A | #N/A | #N/A | #N/A | #N/A | #N/A | #N/A | #N/A | #N/A | #N/A
|  |  | 38 | 29 | #N/A | #N/A | #N/A | #N/A |  | #N/A | #N/A | #N/A | #N/A | #N/A | #N/A | #N/A | #N/A | #N/A | #N/A | 0 | #N/A | #N/A | #N/A | #N/A | #N/A | #N/A | #N/A | 0 | #N/A | 0 | #N/A | #N/A | 0 | #N/A | #N/A | #N/A | #N/A | #N/A | #N/A | #N/A | #N/A | 0 | #N/A | #N/A | 0 | #N/A | #N/A | #N/A | #N/A | #N/A | #N/A | #N/A | #N/A | #N/A | #N/A
|  |  | 39 | 27 | #N/A | #N/A | #N/A | #N/A |  | #N/A | #N/A | #N/A | #N/A | #N/A | #N/A | #N/A | #N/A | #N/A | #N/A | 0 | #N/A | #N/A | #N/A | #N/A | #N/A | #N/A | #N/A | 0 | #N/A | 0 | #N/A | #N/A | 0 | #N/A | #N/A | #N/A | #N/A | #N/A | #N/A | #N/A | #N/A | 0 | #N/A | #N/A | 0 | #N/A | #N/A | #N/A | #N/A | #N/A | #N/A | #N/A | #N/A | #N/A | #N/A
|  |  | 40 | 25 | #N/A | #N/A | #N/A | #N/A |  | #N/A | #N/A | #N/A | #N/A | #N/A | #N/A | #N/A | #N/A | #N/A | #N/A | 0 | #N/A | #N/A | #N/A | #N/A | #N/A | #N/A | #N/A | 0 | #N/A | 0 | #N/A | #N/A | 0 | #N/A | #N/A | #N/A | #N/A | #N/A | #N/A | #N/A | #N/A | 0 | #N/A | #N/A | 0 | #N/A | #N/A | #N/A | #N/A | #N/A | #N/A | #N/A | #N/A | #N/A | #N/A
|  |  | 41 | 23 | #N/A | #N/A | #N/A | #N/A |  | #N/A | #N/A | #N/A | #N/A | #N/A | #N/A | #N/A | #N/A | #N/A | #N/A | 0 | #N/A | #N/A | #N/A | #N/A | #N/A | #N/A | #N/A | 0 | #N/A | 0 | #N/A | #N/A | 0 | #N/A | #N/A | #N/A | #N/A | #N/A | #N/A | #N/A | #N/A | 0 | #N/A | #N/A | 0 | #N/A | #N/A | #N/A | #N/A | #N/A | #N/A | #N/A | #N/A | #N/A | #N/A
|  |  | 42 | 21 | #N/A | #N/A | #N/A | #N/A |  | #N/A | #N/A | #N/A | #N/A | #N/A | #N/A | #N/A | #N/A | #N/A | #N/A | 0 | #N/A | #N/A | #N/A | #N/A | #N/A | #N/A | #N/A | 0 | #N/A | 0 | #N/A | #N/A | 0 | #N/A | #N/A | #N/A | #N/A | #N/A | #N/A | #N/A | #N/A | 0 | #N/A | #N/A | 0 | #N/A | #N/A | #N/A | #N/A | #N/A | #N/A | #N/A | #N/A | #N/A | #N/A
|  |  | 43 | 19 | #N/A | #N/A | #N/A | #N/A |  | #N/A | #N/A | #N/A | #N/A | #N/A | #N/A | #N/A | #N/A | #N/A | #N/A | 0 | #N/A | #N/A | #N/A | #N/A | #N/A | #N/A | #N/A | 0 | #N/A | 0 | #N/A | #N/A | 0 | #N/A | #N/A | #N/A | #N/A | #N/A | #N/A | #N/A | #N/A | 0 | #N/A | #N/A | 0 | #N/A | #N/A | #N/A | #N/A | #N/A | #N/A | #N/A | #N/A | #N/A | #N/A
|  |  | 44 | 17 | #N/A | #N/A | #N/A | #N/A |  | #N/A | #N/A | #N/A | #N/A | #N/A | #N/A | #N/A | #N/A | #N/A | #N/A | 0 | #N/A | #N/A | #N/A | #N/A | #N/A | #N/A | #N/A | 0 | #N/A | 0 | #N/A | #N/A | 0 | #N/A | #N/A | #N/A | #N/A | #N/A | #N/A | #N/A | #N/A | 0 | #N/A | #N/A | 0 | #N/A | #N/A | #N/A | #N/A | #N/A | #N/A | #N/A | #N/A | #N/A | #N/A
|  |  | 45 | 15 | #N/A | #N/A | #N/A | #N/A |  | #N/A | #N/A | #N/A | #N/A | #N/A | #N/A | #N/A | #N/A | #N/A | #N/A | 0 | #N/A | #N/A | #N/A | #N/A | #N/A | #N/A | #N/A | 0 | #N/A | 0 | #N/A | #N/A | 0 | #N/A | #N/A | #N/A | #N/A | #N/A | #N/A | #N/A | #N/A | 0 | #N/A | #N/A | 0 | #N/A | #N/A | #N/A | #N/A | #N/A | #N/A | #N/A | #N/A | #N/A | #N/A
|  |  | 46 | 13 | #N/A | #N/A | #N/A | #N/A |  | #N/A | #N/A | #N/A | #N/A | #N/A | #N/A | #N/A | #N/A | #N/A | #N/A | 0 | #N/A | #N/A | #N/A | #N/A | #N/A | #N/A | #N/A | 0 | #N/A | 0 | #N/A | #N/A | 0 | #N/A | #N/A | #N/A | #N/A | #N/A | #N/A | #N/A | #N/A | 0 | #N/A | #N/A | 0 | #N/A | #N/A | #N/A | #N/A | #N/A | #N/A | #N/A | #N/A | #N/A | #N/A
|  |  | 47 | 11 | #N/A | #N/A | #N/A | #N/A |  | #N/A | #N/A | #N/A | #N/A | #N/A | #N/A | #N/A | #N/A | #N/A | #N/A | 0 | #N/A | #N/A | #N/A | #N/A | #N/A | #N/A | #N/A | 0 | #N/A | 0 | #N/A | #N/A | 0 | #N/A | #N/A | #N/A | #N/A | #N/A | #N/A | #N/A | #N/A | 0 | #N/A | #N/A | 0 | #N/A | #N/A | #N/A | #N/A | #N/A | #N/A | #N/A | #N/A | #N/A | #N/A
|  |  | 48 | 9 | #N/A | #N/A | #N/A | #N/A |  | #N/A | #N/A | #N/A | #N/A | #N/A | #N/A | #N/A | #N/A | #N/A | #N/A | 0 | #N/A | #N/A | #N/A | #N/A | #N/A | #N/A | #N/A | 0 | #N/A | 0 | #N/A | #N/A | 0 | #N/A | #N/A | #N/A | #N/A | #N/A | #N/A | #N/A | #N/A | 0 | #N/A | #N/A | 0 | #N/A | #N/A | #N/A | #N/A | #N/A | #N/A | #N/A | #N/A | #N/A | #N/A
|  |  | 49 | 7 | #N/A | #N/A | #N/A | #N/A |  | #N/A | #N/A | #N/A | #N/A | #N/A | #N/A | #N/A | #N/A | #N/A | #N/A | 0 | #N/A | #N/A | #N/A | #N/A | #N/A | #N/A | #N/A | 0 | #N/A | 0 | #N/A | #N/A | 0 | #N/A | #N/A | #N/A | #N/A | #N/A | #N/A | #N/A | #N/A | 0 | #N/A | #N/A | 0 | #N/A | #N/A | #N/A | #N/A | #N/A | #N/A | #N/A | #N/A | #N/A | #N/A
|  |  | 50 | 5 | #N/A | #N/A | #N/A | #N/A |  | #N/A | #N/A | #N/A | #N/A | #N/A | #N/A | #N/A | #N/A | #N/A | #N/A | 0 | #N/A | #N/A | #N/A | #N/A | #N/A | #N/A | #N/A | 0 | #N/A | 0 | #N/A | #N/A | 0 | #N/A | #N/A | #N/A | #N/A | #N/A | #N/A | #N/A | #N/A | 0 | #N/A | #N/A | 0 | #N/A | #N/A | #N/A | #N/A | #N/A | #N/A | #N/A | #N/A | #N/A | #N/A
|  |  | 51 | 3 | #N/A | #N/A | #N/A | #N/A |  | #N/A | #N/A | #N/A | #N/A | #N/A | #N/A | #N/A | #N/A | #N/A | #N/A | 0 | #N/A | #N/A | #N/A | #N/A | #N/A | #N/A | #N/A | 0 | #N/A | 0 | #N/A | #N/A | 0 | #N/A | #N/A | #N/A | #N/A | #N/A | #N/A | #N/A | #N/A | 0 | #N/A | #N/A | 0 | #N/A | #N/A | #N/A | #N/A | #N/A | #N/A | #N/A | #N/A | #N/A | #N/A
|  |  | 52 | 1 | #N/A | #N/A | #N/A | #N/A |  | #N/A | #N/A | #N/A | #N/A | #N/A | #N/A | #N/A | #N/A | #N/A | #N/A | 0 | #N/A | #N/A | #N/A | #N/A | #N/A | #N/A | #N/A | 0 | #N/A | 0 | #N/A | #N/A | 0 | #N/A | #N/A | #N/A | #N/A | #N/A | #N/A | #N/A | #N/A | 0 | #N/A | #N/A | 0 | #N/A | #N/A | #N/A | #N/A | #N/A | #N/A | #N/A | #N/A | #N/A | #N/A
|  |  | 53 | -1 | #N/A | #N/A | #N/A | #N/A |  | #N/A | #N/A | #N/A | #N/A | #N/A | #N/A | #N/A | #N/A | #N/A | #N/A | 0 | #N/A | #N/A | #N/A | #N/A | #N/A | #N/A | #N/A | 0 | #N/A | 0 | #N/A | #N/A | 0 | #N/A | #N/A | #N/A | #N/A | #N/A | #N/A | #N/A | #N/A | 0 | #N/A | #N/A | 0 | #N/A | #N/A | #N/A | #N/A | #N/A | #N/A | #N/A | #N/A | #N/A | #N/A
|  |  | 54 | -3 | #N/A | #N/A | #N/A | #N/A |  | #N/A | #N/A | #N/A | #N/A | #N/A | #N/A | #N/A | #N/A | #N/A | #N/A | 0 | #N/A | #N/A | #N/A | #N/A | #N/A | #N/A | #N/A | 0 | #N/A | 0 | #N/A | #N/A | 0 | #N/A | #N/A | #N/A | #N/A | #N/A | #N/A | #N/A | #N/A | 0 | #N/A | #N/A | 0 | #N/A | #N/A | #N/A | #N/A | #N/A | #N/A | #N/A | #N/A | #N/A | #N/A
|  |  | 55 | -5 | #N/A | #N/A | #N/A | #N/A |  | #N/A | #N/A | #N/A | #N/A | #N/A | #N/A | #N/A | #N/A | #N/A | #N/A | 0 | #N/A | #N/A | #N/A | #N/A | #N/A | #N/A | #N/A | 0 | #N/A | 0 | #N/A | #N/A | 0 | #N/A | #N/A | #N/A | #N/A | #N/A | #N/A | #N/A | #N/A | 0 | #N/A | #N/A | 0 | #N/A | #N/A | #N/A | #N/A | #N/A | #N/A | #N/A | #N/A | #N/A | #N/A
|  |  | 56 | -7 | #N/A | #N/A | #N/A | #N/A |  | #N/A | #N/A | #N/A | #N/A | #N/A | #N/A | #N/A | #N/A | #N/A | #N/A | 0 | #N/A | #N/A | #N/A | #N/A | #N/A | #N/A | #N/A | 0 | #N/A | 0 | #N/A | #N/A | 0 | #N/A | #N/A | #N/A | #N/A | #N/A | #N/A | #N/A | #N/A | 0 | #N/A | #N/A | 0 | #N/A | #N/A | #N/A | #N/A | #N/A | #N/A | #N/A | #N/A | #N/A | #N/A
|  |  | 57 | -9 | #N/A | #N/A | #N/A | #N/A |  | #N/A | #N/A | #N/A | #N/A | #N/A | #N/A | #N/A | #N/A | #N/A | #N/A | 0 | #N/A | #N/A | #N/A | #N/A | #N/A | #N/A | #N/A | 0 | #N/A | 0 | #N/A | #N/A | 0 | #N/A | #N/A | #N/A | #N/A | #N/A | #N/A | #N/A | #N/A | 0 | #N/A | #N/A | 0 | #N/A | #N/A | #N/A | #N/A | #N/A | #N/A | #N/A | #N/A | #N/A | #N/A
|  |  | 58 | -11 | #N/A | #N/A | #N/A | #N/A |  | #N/A | #N/A | #N/A | #N/A | #N/A | #N/A | #N/A | #N/A | #N/A | #N/A | 0 | #N/A | #N/A | #N/A | #N/A | #N/A | #N/A | #N/A | 0 | #N/A | 0 | #N/A | #N/A | 0 | #N/A | #N/A | #N/A | #N/A | #N/A | #N/A | #N/A | #N/A | 0 | #N/A | #N/A | 0 | #N/A | #N/A | #N/A | #N/A | #N/A | #N/A | #N/A | #N/A | #N/A | #N/A
|  |  | 59 | -13 | #N/A | #N/A | #N/A | #N/A |  | #N/A | #N/A | #N/A | #N/A | #N/A | #N/A | #N/A | #N/A | #N/A | #N/A | 0 | #N/A | #N/A | #N/A | #N/A | #N/A | #N/A | #N/A | 0 | #N/A | 0 | #N/A | #N/A | 0 | #N/A | #N/A | #N/A | #N/A | #N/A | #N/A | #N/A | #N/A | 0 | #N/A | #N/A | 0 | #N/A | #N/A | #N/A | #N/A | #N/A | #N/A | #N/A | #N/A | #N/A | #N/A
|  |  | 60 | -15 | #N/A | #N/A | #N/A | #N/A |  | #N/A | #N/A | #N/A | #N/A | #N/A | #N/A | #N/A | #N/A | #N/A | #N/A | 0 | #N/A | #N/A | #N/A | #N/A | #N/A | #N/A | #N/A | 0 | #N/A | 0 | #N/A | #N/A | 0 | #N/A | #N/A | #N/A | #N/A | #N/A | #N/A | #N/A | #N/A | 0 | #N/A | #N/A | 0 | #N/A | #N/A | #N/A | #N/A | #N/A | #N/A | #N/A | #N/A | #N/A | #N/A
|  |  | 61 | -17 | #N/A | #N/A | #N/A | #N/A |  | #N/A | #N/A | #N/A | #N/A | #N/A | #N/A | #N/A | #N/A | #N/A | #N/A | 0 | #N/A | #N/A | #N/A | #N/A | #N/A | #N/A | #N/A | 0 | #N/A | 0 | #N/A | #N/A | 0 | #N/A | #N/A | #N/A | #N/A | #N/A | #N/A | #N/A | #N/A | 0 | #N/A | #N/A | 0 | #N/A | #N/A | #N/A | #N/A | #N/A | #N/A | #N/A | #N/A | #N/A | #N/A
|  |  | 62 | -19 | #N/A | #N/A | #N/A | #N/A |  | #N/A | #N/A | #N/A | #N/A | #N/A | #N/A | #N/A | #N/A | #N/A | #N/A | 0 | #N/A | #N/A | #N/A | #N/A | #N/A | #N/A | #N/A | 0 | #N/A | 0 | #N/A | #N/A | 0 | #N/A | #N/A | #N/A | #N/A | #N/A | #N/A | #N/A | #N/A | 0 | #N/A | #N/A | 0 | #N/A | #N/A | #N/A | #N/A | #N/A | #N/A | #N/A | #N/A | #N/A | #N/A
|  |  | 63 | -21 | #N/A | #N/A | #N/A | #N/A |  | #N/A | #N/A | #N/A | #N/A | #N/A | #N/A | #N/A | #N/A | #N/A | #N/A | 0 | #N/A | #N/A | #N/A | #N/A | #N/A | #N/A | #N/A | 0 | #N/A | 0 | #N/A | #N/A | 0 | #N/A | #N/A | #N/A | #N/A | #N/A | #N/A | #N/A | #N/A | 0 | #N/A | #N/A | 0 | #N/A | #N/A | #N/A | #N/A | #N/A | #N/A | #N/A | #N/A | #N/A | #N/A
|  |  | 64 | -23 | #N/A | #N/A | #N/A | #N/A |  | #N/A | #N/A | #N/A | #N/A | #N/A | #N/A | #N/A | #N/A | #N/A | #N/A | 0 | #N/A | #N/A | #N/A | #N/A | #N/A | #N/A | #N/A | 0 | #N/A | 0 | #N/A | #N/A | 0 | #N/A | #N/A | #N/A | #N/A | #N/A | #N/A | #N/A | #N/A | 0 | #N/A | #N/A | 0 | #N/A | #N/A | #N/A | #N/A | #N/A | #N/A | #N/A | #N/A | #N/A | #N/A
|  |  |  | Totals | #N/A | [23 empty] | ▲Btu | ▲kWh | ▲kWh | [20 empty] | ▲Btu | ▲kWh | #N/A | #N/A
[54 empty] | ▲kWh | ▲MMbtu
Note on C52: [Threaded comment] Your version of Excel allows you to read this threaded comment; however, any edits to it will get removed if the file is opened in a newer version of Excel. Learn more: https://go.microsoft.com/fwlink/?linkid=870924 Comment: factor to adjust for impact of internal gains on heating load at design (default is 1.1). Greater than 1.1 means gains decrease heating load
Note on C64: [Threaded comment] Your version of Excel allows you to read this threaded comment; however, any edits to it will get removed if the file is opened in a newer version of Excel. Learn more: https://go.microsoft.com/fwlink/?linkid=870924 Comment: Fraction of HP capacity when load is shared between HP and backup heat source
Note on C65: [Threaded comment] Your version of Excel allows you to read this threaded comment; however, any edits to it will get removed if the file is opened in a newer version of Excel. Learn more: https://go.microsoft.com/fwlink/?linkid=870924 Comment: Relative size of backup heating system compared to design building heating load (BHL).

## Proxy Calcs (hidden)
DIAGNOSTIC BLOCK
|  |  |  | Load Difference | [15 empty] | COOLING
| Baseline | Tier % reduction | Proposed | BTU | Savings in MMBtu | BHL or BCL % reduction | [13 empty] | Baseline BCL | #N/A | Btu/h Tdes= | 0 | F Baseline AC Capacity @ 110% sizing = |  | #N/A | Btu/h
BCL Building Cooling Load (Btu/hr) [Eligible Loads Only] | #N/A | 0% | #N/A | #N/A | 0 | #N/A | [13 empty] | Proposed BCL | #N/A |  | Cooling Sizing Ratio: |  | Proposed AC Capacity @ 110% sizing =
BHL Building Heating Load (Btu/hr) [Eligible Loads Only] | #N/A | 0% | #N/A | #N/A | 0 | #N/A | [13 empty] | Unmet Cooling Load | #N/A | MMBtu | Cooling Sizing Ratio: | #DIV/0! | Ratio based on AHRI, if different from cell above, Applicant entered HP capacity at design temp
|  |  | total | #N/A | 0 | #N/A | [14 empty] | Delivered Cooling Load (MMBtu) | Energy Use (kWh) | Rated EER @ 95F (Btu/Wh) | Actual Seasonal Efficiency (Btu/Wh) | Actual Peak Efficiency @ 95F (Btu/Wh) | Cooling Peak Demand from 95F Bin (kW) | Cooling Peak Demand from Rated EER (kW)
[20 empty] | Basecase | #N/A | #VALUE! | #N/A | #N/A | 0 | #N/A | #N/A
[20 empty] | Proposed | #N/A | #VALUE! | #N/A | #N/A | 0 | #N/A | #N/A
[20 empty] | Savings |  | #VALUE! | #N/A | #N/A | 0 | #N/A | #N/A
[21 empty] | 0.9 Safety Factor | 0 | from Results (H5)
[22 empty] | #VALUE! | safety factor
HEATING
[20 empty] | Baseline BHL | #N/A | Btu/h Tdes= | 0 | F
[20 empty] | Proposed BHL | #N/A
[23 empty] | Heating Sizing Ratio |  | Bldg Sizing Tab
[20 empty] | Unmet Heating | #N/A | MMBtu | Heating Sizing Ratio | #DIV/0! | Ratio based on AHRI, if different from cell above, Applicant entered HP capacity at design temp
[21 empty] | Delivered Heating Load (MMBtu) | Heating Energy Use (kWh) | Heating Fuel Use (MMBtu) | Actual Seasonal Heating Efficiency (-) | Actual Peak Heating Efficiency @ 5F (-) | Heating Peak Demand @ 5F (kW)
[20 empty] | Basecase | #N/A |  | #N/A | #N/A | #VALUE!
[20 empty] | Proposed | #N/A |  | #N/A | #N/A | #VALUE!
[20 empty] | Savings |  | 0 | #N/A |  | #VALUE! | 0
[21 empty] | 0.9 Safety Factor |  | #N/A | from Results (k5)
[23 empty] | #N/A | safety factor
[22 empty] | Electric (kWh) | Fuel (MMBtu) | Total Site Energy (MMBtu)
[20 empty] | All Savings |  | #VALUE! | #N/A | #VALUE!
[21 empty] | 0.9 Safety Factor | 0 | #N/A | #N/A | from Results
[22 empty] | #VALUE! | 0 | 0 | from this sheet (AV49:AV50)
[23 empty] | #N/A |  | sum column Y
[24 empty] | #VALUE! | sum of AS
|  |  |  | BEFLHC | #N/A
|  |  |  | BEFLHH | #N/A | [6 empty] | Efficiencies
[13 empty] | #N/A |  | COP
[12 empty] | Cooling Equipment | #N/A | EER
[12 empty] | Heating Equipment | #N/A | COP | #N/A
OCCUPIED MODE
Location Selected: | [5 empty] | Baseline | Proposed |  |  | Heating Calculation |  |  |  |  | Cooling Calculation | [16 empty] | Net Savings
|  |  | Row Reference for Bin data lookup | Outdoor Air Temperature Mid-pts | Occupied Hours @ Temp Bin | Mode | Mode | Baseline Building Load (Btuh) | Proposed Building Load (Btuh) | Baseline Delivered Heating Capacity (Btuh) | Proposed Delivered Heating Capacity (Btuh) | Baseline Heating Consumption (btu) | Proposed Heating Consumption (btu) | Net Heat Savings (btu) |  | Cooling Capacity Adjustment Factor | Baseline Cooling Capacity (Btuh) | Proposed Cooling Capacity (Btuh) | Delivered Cooling Capacity BASELINE (Btuh) | Delivered Cooling Capacity > BCL | Delivered Cooling Capacity Proposed (Btuh) | Baseline Cooling EIR Temperature Adjustment Factor (EIR = 1/Efficiency) | Proposed Cooling EIR Temperature Adjustment Factor (EIR = 1/Efficiency) | Baseline Part Load Factor (1/PLF, Proposed Cd ) | Proposed Part Load Factor (1/PLF, Proposed Cd ) | Baseline Actual Cooling EER | Proposed Actual Heat Pump Cooling EER | Baseline Cooling Consumption (btu) | Proposed Cooling Consumption (btu) | Cool Savings (btu) | Cool Savings (kWh) | ▲kWh Total | ▲MMbtu Total
Lookup Reference |  |  | 2 | 101 | #N/A | Heating | Heating | #VALUE! | #VALUE! | #VALUE! | #VALUE! | #N/A | #N/A | #N/A |  | 0 | #N/A | #N/A | #N/A | #VALUE! | #N/A | 0 | 0 | #VALUE! | #VALUE! | 0 | 0 | #VALUE! | #VALUE! | #VALUE! | #VALUE! | #VALUE! | #VALUE!
Occupied |  |  | 3 | 99 | #N/A | Heating | Heating | #VALUE! | #VALUE! | #VALUE! | #VALUE! | #N/A | #N/A | #N/A |  | 0 | #N/A | #N/A | #N/A | #VALUE! | #N/A | 0 | 0 | #VALUE! | #VALUE! | 0 | 0 | #VALUE! | #VALUE! | #VALUE! | #VALUE! | #VALUE! | #VALUE! |  | Savings in MMBtu | Savings in native units
Unoccupied |  |  | 4 | 97 | #N/A | Heating | Heating | #VALUE! | #VALUE! | #VALUE! | #VALUE! | #N/A | #N/A | #N/A |  | 0 | #N/A | #N/A | #N/A | #VALUE! | #N/A | 0 | 0 | #VALUE! | #VALUE! | 0 | 0 | #VALUE! | #VALUE! | #VALUE! | #VALUE! | #VALUE! | #VALUE! | kWh savings | 0 | 0 | kWh savings
Building type: |  |  | 5 | 95 | #N/A | Heating | Heating | #VALUE! | #VALUE! | #VALUE! | #VALUE! | #N/A | #N/A | #N/A |  | 0 | #N/A | #N/A | #N/A | #VALUE! | #N/A | 0 | 0 | #VALUE! | #VALUE! | 0 | 0 | #VALUE! | #VALUE! | #VALUE! | #VALUE! | #VALUE! | #VALUE! | therm savings | 0 | 0 | therm savings
Baseline Degradation Constant | 0.2 |  | 6 | 93 | #N/A | Heating | Heating | #VALUE! | #VALUE! | #VALUE! | #VALUE! | #N/A | #N/A | #N/A |  | 0 | #N/A | #N/A | #N/A | #VALUE! | #N/A | 0 | 0 | #VALUE! | #VALUE! | 0 | 0 | #VALUE! | #VALUE! | #VALUE! | #VALUE! | #VALUE! | #VALUE!
Proposed Degradation Constant (same system as Baseline) | 0.2 |  | 7 | 91 | #N/A | Heating | Heating | #VALUE! | #VALUE! | #VALUE! | #VALUE! | #N/A | #N/A | #N/A |  | 0 | #N/A | #N/A | #N/A | #VALUE! | #N/A | 0 | 0 | #VALUE! | #VALUE! | 0 | 0 | #VALUE! | #VALUE! | #VALUE! | #VALUE! | #VALUE! | #VALUE! | Energy Consumption | Baseline | Proposed | Delta MMBTU | Heating Fossil Fuel Avoidance Savings (btu)
BHL Factor | 1 |  | 8 | 89 | #N/A | Heating | Heating | #VALUE! | #VALUE! | #VALUE! | #VALUE! | #N/A | #N/A | #N/A |  | 0 | #N/A | #N/A | #N/A | #VALUE! | #N/A | 0 | 0 | #VALUE! | #VALUE! | 0 | 0 | #VALUE! | #VALUE! | #VALUE! | #VALUE! | #VALUE! | #VALUE! | Cooling | 0 | 0 | 0 | 0
Utilization Ratio | 1 |  | 9 | 87 | #N/A | Heating | Heating | #VALUE! | #VALUE! | #VALUE! | #VALUE! | #N/A | #N/A | #N/A |  | 0 | #N/A | #N/A | #N/A | #VALUE! | #N/A | 0 | 0 | #VALUE! | #VALUE! | 0 | 0 | #VALUE! | #VALUE! | #VALUE! | #VALUE! | #VALUE! | #VALUE! | Heating | 0 | 0 | 0 | #N/A
Back-up Sizing of Design Load | 0.5 |  | 10 | 85 | #N/A | Heating | Heating | #VALUE! | #VALUE! | #VALUE! | #VALUE! | #N/A | #N/A | #N/A |  | 0 | #N/A | #N/A | #N/A | #VALUE! | #N/A | 0 | 0 | #VALUE! | #VALUE! | 0 | 0 | #VALUE! | #VALUE! | #VALUE! | #VALUE! | #VALUE! | #VALUE! | Total | 0 | 0 | 0 | #N/A
Controls Factor | 0 |  | 11 | 83 | #N/A | Heating | Heating | #VALUE! | #VALUE! | #VALUE! | #VALUE! | #N/A | #N/A | #N/A |  | 0 | #N/A | #N/A | #N/A | #VALUE! | #N/A | 0 | 0 | #VALUE! | #VALUE! | 0 | 0 | #VALUE! | #VALUE! | #VALUE! | #VALUE! | #VALUE! | #VALUE! | Total kBTU/sf | #DIV/0! | #DIV/0! |  | #N/A
Coincidence Factor (Peak Demand) | 0.8 |  | 12 | 81 | #N/A | Heating | Heating | #VALUE! | #VALUE! | #VALUE! | #VALUE! | #N/A | #N/A | #N/A |  | 0 | #N/A | #N/A | #N/A | #VALUE! | #N/A | 0 | 0 | #VALUE! | #VALUE! | 0 | 0 | #VALUE! | #VALUE! | #VALUE! | #VALUE! | #VALUE! | #VALUE!
|  |  | 13 | 79 | #N/A | Heating | Heating | #VALUE! | #VALUE! | #VALUE! | #VALUE! | #N/A | #N/A | #N/A |  | 0 | #N/A | #N/A | #N/A | #VALUE! | #N/A | 0 | 0 | #VALUE! | #VALUE! | 0 | 0 | #VALUE! | #VALUE! | #VALUE! | #VALUE! | #VALUE! | #VALUE!
|  |  | 14 | 77 | #N/A | Heating | Heating | #VALUE! | #VALUE! | #VALUE! | #VALUE! | #N/A | #N/A | #N/A |  | 0 | #N/A | #N/A | #N/A | #VALUE! | #N/A | 0 | 0 | #VALUE! | #VALUE! | 0 | 0 | #VALUE! | #VALUE! | #VALUE! | #VALUE! | #VALUE! | #VALUE!
|  |  | 15 | 75 | #N/A | Heating | Heating | #VALUE! | #VALUE! | #VALUE! | #VALUE! | #N/A | #N/A | #N/A |  | 0 | #N/A | #N/A | #N/A | #VALUE! | #N/A | 0 | 0 | #VALUE! | #VALUE! | 0 | 0 | #VALUE! | #VALUE! | #VALUE! | #VALUE! | #VALUE! | #VALUE!
|  |  | 16 | 73 | #N/A | Heating | Heating | #VALUE! | #VALUE! | #VALUE! | #VALUE! | #N/A | #N/A | #N/A |  | 0 | #N/A | #N/A | #N/A | #VALUE! | #N/A | 0 | 0 | #VALUE! | #VALUE! | 0 | 0 | #VALUE! | #VALUE! | #VALUE! | #VALUE! | #VALUE! | #VALUE!
|  |  | 17 | 71 | #N/A | Heating | Heating | #VALUE! | #VALUE! | #VALUE! | #VALUE! | #N/A | #N/A | #N/A |  | 0 | #N/A | #N/A | #N/A | #VALUE! | #N/A | 0 | 0 | #VALUE! | #VALUE! | 0 | 0 | #VALUE! | #VALUE! | #VALUE! | #VALUE! | #VALUE! | #VALUE!
|  |  | 18 | 69 | #N/A | Heating | Heating | #VALUE! | #VALUE! | #VALUE! | #VALUE! | #N/A | #N/A | #N/A |  | 0 | #N/A | #N/A | #N/A | #VALUE! | #N/A | 0 | 0 | #VALUE! | #VALUE! | 0 | 0 | #VALUE! | #VALUE! | #VALUE! | #VALUE! | #VALUE! | #VALUE!
|  |  | 19 | 67 | #N/A | Heating | Heating | #VALUE! | #VALUE! | #VALUE! | #VALUE! | #N/A | #N/A | #N/A |  | 0 | #N/A | #N/A | #N/A | #VALUE! | #N/A | 0 | 0 | #VALUE! | #VALUE! | 0 | 0 | #VALUE! | #VALUE! | #VALUE! | #VALUE! | #VALUE! | #VALUE!
|  |  | 20 | 65 | #N/A | Heating | Heating | #VALUE! | #VALUE! | #VALUE! | #VALUE! | #N/A | #N/A | #N/A |  | 0 | #N/A | #N/A | #N/A | #VALUE! | #N/A | 0 | 0 | #VALUE! | #VALUE! | 0 | 0 | #VALUE! | #VALUE! | #VALUE! | #VALUE! | #VALUE! | #VALUE!
|  |  | 21 | 63 | #N/A | Heating | Heating | #VALUE! | #VALUE! | #VALUE! | #VALUE! | #N/A | #N/A | #N/A |  | 0 | #N/A | #N/A | #N/A | #VALUE! | #N/A | 0 | 0 | #VALUE! | #VALUE! | 0 | 0 | #VALUE! | #VALUE! | #VALUE! | #VALUE! | #VALUE! | #VALUE!
|  |  | 22 | 61 | #N/A | Heating | Heating | #VALUE! | #VALUE! | #VALUE! | #VALUE! | #N/A | #N/A | #N/A |  | 0 | #N/A | #N/A | #N/A | #VALUE! | #N/A | 0 | 0 | #VALUE! | #VALUE! | 0 | 0 | #VALUE! | #VALUE! | #VALUE! | #VALUE! | #VALUE! | #VALUE!
|  |  | 23 | 59 | #N/A | Heating | Heating | #VALUE! | #VALUE! | #VALUE! | #VALUE! | #N/A | #N/A | #N/A |  | 0 | #N/A | #N/A | #N/A | #VALUE! | #N/A | 0 | 0 | #VALUE! | #VALUE! | 0 | 0 | #VALUE! | #VALUE! | #VALUE! | #VALUE! | #VALUE! | #VALUE!
|  |  | 24 | 57 | #N/A | Heating | Heating | #VALUE! | #VALUE! | #VALUE! | #VALUE! | #N/A | #N/A | #N/A |  | 0 | #N/A | #N/A | #N/A | #VALUE! | #N/A | 0 | 0 | #VALUE! | #VALUE! | 0 | 0 | #VALUE! | #VALUE! | #VALUE! | #VALUE! | #VALUE! | #VALUE!
|  |  | 25 | 55 | #N/A | Heating | Heating | #VALUE! | #VALUE! | #VALUE! | #VALUE! | #N/A | #N/A | #N/A |  | 0 | #N/A | #N/A | #N/A | #VALUE! | #N/A | 0 | 0 | #VALUE! | #VALUE! | 0 | 0 | #VALUE! | #VALUE! | #VALUE! | #VALUE! | #VALUE! | #VALUE!
|  |  | 26 | 53 | #N/A | Heating | Heating | #VALUE! | #VALUE! | #VALUE! | #VALUE! | #N/A | #N/A | #N/A |  | 0 | #N/A | #N/A | #N/A | #VALUE! | #N/A | 0 | 0 | #VALUE! | #VALUE! | 0 | 0 | #VALUE! | #VALUE! | #VALUE! | #VALUE! | #VALUE! | #VALUE!
|  |  | 27 | 51 | #N/A | Heating | Heating | #VALUE! | #VALUE! | #VALUE! | #VALUE! | #N/A | #N/A | #N/A |  | 0 | #N/A | #N/A | #N/A | #VALUE! | #N/A | 0 | 0 | #VALUE! | #VALUE! | 0 | 0 | #VALUE! | #VALUE! | #VALUE! | #VALUE! | #VALUE! | #VALUE!
|  |  | 28 | 49 | #N/A | Heating | Heating | #VALUE! | #VALUE! | #VALUE! | #VALUE! | #N/A | #N/A | #N/A |  | 0 | #N/A | #N/A | #N/A | #VALUE! | #N/A | 0 | 0 | #VALUE! | #VALUE! | 0 | 0 | #VALUE! | #VALUE! | #VALUE! | #VALUE! | #VALUE! | #VALUE!
|  |  | 29 | 47 | #N/A | Heating | Heating | #VALUE! | #VALUE! | #VALUE! | #VALUE! | #N/A | #N/A | #N/A |  | 0 | #N/A | #N/A | #N/A | #VALUE! | #N/A | 0 | 0 | #VALUE! | #VALUE! | 0 | 0 | #VALUE! | #VALUE! | #VALUE! | #VALUE! | #VALUE! | #VALUE!
|  |  | 30 | 45 | #N/A | Heating | Heating | #VALUE! | #VALUE! | #VALUE! | #VALUE! | #N/A | #N/A | #N/A |  | 0 | #N/A | #N/A | #N/A | #VALUE! | #N/A | 0 | 0 | #VALUE! | #VALUE! | 0 | 0 | #VALUE! | #VALUE! | #VALUE! | #VALUE! | #VALUE! | #VALUE!
|  |  | 31 | 43 | #N/A | Heating | Heating | #VALUE! | #VALUE! | #VALUE! | #VALUE! | #N/A | #N/A | #N/A |  | 0 | #N/A | #N/A | #N/A | #VALUE! | #N/A | 0 | 0 | #VALUE! | #VALUE! | 0 | 0 | #VALUE! | #VALUE! | #VALUE! | #VALUE! | #VALUE! | #VALUE!
|  |  | 32 | 41 | #N/A | Heating | Heating | #VALUE! | #VALUE! | #VALUE! | #VALUE! | #N/A | #N/A | #N/A |  | 0 | #N/A | #N/A | #N/A | #VALUE! | #N/A | 0 | 0 | #VALUE! | #VALUE! | 0 | 0 | #VALUE! | #VALUE! | #VALUE! | #VALUE! | #VALUE! | #VALUE!
|  |  | 33 | 39 | #N/A | Heating | Heating | #VALUE! | #VALUE! | #VALUE! | #VALUE! | #N/A | #N/A | #N/A |  | 0 | #N/A | #N/A | #N/A | #VALUE! | #N/A | 0 | 0 | #VALUE! | #VALUE! | 0 | 0 | #VALUE! | #VALUE! | #VALUE! | #VALUE! | #VALUE! | #VALUE!
|  |  | 34 | 37 | #N/A | Heating | Heating | #VALUE! | #VALUE! | #VALUE! | #VALUE! | #N/A | #N/A | #N/A |  | 0 | #N/A | #N/A | #N/A | #VALUE! | #N/A | 0 | 0 | #VALUE! | #VALUE! | 0 | 0 | #VALUE! | #VALUE! | #VALUE! | #VALUE! | #VALUE! | #VALUE!
|  |  | 35 | 35 | #N/A | Heating | Heating | #VALUE! | #VALUE! | #VALUE! | #VALUE! | #N/A | #N/A | #N/A |  | 0 | #N/A | #N/A | #N/A | #VALUE! | #N/A | 0 | 0 | #VALUE! | #VALUE! | 0 | 0 | #VALUE! | #VALUE! | #VALUE! | #VALUE! | #VALUE! | #VALUE!
|  |  | 36 | 33 | #N/A | Heating | Heating | #VALUE! | #VALUE! | #VALUE! | #VALUE! | #N/A | #N/A | #N/A |  | 0 | #N/A | #N/A | #N/A | #VALUE! | #N/A | 0 | 0 | #VALUE! | #VALUE! | 0 | 0 | #VALUE! | #VALUE! | #VALUE! | #VALUE! | #VALUE! | #VALUE!
|  |  | 37 | 31 | #N/A | Heating | Heating | #VALUE! | #VALUE! | #VALUE! | #VALUE! | #N/A | #N/A | #N/A |  | 0 | #N/A | #N/A | #N/A | #VALUE! | #N/A | 0 | 0 | #VALUE! | #VALUE! | 0 | 0 | #VALUE! | #VALUE! | #VALUE! | #VALUE! | #VALUE! | #VALUE!
|  |  | 38 | 29 | #N/A | Heating | Heating | #VALUE! | #VALUE! | #VALUE! | #VALUE! | #N/A | #N/A | #N/A |  | 0 | #N/A | #N/A | #N/A | #VALUE! | #N/A | 0 | 0 | #VALUE! | #VALUE! | 0 | 0 | #VALUE! | #VALUE! | #VALUE! | #VALUE! | #VALUE! | #VALUE!
|  |  | 39 | 27 | #N/A | Heating | Heating | #VALUE! | #VALUE! | #VALUE! | #VALUE! | #N/A | #N/A | #N/A |  | 0 | #N/A | #N/A | #N/A | #VALUE! | #N/A | 0 | 0 | #VALUE! | #VALUE! | 0 | 0 | #VALUE! | #VALUE! | #VALUE! | #VALUE! | #VALUE! | #VALUE!
|  |  | 40 | 25 | #N/A | Heating | Heating | #VALUE! | #VALUE! | #VALUE! | #VALUE! | #N/A | #N/A | #N/A |  | 0 | #N/A | #N/A | #N/A | #VALUE! | #N/A | 0 | 0 | #VALUE! | #VALUE! | 0 | 0 | #VALUE! | #VALUE! | #VALUE! | #VALUE! | #VALUE! | #VALUE!
|  |  | 41 | 23 | #N/A | Heating | Heating | #VALUE! | #VALUE! | #VALUE! | #VALUE! | #N/A | #N/A | #N/A |  | 0 | #N/A | #N/A | #N/A | #VALUE! | #N/A | 0 | 0 | #VALUE! | #VALUE! | 0 | 0 | #VALUE! | #VALUE! | #VALUE! | #VALUE! | #VALUE! | #VALUE!
|  |  | 42 | 21 | #N/A | Heating | Heating | #VALUE! | #VALUE! | #VALUE! | #VALUE! | #N/A | #N/A | #N/A |  | 0 | #N/A | #N/A | #N/A | #VALUE! | #N/A | 0 | 0 | #VALUE! | #VALUE! | 0 | 0 | #VALUE! | #VALUE! | #VALUE! | #VALUE! | #VALUE! | #VALUE!
|  |  | 43 | 19 | #N/A | Heating | Heating | #VALUE! | #VALUE! | #VALUE! | #VALUE! | #N/A | #N/A | #N/A |  | 0 | #N/A | #N/A | #N/A | #VALUE! | #N/A | 0 | 0 | #VALUE! | #VALUE! | 0 | 0 | #VALUE! | #VALUE! | #VALUE! | #VALUE! | #VALUE! | #VALUE!
|  |  | 44 | 17 | #N/A | Heating | Heating | #VALUE! | #VALUE! | #VALUE! | #VALUE! | #N/A | #N/A | #N/A |  | 0 | #N/A | #N/A | #N/A | #VALUE! | #N/A | 0 | 0 | #VALUE! | #VALUE! | 0 | 0 | #VALUE! | #VALUE! | #VALUE! | #VALUE! | #VALUE! | #VALUE!
|  |  | 45 | 15 | #N/A | Heating | Heating | #VALUE! | #VALUE! | #VALUE! | #VALUE! | #N/A | #N/A | #N/A |  | 0 | #N/A | #N/A | #N/A | #VALUE! | #N/A | 0 | 0 | #VALUE! | #VALUE! | 0 | 0 | #VALUE! | #VALUE! | #VALUE! | #VALUE! | #VALUE! | #VALUE!
|  |  | 46 | 13 | #N/A | Heating | Heating | #VALUE! | #VALUE! | #VALUE! | #VALUE! | #N/A | #N/A | #N/A |  | 0 | #N/A | #N/A | #N/A | #VALUE! | #N/A | 0 | 0 | #VALUE! | #VALUE! | 0 | 0 | #VALUE! | #VALUE! | #VALUE! | #VALUE! | #VALUE! | #VALUE!
|  |  | 47 | 11 | #N/A | Heating | Heating | #VALUE! | #VALUE! | #VALUE! | #VALUE! | #N/A | #N/A | #N/A |  | 0 | #N/A | #N/A | #N/A | #VALUE! | #N/A | 0 | 0 | #VALUE! | #VALUE! | 0 | 0 | #VALUE! | #VALUE! | #VALUE! | #VALUE! | #VALUE! | #VALUE!
|  |  | 48 | 9 | #N/A | Heating | Heating | #VALUE! | #VALUE! | #VALUE! | #VALUE! | #N/A | #N/A | #N/A |  | 0 | #N/A | #N/A | #N/A | #VALUE! | #N/A | 0 | 0 | #VALUE! | #VALUE! | 0 | 0 | #VALUE! | #VALUE! | #VALUE! | #VALUE! | #VALUE! | #VALUE!
|  |  | 49 | 7 | #N/A | Heating | Heating | #VALUE! | #VALUE! | #VALUE! | #VALUE! | #N/A | #N/A | #N/A |  | 0 | #N/A | #N/A | #N/A | #VALUE! | #N/A | 0 | 0 | #VALUE! | #VALUE! | 0 | 0 | #VALUE! | #VALUE! | #VALUE! | #VALUE! | #VALUE! | #VALUE!
|  |  | 50 | 5 | #N/A | Heating | Heating | #VALUE! | #VALUE! | #VALUE! | #VALUE! | #N/A | #N/A | #N/A |  | 0 | #N/A | #N/A | #N/A | #VALUE! | #N/A | 0 | 0 | #VALUE! | #VALUE! | 0 | 0 | #VALUE! | #VALUE! | #VALUE! | #VALUE! | #VALUE! | #VALUE!
|  |  | 51 | 3 | #N/A | Heating | Heating | #VALUE! | #VALUE! | #VALUE! | #VALUE! | #N/A | #N/A | #N/A |  | 0 | #N/A | #N/A | #N/A | #VALUE! | #N/A | 0 | 0 | #VALUE! | #VALUE! | 0 | 0 | #VALUE! | #VALUE! | #VALUE! | #VALUE! | #VALUE! | #VALUE!
|  |  | 52 | 1 | #N/A | Heating | Heating | #VALUE! | #VALUE! | #VALUE! | #VALUE! | #N/A | #N/A | #N/A |  | 0 | #N/A | #N/A | #N/A | #VALUE! | #N/A | 0 | 0 | #VALUE! | #VALUE! | 0 | 0 | #VALUE! | #VALUE! | #VALUE! | #VALUE! | #VALUE! | #VALUE!
|  |  | 53 | -1 | #N/A | Heating | Heating | #VALUE! | #VALUE! | #VALUE! | #VALUE! | #N/A | #N/A | #N/A |  | 0 | #N/A | #N/A | #N/A | #VALUE! | #N/A | 0 | 0 | #VALUE! | #VALUE! | 0 | 0 | #VALUE! | #VALUE! | #VALUE! | #VALUE! | #VALUE! | #VALUE!
|  |  | 54 | -3 | #N/A | Heating | Heating | #VALUE! | #VALUE! | #VALUE! | #VALUE! | #N/A | #N/A | #N/A |  | 0 | #N/A | #N/A | #N/A | #VALUE! | #N/A | 0 | 0 | #VALUE! | #VALUE! | 0 | 0 | #VALUE! | #VALUE! | #VALUE! | #VALUE! | #VALUE! | #VALUE!
|  |  | 55 | -5 | #N/A | Heating | Heating | #VALUE! | #VALUE! | #VALUE! | #VALUE! | #N/A | #N/A | #N/A |  | 0 | #N/A | #N/A | #N/A | #VALUE! | #N/A | 0 | 0 | #VALUE! | #VALUE! | 0 | 0 | #VALUE! | #VALUE! | #VALUE! | #VALUE! | #VALUE! | #VALUE!
|  |  | 56 | -7 | #N/A | Heating | Heating | #VALUE! | #VALUE! | #VALUE! | #VALUE! | #N/A | #N/A | #N/A |  | 0 | #N/A | #N/A | #N/A | #VALUE! | #N/A | 0 | 0 | #VALUE! | #VALUE! | 0 | 0 | #VALUE! | #VALUE! | #VALUE! | #VALUE! | #VALUE! | #VALUE!
|  |  | 57 | -9 | #N/A | Heating | Heating | #VALUE! | #VALUE! | #VALUE! | #VALUE! | #N/A | #N/A | #N/A |  | 0 | #N/A | #N/A | #N/A | #VALUE! | #N/A | 0 | 0 | #VALUE! | #VALUE! | 0 | 0 | #VALUE! | #VALUE! | #VALUE! | #VALUE! | #VALUE! | #VALUE!
|  |  | 58 | -11 | #N/A | Heating | Heating | #VALUE! | #VALUE! | #VALUE! | #VALUE! | #N/A | #N/A | #N/A |  | 0 | #N/A | #N/A | #N/A | #VALUE! | #N/A | 0 | 0 | #VALUE! | #VALUE! | 0 | 0 | #VALUE! | #VALUE! | #VALUE! | #VALUE! | #VALUE! | #VALUE!
|  |  | 59 | -13 | #N/A | Heating | Heating | #VALUE! | #VALUE! | #VALUE! | #VALUE! | #N/A | #N/A | #N/A |  | 0 | #N/A | #N/A | #N/A | #VALUE! | #N/A | 0 | 0 | #VALUE! | #VALUE! | 0 | 0 | #VALUE! | #VALUE! | #VALUE! | #VALUE! | #VALUE! | #VALUE!
|  |  | 60 | -15 | #N/A | Heating | Heating | #VALUE! | #VALUE! | #VALUE! | #VALUE! | #N/A | #N/A | #N/A |  | 0 | #N/A | #N/A | #N/A | #VALUE! | #N/A | 0 | 0 | #VALUE! | #VALUE! | 0 | 0 | #VALUE! | #VALUE! | #VALUE! | #VALUE! | #VALUE! | #VALUE!
|  |  | 61 | -17 | #N/A | Heating | Heating | #VALUE! | #VALUE! | #VALUE! | #VALUE! | #N/A | #N/A | #N/A |  | 0 | #N/A | #N/A | #N/A | #VALUE! | #N/A | 0 | 0 | #VALUE! | #VALUE! | 0 | 0 | #VALUE! | #VALUE! | #VALUE! | #VALUE! | #VALUE! | #VALUE!
|  |  | 62 | -19 | #N/A | Heating | Heating | #VALUE! | #VALUE! | #VALUE! | #VALUE! | #N/A | #N/A | #N/A |  | 0 | #N/A | #N/A | #N/A | #VALUE! | #N/A | 0 | 0 | #VALUE! | #VALUE! | 0 | 0 | #VALUE! | #VALUE! | #VALUE! | #VALUE! | #VALUE! | #VALUE!
|  |  | 63 | -21 | #N/A | Heating | Heating | #VALUE! | #VALUE! | #VALUE! | #VALUE! | #N/A | #N/A | #N/A |  | 0 | #N/A | #N/A | #N/A | #VALUE! | #N/A | 0 | 0 | #VALUE! | #VALUE! | 0 | 0 | #VALUE! | #VALUE! | #VALUE! | #VALUE! | #VALUE! | #VALUE!
|  |  | 64 | -23 | #N/A | Heating | Heating | #VALUE! | #VALUE! | #VALUE! | #VALUE! | #N/A | #N/A | #N/A |  | 0 | #N/A | #N/A | #N/A | #VALUE! | #N/A | 0 | 0 | #VALUE! | #VALUE! | 0 | 0 | #VALUE! | #VALUE! | #VALUE! | #VALUE! | #VALUE! | #VALUE!
|  |  |  | Totals | #N/A |  |  | #N/A | #N/A |  |  |  |  | #N/A |  |  |  | #N/A | [11 empty] | ▲Btu | ▲kWh | #VALUE! | #VALUE!
[18 empty] | #N/A | [13 empty] | ▲kWh Total | ▲MMbtu Total
UNOCCUPIED MODE
[10 empty] | Heating Calculation |  |  |  |  | Cooling Calculation | [16 empty] | Net Savings
|  |  | Row Reference for Bin data lookup | Outdoor Air Temperature Mid-pts | Unoccupied Hours @ Temp Bin | Mode | Mode | Baseline Building Load (Btuh) | Proposed Building Load (Btuh) | Baseline Delivered Heating Capacity (Btuh) | Proposed Delivered Heating Capacity (Btuh) | Baseline Heating Consumption (btu) | Proposed Heating Consumption (btu) | Net Heat Savings (btu) |  | Cooling Capacity Adjustment Factor | Baseline Cooling Capacity (Btuh) | Proposed Cooling Capacity (Btuh) | Delivered Cooling Capacity BASELINE (Btuh) | Delivered Cooling Capacity > BCL | Delivered Cooling Capacity Proposed (Btuh) | Baseline Cooling EIR Temperature Adjustment Factor (EIR = 1/Efficiency) | Proposed Cooling EIR Temperature Adjustment Factor (EIR = 1/Efficiency) | Baseline Part Load Factor (1/PLF, Proposed Cd ) | Proposed Part Load Factor (1/PLF, Proposed Cd ) | Baseline Actual Cooling EER | Proposed Actual Heat Pump Cooling EER | Baseline Cooling Consumption (btu) | Proposed Cooling Consumption (btu) | Cool Savings (btu) | Cool Savings (kWh) | ▲kWh Total | ▲MMbtu Total
|  |  | 2 | 101 | #N/A | Heating | Heating | #VALUE! | #VALUE! | #VALUE! | #VALUE! | #N/A | #N/A | #N/A |  | 0 | #N/A | #N/A | #N/A | #VALUE! | #N/A | 0 | 0 | #VALUE! | #VALUE! | 0 | 0 | #VALUE! | #VALUE! | #VALUE! | #VALUE! | #VALUE! | #VALUE!
|  |  | 3 | 99 | #N/A | Heating | Heating | #VALUE! | #VALUE! | #VALUE! | #VALUE! | #N/A | #N/A | #N/A |  | 0 | #N/A | #N/A | #N/A | #VALUE! | #N/A | 0 | 0 | #VALUE! | #VALUE! | 0 | 0 | #VALUE! | #VALUE! | #VALUE! | #VALUE! | #VALUE! | #VALUE!
|  |  | 4 | 97 | #N/A | Heating | Heating | #VALUE! | #VALUE! | #VALUE! | #VALUE! | #N/A | #N/A | #N/A |  | 0 | #N/A | #N/A | #N/A | #VALUE! | #N/A | 0 | 0 | #VALUE! | #VALUE! | 0 | 0 | #VALUE! | #VALUE! | #VALUE! | #VALUE! | #VALUE! | #VALUE!
|  |  | 5 | 95 | #N/A | Heating | Heating | #VALUE! | #VALUE! | #VALUE! | #VALUE! | #N/A | #N/A | #N/A |  | 0 | #N/A | #N/A | #N/A | #VALUE! | #N/A | 0 | 0 | #VALUE! | #VALUE! | 0 | 0 | #VALUE! | #VALUE! | #VALUE! | #VALUE! | #VALUE! | #VALUE!
|  |  | 6 | 93 | #N/A | Heating | Heating | #VALUE! | #VALUE! | #VALUE! | #VALUE! | #N/A | #N/A | #N/A |  | 0 | #N/A | #N/A | #N/A | #VALUE! | #N/A | 0 | 0 | #VALUE! | #VALUE! | 0 | 0 | #VALUE! | #VALUE! | #VALUE! | #VALUE! | #VALUE! | #VALUE!
|  |  | 7 | 91 | #N/A | Heating | Heating | #VALUE! | #VALUE! | #VALUE! | #VALUE! | #N/A | #N/A | #N/A |  | 0 | #N/A | #N/A | #N/A | #VALUE! | #N/A | 0 | 0 | #VALUE! | #VALUE! | 0 | 0 | #VALUE! | #VALUE! | #VALUE! | #VALUE! | #VALUE! | #VALUE!
|  |  | 8 | 89 | #N/A | Heating | Heating | #VALUE! | #VALUE! | #VALUE! | #VALUE! | #N/A | #N/A | #N/A |  | 0 | #N/A | #N/A | #N/A | #VALUE! | #N/A | 0 | 0 | #VALUE! | #VALUE! | 0 | 0 | #VALUE! | #VALUE! | #VALUE! | #VALUE! | #VALUE! | #VALUE!
|  |  | 9 | 87 | #N/A | Heating | Heating | #VALUE! | #VALUE! | #VALUE! | #VALUE! | #N/A | #N/A | #N/A |  | 0 | #N/A | #N/A | #N/A | #VALUE! | #N/A | 0 | 0 | #VALUE! | #VALUE! | 0 | 0 | #VALUE! | #VALUE! | #VALUE! | #VALUE! | #VALUE! | #VALUE!
|  |  | 10 | 85 | #N/A | Heating | Heating | #VALUE! | #VALUE! | #VALUE! | #VALUE! | #N/A | #N/A | #N/A |  | 0 | #N/A | #N/A | #N/A | #VALUE! | #N/A | 0 | 0 | #VALUE! | #VALUE! | 0 | 0 | #VALUE! | #VALUE! | #VALUE! | #VALUE! | #VALUE! | #VALUE!
|  |  | 11 | 83 | #N/A | Heating | Heating | #VALUE! | #VALUE! | #VALUE! | #VALUE! | #N/A | #N/A | #N/A |  | 0 | #N/A | #N/A | #N/A | #VALUE! | #N/A | 0 | 0 | #VALUE! | #VALUE! | 0 | 0 | #VALUE! | #VALUE! | #VALUE! | #VALUE! | #VALUE! | #VALUE!
|  |  | 12 | 81 | #N/A | Heating | Heating | #VALUE! | #VALUE! | #VALUE! | #VALUE! | #N/A | #N/A | #N/A |  | 0 | #N/A | #N/A | #N/A | #VALUE! | #N/A | 0 | 0 | #VALUE! | #VALUE! | 0 | 0 | #VALUE! | #VALUE! | #VALUE! | #VALUE! | #VALUE! | #VALUE!
|  |  | 13 | 79 | #N/A | Heating | Heating | #VALUE! | #VALUE! | #VALUE! | #VALUE! | #N/A | #N/A | #N/A |  | 0 | #N/A | #N/A | #N/A | #VALUE! | #N/A | 0 | 0 | #VALUE! | #VALUE! | 0 | 0 | #VALUE! | #VALUE! | #VALUE! | #VALUE! | #VALUE! | #VALUE!
|  |  | 14 | 77 | #N/A | Heating | Heating | #VALUE! | #VALUE! | #VALUE! | #VALUE! | #N/A | #N/A | #N/A |  | 0 | #N/A | #N/A | #N/A | #VALUE! | #N/A | 0 | 0 | #VALUE! | #VALUE! | 0 | 0 | #VALUE! | #VALUE! | #VALUE! | #VALUE! | #VALUE! | #VALUE!
|  |  | 15 | 75 | #N/A | Heating | Heating | #VALUE! | #VALUE! | #VALUE! | #VALUE! | #N/A | #N/A | #N/A |  | 0 | #N/A | #N/A | #N/A | #VALUE! | #N/A | 0 | 0 | #VALUE! | #VALUE! | 0 | 0 | #VALUE! | #VALUE! | #VALUE! | #VALUE! | #VALUE! | #VALUE!
|  |  | 16 | 73 | #N/A | Heating | Heating | #VALUE! | #VALUE! | #VALUE! | #VALUE! | #N/A | #N/A | #N/A |  | 0 | #N/A | #N/A | #N/A | #VALUE! | #N/A | 0 | 0 | #VALUE! | #VALUE! | 0 | 0 | #VALUE! | #VALUE! | #VALUE! | #VALUE! | #VALUE! | #VALUE!
|  |  | 17 | 71 | #N/A | Heating | Heating | #VALUE! | #VALUE! | #VALUE! | #VALUE! | #N/A | #N/A | #N/A |  | 0 | #N/A | #N/A | #N/A | #VALUE! | #N/A | 0 | 0 | #VALUE! | #VALUE! | 0 | 0 | #VALUE! | #VALUE! | #VALUE! | #VALUE! | #VALUE! | #VALUE!
|  |  | 18 | 69 | #N/A | Heating | Heating | #VALUE! | #VALUE! | #VALUE! | #VALUE! | #N/A | #N/A | #N/A |  | 0 | #N/A | #N/A | #N/A | #VALUE! | #N/A | 0 | 0 | #VALUE! | #VALUE! | 0 | 0 | #VALUE! | #VALUE! | #VALUE! | #VALUE! | #VALUE! | #VALUE!
|  |  | 19 | 67 | #N/A | Heating | Heating | #VALUE! | #VALUE! | #VALUE! | #VALUE! | #N/A | #N/A | #N/A |  | 0 | #N/A | #N/A | #N/A | #VALUE! | #N/A | 0 | 0 | #VALUE! | #VALUE! | 0 | 0 | #VALUE! | #VALUE! | #VALUE! | #VALUE! | #VALUE! | #VALUE!
|  |  | 20 | 65 | #N/A | Heating | Heating | #VALUE! | #VALUE! | #VALUE! | #VALUE! | #N/A | #N/A | #N/A |  | 0 | #N/A | #N/A | #N/A | #VALUE! | #N/A | 0 | 0 | #VALUE! | #VALUE! | 0 | 0 | #VALUE! | #VALUE! | #VALUE! | #VALUE! | #VALUE! | #VALUE!
|  |  | 21 | 63 | #N/A | Heating | Heating | #VALUE! | #VALUE! | #VALUE! | #VALUE! | #N/A | #N/A | #N/A |  | 0 | #N/A | #N/A | #N/A | #VALUE! | #N/A | 0 | 0 | #VALUE! | #VALUE! | 0 | 0 | #VALUE! | #VALUE! | #VALUE! | #VALUE! | #VALUE! | #VALUE!
|  |  | 22 | 61 | #N/A | Heating | Heating | #VALUE! | #VALUE! | #VALUE! | #VALUE! | #N/A | #N/A | #N/A |  | 0 | #N/A | #N/A | #N/A | #VALUE! | #N/A | 0 | 0 | #VALUE! | #VALUE! | 0 | 0 | #VALUE! | #VALUE! | #VALUE! | #VALUE! | #VALUE! | #VALUE!
|  |  | 23 | 59 | #N/A | Heating | Heating | #VALUE! | #VALUE! | #VALUE! | #VALUE! | #N/A | #N/A | #N/A |  | 0 | #N/A | #N/A | #N/A | #VALUE! | #N/A | 0 | 0 | #VALUE! | #VALUE! | 0 | 0 | #VALUE! | #VALUE! | #VALUE! | #VALUE! | #VALUE! | #VALUE!
|  |  | 24 | 57 | #N/A | Heating | Heating | #VALUE! | #VALUE! | #VALUE! | #VALUE! | #N/A | #N/A | #N/A |  | 0 | #N/A | #N/A | #N/A | #VALUE! | #N/A | 0 | 0 | #VALUE! | #VALUE! | 0 | 0 | #VALUE! | #VALUE! | #VALUE! | #VALUE! | #VALUE! | #VALUE!
|  |  | 25 | 55 | #N/A | Heating | Heating | #VALUE! | #VALUE! | #VALUE! | #VALUE! | #N/A | #N/A | #N/A |  | 0 | #N/A | #N/A | #N/A | #VALUE! | #N/A | 0 | 0 | #VALUE! | #VALUE! | 0 | 0 | #VALUE! | #VALUE! | #VALUE! | #VALUE! | #VALUE! | #VALUE!
|  |  | 26 | 53 | #N/A | Heating | Heating | #VALUE! | #VALUE! | #VALUE! | #VALUE! | #N/A | #N/A | #N/A |  | 0 | #N/A | #N/A | #N/A | #VALUE! | #N/A | 0 | 0 | #VALUE! | #VALUE! | 0 | 0 | #VALUE! | #VALUE! | #VALUE! | #VALUE! | #VALUE! | #VALUE!
|  |  | 27 | 51 | #N/A | Heating | Heating | #VALUE! | #VALUE! | #VALUE! | #VALUE! | #N/A | #N/A | #N/A |  | 0 | #N/A | #N/A | #N/A | #VALUE! | #N/A | 0 | 0 | #VALUE! | #VALUE! | 0 | 0 | #VALUE! | #VALUE! | #VALUE! | #VALUE! | #VALUE! | #VALUE!
|  |  | 28 | 49 | #N/A | Heating | Heating | #VALUE! | #VALUE! | #VALUE! | #VALUE! | #N/A | #N/A | #N/A |  | 0 | #N/A | #N/A | #N/A | #VALUE! | #N/A | 0 | 0 | #VALUE! | #VALUE! | 0 | 0 | #VALUE! | #VALUE! | #VALUE! | #VALUE! | #VALUE! | #VALUE!
|  |  | 29 | 47 | #N/A | Heating | Heating | #VALUE! | #VALUE! | #VALUE! | #VALUE! | #N/A | #N/A | #N/A |  | 0 | #N/A | #N/A | #N/A | #VALUE! | #N/A | 0 | 0 | #VALUE! | #VALUE! | 0 | 0 | #VALUE! | #VALUE! | #VALUE! | #VALUE! | #VALUE! | #VALUE!
|  |  | 30 | 45 | #N/A | Heating | Heating | #VALUE! | #VALUE! | #VALUE! | #VALUE! | #N/A | #N/A | #N/A |  | 0 | #N/A | #N/A | #N/A | #VALUE! | #N/A | 0 | 0 | #VALUE! | #VALUE! | 0 | 0 | #VALUE! | #VALUE! | #VALUE! | #VALUE! | #VALUE! | #VALUE!
|  |  | 31 | 43 | #N/A | Heating | Heating | #VALUE! | #VALUE! | #VALUE! | #VALUE! | #N/A | #N/A | #N/A |  | 0 | #N/A | #N/A | #N/A | #VALUE! | #N/A | 0 | 0 | #VALUE! | #VALUE! | 0 | 0 | #VALUE! | #VALUE! | #VALUE! | #VALUE! | #VALUE! | #VALUE!
|  |  | 32 | 41 | #N/A | Heating | Heating | #VALUE! | #VALUE! | #VALUE! | #VALUE! | #N/A | #N/A | #N/A |  | 0 | #N/A | #N/A | #N/A | #VALUE! | #N/A | 0 | 0 | #VALUE! | #VALUE! | 0 | 0 | #VALUE! | #VALUE! | #VALUE! | #VALUE! | #VALUE! | #VALUE!
|  |  | 33 | 39 | #N/A | Heating | Heating | #VALUE! | #VALUE! | #VALUE! | #VALUE! | #N/A | #N/A | #N/A |  | 0 | #N/A | #N/A | #N/A | #VALUE! | #N/A | 0 | 0 | #VALUE! | #VALUE! | 0 | 0 | #VALUE! | #VALUE! | #VALUE! | #VALUE! | #VALUE! | #VALUE!
|  |  | 34 | 37 | #N/A | Heating | Heating | #VALUE! | #VALUE! | #VALUE! | #VALUE! | #N/A | #N/A | #N/A |  | 0 | #N/A | #N/A | #N/A | #VALUE! | #N/A | 0 | 0 | #VALUE! | #VALUE! | 0 | 0 | #VALUE! | #VALUE! | #VALUE! | #VALUE! | #VALUE! | #VALUE!
|  |  | 35 | 35 | #N/A | Heating | Heating | #VALUE! | #VALUE! | #VALUE! | #VALUE! | #N/A | #N/A | #N/A |  | 0 | #N/A | #N/A | #N/A | #VALUE! | #N/A | 0 | 0 | #VALUE! | #VALUE! | 0 | 0 | #VALUE! | #VALUE! | #VALUE! | #VALUE! | #VALUE! | #VALUE!
|  |  | 36 | 33 | #N/A | Heating | Heating | #VALUE! | #VALUE! | #VALUE! | #VALUE! | #N/A | #N/A | #N/A |  | 0 | #N/A | #N/A | #N/A | #VALUE! | #N/A | 0 | 0 | #VALUE! | #VALUE! | 0 | 0 | #VALUE! | #VALUE! | #VALUE! | #VALUE! | #VALUE! | #VALUE!
|  |  | 37 | 31 | #N/A | Heating | Heating | #VALUE! | #VALUE! | #VALUE! | #VALUE! | #N/A | #N/A | #N/A |  | 0 | #N/A | #N/A | #N/A | #VALUE! | #N/A | 0 | 0 | #VALUE! | #VALUE! | 0 | 0 | #VALUE! | #VALUE! | #VALUE! | #VALUE! | #VALUE! | #VALUE!
|  |  | 38 | 29 | #N/A | Heating | Heating | #VALUE! | #VALUE! | #VALUE! | #VALUE! | #N/A | #N/A | #N/A |  | 0 | #N/A | #N/A | #N/A | #VALUE! | #N/A | 0 | 0 | #VALUE! | #VALUE! | 0 | 0 | #VALUE! | #VALUE! | #VALUE! | #VALUE! | #VALUE! | #VALUE!
|  |  | 39 | 27 | #N/A | Heating | Heating | #VALUE! | #VALUE! | #VALUE! | #VALUE! | #N/A | #N/A | #N/A |  | 0 | #N/A | #N/A | #N/A | #VALUE! | #N/A | 0 | 0 | #VALUE! | #VALUE! | 0 | 0 | #VALUE! | #VALUE! | #VALUE! | #VALUE! | #VALUE! | #VALUE!
|  |  | 40 | 25 | #N/A | Heating | Heating | #VALUE! | #VALUE! | #VALUE! | #VALUE! | #N/A | #N/A | #N/A |  | 0 | #N/A | #N/A | #N/A | #VALUE! | #N/A | 0 | 0 | #VALUE! | #VALUE! | 0 | 0 | #VALUE! | #VALUE! | #VALUE! | #VALUE! | #VALUE! | #VALUE!
|  |  | 41 | 23 | #N/A | Heating | Heating | #VALUE! | #VALUE! | #VALUE! | #VALUE! | #N/A | #N/A | #N/A |  | 0 | #N/A | #N/A | #N/A | #VALUE! | #N/A | 0 | 0 | #VALUE! | #VALUE! | 0 | 0 | #VALUE! | #VALUE! | #VALUE! | #VALUE! | #VALUE! | #VALUE!
|  |  | 42 | 21 | #N/A | Heating | Heating | #VALUE! | #VALUE! | #VALUE! | #VALUE! | #N/A | #N/A | #N/A |  | 0 | #N/A | #N/A | #N/A | #VALUE! | #N/A | 0 | 0 | #VALUE! | #VALUE! | 0 | 0 | #VALUE! | #VALUE! | #VALUE! | #VALUE! | #VALUE! | #VALUE!
|  |  | 43 | 19 | #N/A | Heating | Heating | #VALUE! | #VALUE! | #VALUE! | #VALUE! | #N/A | #N/A | #N/A |  | 0 | #N/A | #N/A | #N/A | #VALUE! | #N/A | 0 | 0 | #VALUE! | #VALUE! | 0 | 0 | #VALUE! | #VALUE! | #VALUE! | #VALUE! | #VALUE! | #VALUE!
|  |  | 44 | 17 | #N/A | Heating | Heating | #VALUE! | #VALUE! | #VALUE! | #VALUE! | #N/A | #N/A | #N/A |  | 0 | #N/A | #N/A | #N/A | #VALUE! | #N/A | 0 | 0 | #VALUE! | #VALUE! | 0 | 0 | #VALUE! | #VALUE! | #VALUE! | #VALUE! | #VALUE! | #VALUE!
|  |  | 45 | 15 | #N/A | Heating | Heating | #VALUE! | #VALUE! | #VALUE! | #VALUE! | #N/A | #N/A | #N/A |  | 0 | #N/A | #N/A | #N/A | #VALUE! | #N/A | 0 | 0 | #VALUE! | #VALUE! | 0 | 0 | #VALUE! | #VALUE! | #VALUE! | #VALUE! | #VALUE! | #VALUE!
|  |  | 46 | 13 | #N/A | Heating | Heating | #VALUE! | #VALUE! | #VALUE! | #VALUE! | #N/A | #N/A | #N/A |  | 0 | #N/A | #N/A | #N/A | #VALUE! | #N/A | 0 | 0 | #VALUE! | #VALUE! | 0 | 0 | #VALUE! | #VALUE! | #VALUE! | #VALUE! | #VALUE! | #VALUE!
|  |  | 47 | 11 | #N/A | Heating | Heating | #VALUE! | #VALUE! | #VALUE! | #VALUE! | #N/A | #N/A | #N/A |  | 0 | #N/A | #N/A | #N/A | #VALUE! | #N/A | 0 | 0 | #VALUE! | #VALUE! | 0 | 0 | #VALUE! | #VALUE! | #VALUE! | #VALUE! | #VALUE! | #VALUE!
|  |  | 48 | 9 | #N/A | Heating | Heating | #VALUE! | #VALUE! | #VALUE! | #VALUE! | #N/A | #N/A | #N/A |  | 0 | #N/A | #N/A | #N/A | #VALUE! | #N/A | 0 | 0 | #VALUE! | #VALUE! | 0 | 0 | #VALUE! | #VALUE! | #VALUE! | #VALUE! | #VALUE! | #VALUE!
|  |  | 49 | 7 | #N/A | Heating | Heating | #VALUE! | #VALUE! | #VALUE! | #VALUE! | #N/A | #N/A | #N/A |  | 0 | #N/A | #N/A | #N/A | #VALUE! | #N/A | 0 | 0 | #VALUE! | #VALUE! | 0 | 0 | #VALUE! | #VALUE! | #VALUE! | #VALUE! | #VALUE! | #VALUE!
|  |  | 50 | 5 | #N/A | Heating | Heating | #VALUE! | #VALUE! | #VALUE! | #VALUE! | #N/A | #N/A | #N/A |  | 0 | #N/A | #N/A | #N/A | #VALUE! | #N/A | 0 | 0 | #VALUE! | #VALUE! | 0 | 0 | #VALUE! | #VALUE! | #VALUE! | #VALUE! | #VALUE! | #VALUE!
|  |  | 51 | 3 | #N/A | Heating | Heating | #VALUE! | #VALUE! | #VALUE! | #VALUE! | #N/A | #N/A | #N/A |  | 0 | #N/A | #N/A | #N/A | #VALUE! | #N/A | 0 | 0 | #VALUE! | #VALUE! | 0 | 0 | #VALUE! | #VALUE! | #VALUE! | #VALUE! | #VALUE! | #VALUE!
|  |  | 52 | 1 | #N/A | Heating | Heating | #VALUE! | #VALUE! | #VALUE! | #VALUE! | #N/A | #N/A | #N/A |  | 0 | #N/A | #N/A | #N/A | #VALUE! | #N/A | 0 | 0 | #VALUE! | #VALUE! | 0 | 0 | #VALUE! | #VALUE! | #VALUE! | #VALUE! | #VALUE! | #VALUE!
|  |  | 53 | -1 | #N/A | Heating | Heating | #VALUE! | #VALUE! | #VALUE! | #VALUE! | #N/A | #N/A | #N/A |  | 0 | #N/A | #N/A | #N/A | #VALUE! | #N/A | 0 | 0 | #VALUE! | #VALUE! | 0 | 0 | #VALUE! | #VALUE! | #VALUE! | #VALUE! | #VALUE! | #VALUE!
|  |  | 54 | -3 | #N/A | Heating | Heating | #VALUE! | #VALUE! | #VALUE! | #VALUE! | #N/A | #N/A | #N/A |  | 0 | #N/A | #N/A | #N/A | #VALUE! | #N/A | 0 | 0 | #VALUE! | #VALUE! | 0 | 0 | #VALUE! | #VALUE! | #VALUE! | #VALUE! | #VALUE! | #VALUE!
|  |  | 55 | -5 | #N/A | Heating | Heating | #VALUE! | #VALUE! | #VALUE! | #VALUE! | #N/A | #N/A | #N/A |  | 0 | #N/A | #N/A | #N/A | #VALUE! | #N/A | 0 | 0 | #VALUE! | #VALUE! | 0 | 0 | #VALUE! | #VALUE! | #VALUE! | #VALUE! | #VALUE! | #VALUE!
|  |  | 56 | -7 | #N/A | Heating | Heating | #VALUE! | #VALUE! | #VALUE! | #VALUE! | #N/A | #N/A | #N/A |  | 0 | #N/A | #N/A | #N/A | #VALUE! | #N/A | 0 | 0 | #VALUE! | #VALUE! | 0 | 0 | #VALUE! | #VALUE! | #VALUE! | #VALUE! | #VALUE! | #VALUE!
|  |  | 57 | -9 | #N/A | Heating | Heating | #VALUE! | #VALUE! | #VALUE! | #VALUE! | #N/A | #N/A | #N/A |  | 0 | #N/A | #N/A | #N/A | #VALUE! | #N/A | 0 | 0 | #VALUE! | #VALUE! | 0 | 0 | #VALUE! | #VALUE! | #VALUE! | #VALUE! | #VALUE! | #VALUE!
|  |  | 58 | -11 | #N/A | Heating | Heating | #VALUE! | #VALUE! | #VALUE! | #VALUE! | #N/A | #N/A | #N/A |  | 0 | #N/A | #N/A | #N/A | #VALUE! | #N/A | 0 | 0 | #VALUE! | #VALUE! | 0 | 0 | #VALUE! | #VALUE! | #VALUE! | #VALUE! | #VALUE! | #VALUE!
|  |  | 59 | -13 | #N/A | Heating | Heating | #VALUE! | #VALUE! | #VALUE! | #VALUE! | #N/A | #N/A | #N/A |  | 0 | #N/A | #N/A | #N/A | #VALUE! | #N/A | 0 | 0 | #VALUE! | #VALUE! | 0 | 0 | #VALUE! | #VALUE! | #VALUE! | #VALUE! | #VALUE! | #VALUE!
|  |  | 60 | -15 | #N/A | Heating | Heating | #VALUE! | #VALUE! | #VALUE! | #VALUE! | #N/A | #N/A | #N/A |  | 0 | #N/A | #N/A | #N/A | #VALUE! | #N/A | 0 | 0 | #VALUE! | #VALUE! | 0 | 0 | #VALUE! | #VALUE! | #VALUE! | #VALUE! | #VALUE! | #VALUE!
|  |  | 61 | -17 | #N/A | Heating | Heating | #VALUE! | #VALUE! | #VALUE! | #VALUE! | #N/A | #N/A | #N/A |  | 0 | #N/A | #N/A | #N/A | #VALUE! | #N/A | 0 | 0 | #VALUE! | #VALUE! | 0 | 0 | #VALUE! | #VALUE! | #VALUE! | #VALUE! | #VALUE! | #VALUE!
|  |  | 62 | -19 | #N/A | Heating | Heating | #VALUE! | #VALUE! | #VALUE! | #VALUE! | #N/A | #N/A | #N/A |  | 0 | #N/A | #N/A | #N/A | #VALUE! | #N/A | 0 | 0 | #VALUE! | #VALUE! | 0 | 0 | #VALUE! | #VALUE! | #VALUE! | #VALUE! | #VALUE! | #VALUE!
|  |  | 63 | -21 | #N/A | Heating | Heating | #VALUE! | #VALUE! | #VALUE! | #VALUE! | #N/A | #N/A | #N/A |  | 0 | #N/A | #N/A | #N/A | #VALUE! | #N/A | 0 | 0 | #VALUE! | #VALUE! | 0 | 0 | #VALUE! | #VALUE! | #VALUE! | #VALUE! | #VALUE! | #VALUE!
|  |  | 64 | -23 | #N/A | Heating | Heating | #VALUE! | #VALUE! | #VALUE! | #VALUE! | #N/A | #N/A | #N/A |  | 0 | #N/A | #N/A | #N/A | #VALUE! | #N/A | 0 | 0 | #VALUE! | #VALUE! | 0 | 0 | #VALUE! | #VALUE! | #VALUE! | #VALUE! | #VALUE! | #VALUE!
|  |  |  | Totals | #N/A |  |  | #N/A | #N/A |  |  |  |  | #N/A | [15 empty] | ▲Btu | ▲kWh | #VALUE! | #VALUE!
[32 empty] | ▲kWh Total | ▲MMbtu Total
Note on C52: [Threaded comment] Your version of Excel allows you to read this threaded comment; however, any edits to it will get removed if the file is opened in a newer version of Excel. Learn more: https://go.microsoft.com/fwlink/?linkid=870924 Comment: Factor from AHRI 210/240 for account for efficiency losses due to cycling (default is 0.40 for ccASHP)
Note on C53: [Threaded comment] Your version of Excel allows you to read this threaded comment; however, any edits to it will get removed if the file is opened in a newer version of Excel. Learn more: https://go.microsoft.com/fwlink/?linkid=870924 Comment: factor to adjust for impact of internal gains on heating load at design (default is 1.1). Greater than 1.1 means gains decrease heating load
Note on C54: [Threaded comment] Your version of Excel allows you to read this threaded comment; however, any edits to it will get removed if the file is opened in a newer version of Excel. Learn more: https://go.microsoft.com/fwlink/?linkid=870924 Comment: Fraction of HP capacity when load is shared between HP and backup heat source
Note on C55: [Threaded comment] Your version of Excel allows you to read this threaded comment; however, any edits to it will get removed if the file is opened in a newer version of Excel. Learn more: https://go.microsoft.com/fwlink/?linkid=870924 Comment: Relative size of backup heating system compared to design building heating load (BHL).
Note on H6: [Threaded comment] Your version of Excel allows you to read this threaded comment; however, any edits to it will get removed if the file is opened in a newer version of Excel. Learn more: https://go.microsoft.com/fwlink/?linkid=870924 Comment: Max BCL or BHL

## Envelope Tiers (hidden)
Data per Manual J or ACCA 183 load calculations
|  | Tier 1A | Tier 1A | Tier 1B | Tier 1B | Tier 2 | Tier 2 | Tier 1A | Tier 1B | Tier 2 |  | Before | After | delta | Reduction
| Building type | Annual energy savings from envelope upgrades (%) | Peak BCL or BHL Reduction | Annual energy savings from envelope upgrades (%) | Peak BCL or BHL Reduction | Annual energy savings from envelope upgrades (%) | Peak BCL or BHL Reduction | Costs ($/sqft) | Costs ($/sqft) | Costs ($/sqft) | Building BHL Peak | 0 | #N/A | #N/A | #N/A
| Single Family | 0.2 | 0.15 | 0.275 | 0.25 | 0.35 | 0.35 | 1.5 | 2.78 | 4.06 | Building BCL Peak | 0 | #N/A | #N/A | #N/A
| 1-4 Family | 0.2 | 0.15 | 0.275 | 0.25 | 0.35 | 0.35 | 1.5 | 2.78 | 4.06 | Building Energy Use | #N/A | #N/A | #N/A | #N/A
| Large Multi-Family | 0.15 | 0.15 | 0.25 | 0.25 | 0.35 | 0.35 | 1.5 | 5.25 | 9 | Building Load | #N/A | #N/A | #N/A | #N/A
| Commercial | 0.15 | 0.15 | 0.25 | 0.25 | 0.35 | 0.35 | 1.5 | 5.25 | 9

## LL97 Analysis (hidden)
Fuel | Kbtu | CO2e (kg/yr) | CO2e (Metric Tons/yr) | 2024-2019 Limit (kg) | 2030-2034 Limit (kg) | 2024-2019 Penalty | 2030-2034 Penalty |  | 2024 Carbon Intensity (kg CO2 / kbtu)
Existing conditions | 0 | 0 | 0 | 0 | 0 | 0 | 0 | Natural gas | 0.05311
Improved Envelope with Gas Boiler | 0 | 0 | 0 | 0 | 0 | 0 | 0 | Electric | 0.08469
Improved Envelope with Gas Boiler | 0 | 0 | 0
Improved Envelope with Heat Pumps | 0 | 0 | 0 | 0 | 0 | 0 | 0
Improved Envelope with Gas Boiler | 0 | 0 | 0
ERV/HRV | 0 | 0 | 0
Improved Envelope with Gas Boiler + ERV | 0 | 0 | 0
HP System | Kbtu | CO2e Reduction (kg/yr) | CO2e (Metric Tons/yr) | 2024-2019 Limit (kg) | 2030-2034 Limit (kg) | 2024-2019 Penalty | 2030-2034 Penalty
NEEP Listed Cold Climate Air Source Heat Pumps | 0 | 0 | 0 | 0 | 0 | 0 | 0
SPVHP's, PTHP's | 0 | 0 | 0
AHRI Rated Air Source Heat Pumps (VRFs, Large Unitary ASHPs) | 0 | 0 | 0 | 0 | 0 | 0 | 0
Closed Loop Ground Source Heat Pumps | 0 | 0 | 0 | 0 | 0 | 0 | 0
Demo Cases
AHRI Rated Air Source Heat Pumps Rough Estimate | #REF! | #REF! | #REF! | 0 | 0 | #REF! | #REF!
NEEP mini-splits Rough Estimate | #REF! | #REF! | #REF!
GSHP Rough Estimate | #REF! | #REF! | #REF!
https://www.epa.gov/rhc/renewable-space-heating#About

## Worksheet Data (hidden)
Inputs Tab, Column E |  | 2020 ECCCNYS - Table C403.3.2 - Minimum Efficiency Requirements | [8 empty] | ACCA Location | Heating Design Temp - 99% DB | Cooling Design Temp - 1% DB | Residential Occupied Heating Setpoint | Residential Unocupied Heating Setpoint |  | Baseline Utilities | Partload Supp Fuel Options (dec-1-2023) | Conversion rates used |  |  | Incentive Rates Used (DO NOT USE) |  |  | Custom Schedule Selection | [6 empty] | Construction Type |  | Application |  | Heat Recovery |  | Heating Section Type | ASHP and VRF Cooling Category | LGSHP Cooling Category | Capacity Adjustment Type | Controls
Ducted |  | Cooling Equipment | [8 empty] | NYC Laguardia |  |  | 73 | 70 |  | Electricity | 0 | 1 MMBtu = 10 therms | 10 |  | 150 | $/MMBtu saved |  | Off | [6 empty] | New Construction |  | Cooling Only |  | With Heat Recovery |  | Electric Resistance (or None) | <65,000 | <135,000 | Default | Separate Control
Non-Ducted |  | Table | Unique ID | Equipment Type | Size Category | Heating Section Type | Subcategory or Rating Condition | Minimum Efficiency | Minimum Efficiency Units |  | NYC JFK |  |  | 73 | 70 |  | Natural Gas | Electric Resistance | 1 MMBtu = 293.083 kWh | 293.0832 |  | 500 | $/Outdoor Condenser Unit |  | On | [6 empty] | Existing Building - Retrofit |  | Heating Only |  |  | - Without Heat Recovery | All Other | >=65,000 AND <135,000 | >=135,000 | Custom | Integrated Control
Mix |  | 1 - Electrically Operated Unitary Air Conditioners and Condensing Units | Air conditioner, air-cooled, < 65,000 Btuh, Any heating, Split system | Air conditioners, air cooled | < 65,000 Btu/h | All | Split System | 11.18 | EER |  | NYC Central Park |  |  | 73 | 70 |  | Oil |  |  |  |  | 2000 | $/10,000 Btu/h of maximum heating capacity at 5°F as documented on the NEEP Product List | [8 empty] | Gut Renovation (use Bundled Set) |  | Cooling and Heating |  |  |  | All | >=135,000 AND <240,000
|  | 1 - Electrically Operated Unitary Air Conditioners and Condensing Units | Air conditioner, air cooled, < 65,000 Btuh, Any heating, Single package | Air conditioners, air cooled | < 65,000 Btu/h | All | Single Package | 11.76 | EER |  | White Plains WCA |  |  | 70 | 67 |  | Propane | [13 empty] | Scope of work | Category | [6 empty] | >=240,000
|  | 1 - Electrically Operated Unitary Air Conditioners and Condensing Units | Air conditioner, air cooled, >= 65,000 Btuh and < 135,000 Btuh, Electric resistance or no heating | Air conditioners, air cooled | >= 65,000 and <135,000 Btu/h | Electric Resistance or none | Split System and Single Package | 11.2 | EER |  | Islip |  |  | 70 | 67 |  | District Steam
Heat Pump type | Heat Pump type for ERV | 1 - Electrically Operated Unitary Air Conditioners and Condensing Units | Air conditioner, air cooled, >= 65,000 Btuh and < 135,000 Btuh, All other heating | Air conditioners, air cooled | >= 65,000 and < 135,000 Btu/h | All other | Split System and Single Package | 11 | EER |  | Poughkeepsie |  |  | 70 | 67 |  | Other | [13 empty] | Heat Pumps | Other than 4A
Air Source | Air Source, not NEEP listed | 1 - Electrically Operated Unitary Air Conditioners and Condensing Units | Air conditioner, air cooled, >= 135,000 Btuh and < 240,000 Btuh, Electric resistance or no heating | Air conditioners, air cooled | >= 135,000 and < 240,000 Btu/h | Electric Resistance or none | Split System and Single Package | 11 | EER |  | Binghamton |  |  | 70 | 67 | [15 empty] | Bundle Set | 4A
Ground Source | Small Commercial ASHP | 1 - Electrically Operated Unitary Air Conditioners and Condensing Units | Air conditioner, air cooled, >= 135,000 Btuh and < 240,000 Btuh, All other heating | Air conditioners, air cooled | >= 135,000 and < 240,000 Btu/h | All other | Split System and Single Package | 10.8 | EER |  | Albany |  |  | 70 | 67 | [6 empty] | ACCA Location | Location
Water Source | Ground-Water Source | 1 - Electrically Operated Unitary Air Conditioners and Condensing Units | Air conditioner, air cooled, >= 240,000 Btuh and < 760,000 Btuh, Electric resistance or no heating | Air conditioners, air cooled | >= 240,000 and < 760,000 Btu/h | Electric Resistance or none | Split System and Single Package | 10 | EER |  | Syracuse |  |  | 70 | 67 | [6 empty] | NYC | NYC
Small Com HP | Mini-split ASHP, NEEP listed | 1 - Electrically Operated Unitary Air Conditioners and Condensing Units | Air conditioner, air cooled, >= 240,000 Btuh and < 760,000 Btuh, All other heating | Air conditioners, air cooled | >= 240,000 and < 760,000 Btu/h | All other | Split System and Single Package | 9.8 | EER |  | Buffalo |  |  | 70 | 67 | [6 empty] | Westchester | NYS
PTHP/SPVHP | PTHP or SPVHP, NEEP listed | 1 - Electrically Operated Unitary Air Conditioners and Condensing Units | Air conditioner, air cooled, >= 760,000 Btuh, Electric resistance or no heating | Air conditioners, air cooled | >= 760,000 Btu/h | Electric Resistance or none | Split System and Single Package | 9.7 | EER |  | Rochester |  |  | 70 | 67 |  |  | Section ECC406 Energy Code Compliance | [7 empty] | Con Ed LTO Dates | LTO applies up to this date
Mini-split ASHP | Whole Building - all systems | 1 - Electrically Operated Unitary Air Conditioners and Condensing Units | Air conditioner, air cooled, >= 760,000 Btuh, All other heating | Air conditioners, air cooled | >= 760,000 Btu/h | All other | Split System and Single Package | 9.5 | EER |  | Massena |  |  | 70 | 67 |  |  | C406.2 More Efficient HVAC equipment | [7 empty] | C&I | 2025-05-31
Program List |  | 1 - Electrically Operated Unitary Air Conditioners and Condensing Units | Air conditioner, water-cooled, < 65,000 Btuh, Any heating | Air conditioners, water cooled | < 65,000 Btu/h | All | Split System and Single Package | 12.1 | EER | [8 empty] | C406.3 Reduced Lighting Power | [7 empty] | SMB | 2025-05-31 |  |  |  |  | Choose Mode
|  | 1 - Electrically Operated Unitary Air Conditioners and Condensing Units | Air conditioner, water cooled, >= 65,000 Btuh and < 135,000 Btuh, Electric resistance or no heating | Air conditioners, water cooled | >= 65,000 and <135,000 Btu/h | Electric Resistance or none | Split System and Single Package | 12.1 | EER | [8 empty] | C406.4 Enhanced Digital Lighting Controls | [6 empty] | Total Project | [6 empty] | Demo Mode (Rough Estimate) |  | QH_Max at 5F for ELIGIBLE (for Cat 2 calcs on ccASHPs) |  | 0
|  | 1 - Electrically Operated Unitary Air Conditioners and Condensing Units | Air conditioner, water cooled, >= 65,000 Btuh and < 135,000 Btuh, All other heating | Air conditioners, water cooled | >= 65,000 and < 135,000 Btu/h | All other | Split System and Single Package | 11.9 | EER | [8 empty] | C406.5 Provision of Dedicated Outdoor Air System |  |  |  | 4a - Envelope + ASHP |  | BHL (eligible equipment only) | [7 empty] | Project Application Submission |  | QH @ 32F for ELIGIBLE (for Cat 3 cacs on GSHPs) |  | 0
|  | 1 - Electrically Operated Unitary Air Conditioners and Condensing Units | Air conditioner, water cooled, >= 135,000 Btuh and < 240,000 Btuh, Electric resistance or no heating | Air conditioners, water cooled | >= 135,000 and < 240,000 Btu/h | Electric Resistance or none | Split System and Single Package | 12.5 | EER | [8 empty] | C406.6 High-efficiency Service Water Heating | [5 empty] | Total Installed Heating Capacity at Design Temperature (Btu/hr) of Eligible Equipment | 0
SMB |  | 1 - Electrically Operated Unitary Air Conditioners and Condensing Units | Air conditioner, water cooled, >= 135,000 Btuh and < 240,000 Btuh, All other heating | Air conditioners, water cooled | >= 135,000 and < 240,000 Btu/h | All other | Split System and Single Package | 12.3 | EER | [8 empty] | C406.7 Enhanced Envelope Performance |  |  | Incentives |  |  | Rate of Electrification ( really HR Siz) | 0%
Incentive % of the total install cost | #VALUE! | 1 - Electrically Operated Unitary Air Conditioners and Condensing Units | Air conditioner, water cooled, >= 240,000 Btuh and < 760,000 Btuh, Electric resistance or no heating | Air conditioners, water cooled | >= 240,000 and < 760,000 Btu/h | Electric Resistance or none | Split System and Single Package | 12.4 | EER | [8 empty] | C406.8 Reduced Air Infiltration |  |  |  | Category 3 prescriptive | 2000 | LTO End Date | 2025-05-31 | [5 empty] | Category 3 prescriptive | 2500 | 2000 | 1500 |  | 2000
|  | 1 - Electrically Operated Unitary Air Conditioners and Condensing Units | Air conditioner, water cooled, >= 240,000 Btuh and < 760,000 Btuh, All other heating | Air conditioners, water cooled | >= 240,000 and < 760,000 Btu/h | All other | Split System and Single Package | 12.2 | EER | [8 empty] | Not Applicable |  |  |  | Category 2 prescriptive incentive | 1000 | 2025 LTO adder | 0 | [5 empty] | Category 2 prescriptive incentive | 1600 | 1500 | 1200 |  | 1400
The remaining Install cost | #VALUE! | 1 - Electrically Operated Unitary Air Conditioners and Condensing Units | Air conditioner, water cooled, >= 760,000 Btuh, Electric resistance or no heating | Air conditioners, water cooled | >= 760,000 Btu/h | Electric Resistance or none | Split System and Single Package | 12.2 | EER | [11 empty] | Category | Description | Central Hudson | Con Edison Commercial/Industrial NC | Con Edison Commercial/Industrial EC | Con Edison Residential NC | Con Edison Residential EC | Con Edison Multifamily NC | Con Edison Multifamily EC | Con Edison SMB NC | Con Edison SMB EC | National Grid | NYSEG | RGE | PSEG Long Island | Orange & Rockland
|  | 7 - Water Chilling Packages | Air-cooled chiller, variable speed, < 150 tons | Air-cooled chillers | < 150 tons | N/A | Variable speed chiller | 15.8 | IPLV | [8 empty] | Energy Code Compliance Path |  |  | 2 | 2 - ccASHP & MSHPs | 70 | 0 | 70 | 0 | 0 | 0 | 0 | 0 | 0 | 80 | 70 | 70 | 0 | 70
|  | 7 - Water Chilling Packages | Air-cooled chiller, constant speed, >= 150 tons | Air-cooled chillers | >= 150 tons | N/A | Constant speed chiller | 14 | IPLV | [8 empty] | Prescriptive - Tabular Analysis |  |  | 4 | 4 - LASHP, VRFs, Non-NEEP certified ASHPs | 70 | 0 | 70 | 0 | 0 | 0 | 70 | 0 | 0 | 80 | 70 | 70 | 0 | 0
|  | 7 - Water Chilling Packages | Air-cooled chiller, variable speed, >= 150 tons | Air-cooled chillers | >= 150 tons | N/A | Variable speed chiller | 16.1 | IPLV | [8 empty] | Prescriptive - REScheck/COMcheck |  |  | 4 | 4 - GSHPs | 70 | 0 | 100 | 0 | 0 | 0 | 70 | 0 | 0 | 80 | 70 | 70 | 0 | 0
|  | 7 - Water Chilling Packages | Water cooled chiller, electric positive displacement, constant speed, < 75 tons | Water cooled chiller, electrically operated positive displacement | < 75 tons | N/A | Constant speed chiller | 20 | IPLV converted to Q_out/Q_in | 0.6 | IPLV kW/ton | [6 empty] | Total Building Performance - Energy Modeling |  |  | 4a | 4a - Envelope + ASHP | 70 | 0 | 70 | 0 | 0 | 0 | 70 | 0 | 0 | 80 | 70 | 70 | 70 | 0
|  | 7 - Water Chilling Packages | Water cooled chiller, electric positive displacement, variable speed, < 75 tons | Water cooled chiller, electrically operated positive displacement | < 75 tons | N/A | Variable speed chiller | 24 | IPLV converted to Q_out/Q_in | 0.5 | IPLV kW/ton |  | Converting SEER to EER Formula | [7 empty] | 4a1 | 4a - Envelope + ASHP | 70 | 0 | 70 | 0 | 0 | 0 | 70 | 0 | 0 | 80 | 70 | 70 | 0 | 70
|  | 7 - Water Chilling Packages | Water cooled chiller, electric positive displacement, constant speed, >= 75 tons and < 150 tons | Water cooled chiller, electrically operated positive displacement | >= 75 tons and < 150 tons | N/A | Constant speed chiller | 21.4286 | IPLV converted to Q_out/Q_in | 0.56 | IPLV kW/ton | [9 empty] | 4a2 | 4a - Envelope + GSHP | 70 | 0 | 100 | 0 | 0 | 0 | 100 | 0 | 0 | 80 | 70 | 70 | 0 | 70
|  | 7 - Water Chilling Packages | Water cooled chiller, electric positive displacement, variable speed, >= 75 tons and < 150 tons | Water cooled chiller, electrically operated positive displacement | >= 75 tons and < 150 tons | N/A | Variable speed chiller | 24.4898 | IPLV converted to Q_out/Q_in | 0.49 | IPLV kW/ton | [9 empty] | 4B | 4B MultiFamily $ Per DU | 1700 | 0 | 0 | 0 | 0 | 0 | 0 | 0 | 0 | 2000 | 1700 | 1700 | 0 | 1800
|  | 7 - Water Chilling Packages | Water cooled chiller, electric positive displacement, constant speed, >= 150 tons and < 300 tons | Water cooled chiller, electrically operated positive displacement | >= 150 tons and < 300 tons | N/A | Constant speed chiller | 22.2222 | IPLV converted to Q_out/Q_in | 0.54 | IPLV kW/ton | [9 empty] | Incentive cap at project level
|  | 7 - Water Chilling Packages | Water cooled chiller, electric positive displacement, variable speed, >= 150 tons and < 300 tons | Water cooled chiller, electrically operated positive displacement | >= 150 tons and < 300 tons | N/A | Variable speed chiller | 27.2727 | IPLV converted to Q_out/Q_in | 0.44 | IPLV kW/ton | [9 empty] | Category | Description | Central Hudson | Con Edison Commercial/Industrial NC | Con Edison Commercial/Industrial EC | Con Edison Residential NC | Con Edison Residential EC | Con Edison Multifamily NC | Con Edison Multifamily EC | Con Edison SMB NC | Con Edison SMB EC | National Grid | NYSEG | RGE | PSEG Long Island | Orange & Rockland
|  | 7 - Water Chilling Packages | Water cooled chiller, electric positive displacement, constant speed, >= 300 tons and < 600 tons | Water cooled chiller, electrically operated positive displacement | >= 300 tons and < 600 tons | N/A | Constant speed chiller | 23.0769 | IPLV converted to Q_out/Q_in | 0.52 | IPLV kW/ton | [9 empty] | All | Project Level | 50% | 50% | 50% | 50% | 50% | 50% | 50% | 50% | 50% | 50% | 50% | 50% | 0% | 50%
|  | 7 - Water Chilling Packages | Water cooled chiller, electric positive displacement, variable speed, >= 300 tons and < 600 tons | Water cooled chiller, electrically operated positive displacement | >= 300 tons and < 600 tons | N/A | Variable speed chiller | 29.2683 | IPLV converted to Q_out/Q_in | 0.41 | IPLV kW/ton | [9 empty] | All | Max Cap | 700000 | 1000000 | 1000000 | 0 | 100000 | 1000000 | 1000000 | 400000 | 400000 | 1000000 | 700000 | 700000 | 2000000 | 700000
|  | 7 - Water Chilling Packages | Water cooled chiller, electric positive displacement, constant speed, >= 600 tons | Water cooled chiller, electrically operated positive displacement | >= 600 tons | N/A | Constant speed chiller | 24 | IPLV converted to Q_out/Q_in | 0.5 | IPLV kW/ton | [9 empty] | All | Min Electrification | 0.499 | 0.499 | 0.499 | 0.899 | 0.899 | 0.899 | 0.499 | 0.899 | 0.899 | 0.499 | 0.499 | 0.499 | 0.499 | 0.499
|  | 7 - Water Chilling Packages | Water cooled chiller, electric positive displacement, variable speed, >= 600 tons | Water cooled chiller, electrically operated positive displacement | >= 600 tons | N/A | Variable speed chiller | 31.5789 | IPLV converted to Q_out/Q_in | 0.38 | IPLV kW/ton | [9 empty] | 2 | 2 - ccASHP & MSHPs | 2 | NA | 10 | NA | NA | NA | NA | NA | 2 | 2 | 2 | 2 | 2 | 2
|  | 7 - Water Chilling Packages | Water cooled chiller, electric centrifugal, constant speed, < 150 tons | Water cooled chiller, electrically operated centrifugal | < 150 tons | N/A | Constant speed chiller | 21.8182 | IPLV converted to Q_out/Q_in | 0.55 | IPLV kW/ton | [9 empty] | Category | Description | 0
|  | 7 - Water Chilling Packages | Water cooled chiller, electric centrifugal, variable speed, < 150 tons | Water cooled chiller, electrically operated centrifugal | < 150 tons | N/A | Variable speed chiller | 27.2727 | IPLV converted to Q_out/Q_in | 0.44 | IPLV kW/ton | [9 empty] | #N/A | 2 - ccASHP & MSHPs | #N/A |  | CRITERIA
|  | 7 - Water Chilling Packages | Water cooled chiller, electric centrifugal, constant speed, >= 150 tons and < 300 tons | Water cooled chiller, electrically operated centrifugal | >= 150 tons and < 300 tons | N/A | Constant speed chiller | 21.8182 | IPLV converted to Q_out/Q_in | 0.55 | IPLV kW/ton | [9 empty] | 4r1 | 4 - LASHP, VRFs, Non-NEEP certified ASHPs | #N/A |  | Multifamly | FALSE |  |  | Incentive changes as of Dec-5-2023
|  | 7 - Water Chilling Packages | Water cooled chiller, electric centrifugal, variable speed, >= 150 tons and < 300 tons | Water cooled chiller, electrically operated centrifugal | >= 150 tons and < 300 tons | N/A | Variable speed chiller | 30 | IPLV converted to Q_out/Q_in | 0.4 | IPLV kW/ton | [9 empty] | 4r2 | 4 - GSHPs | #N/A |  | Number of Dwelling Units | 0 |  |  | Incentives changed BACK on Jun-3-2024
|  | 7 - Water Chilling Packages | Water cooled chiller, electric centrifugal, constant speed, >= 300 tons and < 400 tons | Water cooled chiller, electrically operated centrifugal | >= 300 tons and < 400 tons | N/A | Constant speed chiller | 23.0769 | IPLV converted to Q_out/Q_in | 0.52 | IPLV kW/ton |  | NY State Design Temperatures | [7 empty] | 4a1 | 4a - Envelope + ASHP | #N/A |  | Load <= 300 MBtu/h | TRUE
|  | 7 - Water Chilling Packages | Water cooled chiller, electric centrifugal, variable speed, >= 300 tons and < 400 tons | Water cooled chiller, electrically operated centrifugal | >= 300 tons and < 400 tons | N/A | Variable speed chiller | 30.7692 | IPLV converted to Q_out/Q_in | 0.39 | IPLV kW/ton |  |  |  | 2021 ASHRAE |  |  | Added for ERV Enthalpy Calcs (8/23/2024) |  |  | 4a2 | 4a - Envelope + GSHP | #N/A |  | 100% Sizing | FALSE
|  | 7 - Water Chilling Packages | Water cooled chiller, electric centrifugal, constant speed, >= 400 tons and < 600 tons | Water cooled chiller, electrically operated centrifugal | >= 400 tons and < 600 tons | N/A | Constant speed chiller | 24 | IPLV converted to Q_out/Q_in | 0.5 | IPLV kW/ton |  | ASHRAE 2017 Weather Station Name | City Name | 99% heating | 1% cooling | Closest ACCA Weather Station | Closest TRM Stations |  |  | 4B | 4B MultiFamily $ Per DU | 0 |  | NO Envelope Measure | FALSE
|  | 7 - Water Chilling Packages | Water cooled chiller, electric centrifugal, variable speed, >= 400 tons and < 600 tons | Water cooled chiller, electrically operated centrifugal | >= 400 tons and < 600 tons | N/A | Variable speed chiller | 31.5789 | IPLV converted to Q_out/Q_in | 0.38 | IPLV kW/ton |  | ALBANY INTL | Albany | 4.3 | 86.3 | Albany | Albany |  |  |  | % incentive cap | #N/A |  | SPECIAL RULES
|  | 7 - Water Chilling Packages | Water cooled chiller, electric centrifugal, constant speed, >= 600 tons | Water cooled chiller, electrically operated centrifugal | >= 600 tons | N/A | Constant speed chiller | 24 | IPLV converted to Q_out/Q_in | 0.5 | IPLV kW/ton |  | GREATER BINGHAMTON AP | Binghamton | 3.9 | 82.3 | Binghamton | Binghamton |  |  |  | Incentive $ | #N/A |  | Use Category 2 Rate? | FALSE
|  | 7 - Water Chilling Packages | Water cooled chiller, electric centrifugal, variable speed, >= 600 tons | Water cooled chiller, electrically operated centrifugal | >= 600 tons | N/A | Variable speed chiller | 31.5789 | IPLV converted to Q_out/Q_in | 0.38 | IPLV kW/ton |  | BUFFALO NIAGARA INTL | Buffalo | 6.8 | 83.9 | Buffalo | Buffalo |  |  |  | Min Electrification | #N/A |  | Use Category 3 Rate? | FALSE
|  | 7 - Water Chilling Packages | Air-cooled absorption chiller, single-effect | Air-cooled absorption chiller, single-effect | All sizes | N/A | N/A | 2.0472 | FL EER | 0.6 | FL COP |  | REPUBLIC AP | Central Long Island | 16.5 | 86.4 | Islip | NYC | [6 empty] | Use Category 4B Rate? | FALSE
|  | 7 - Water Chilling Packages | Water-cooled absorption chiller, single effect | Water-cooled absorption chiller, single effect | All sizes | N/A | N/A | 2.3884 | FL EER | 0.7 | FL COP |  | ELMIRA CORNING REGIONAL | Elmira | 4.1 | 86.5 | Syracuse | Syracuse
|  | 7 - Water Chilling Packages | Absorption chiller, double-effect, indirect fired | Absorption chiller, double-effect, indirect fired | All sizes | N/A | N/A | 3.5826 | IPLV | 1.05 | IPLV COP |  | WHEELER-SACK AAF | Fort Drum | -4.9 | 83.8 | Syracuse | Syracuse | [7 empty] | Utilities served by the tool
|  | 7 - Water Chilling Packages | Absorption chiller, double-effect, direct fired | Absorption chiller, double-effect, direct fired | All sizes | N/A | N/A | 3.5826 | IPLV | 1.05 | IPLV COP |  | FLOYD BENNETT MEMORIAL | Glens Falls | -2.1 | 84.6 | Albany | Albany | [7 empty] | Central Hudson | Con Edison | National Grid | NYSEG | RGE | PSEG Long Island | Orange & Rockland
[13 empty] | LONG ISLAND MACARTHUR AP | Islip | 15.7 | 85.9 | Islip | NYC
[13 empty] | CHAUTAUQUA COUNTY AP | Jamestown | 4.5 | 81.1 | Buffalo | Buffalo
|  | Heating Equipment | [10 empty] | MASSENA INTL | Massena | -7.6 | 84.6 | Massena | Massena
|  | Table | Unique ID | Equipment Type | Size Category | Heating Section Type | Subcategory or Rating Condition | Minimum Efficiency | Minimum Efficiency Units | Heating Type |  |  | SULLIVAN COUNTY INTL | Monticello | 4.7 | 83.5 | Poughkeepsie | Poughkeepsie
|  | 4 - Warm-Air Furnaces | Warm-air furnaces, gas fired, < 225,000 Btu/h | Warm-air furnaces, gas fired | < 225,000 Btu/h | N/A | N/A | 80% | Thermal Efficiency | Gas |  |  | NEW YORK CENTRAL PARK | New York City - Central Park | 17.3 | 87.9 | NYC Central Park | NYC
|  | 4 - Warm-Air Furnaces | Warm-air furnaces, gas fired, >= 225,000 Btu/h | Warm-air furnaces, gas fired | >= 225,000 Btu/h | N/A | N/A | 80% | Thermal Efficiency | Gas |  |  | JOHN F KENNEDY INTL | New York City - JFK | 17.5 | 86.7 | NYC JFK | NYC
|  | 4 - Warm-Air Furnaces | Warm-air furnaces, oil fired, < 225,000 Btu/h | Warm-air furnaces, oil fired | < 225,000 Btu/h | N/A | N/A | 80% | Thermal Efficiency | Oil |  |  | LAGUARDIA AP | New York City - Laguardia | 17.9 | 89.8 | NYC Laguardia | NYC
|  | 4 - Warm-Air Furnaces | Warm-air furnaces, oil fired, >= 225,000 Btu/h | Warm-air furnaces, oil fired | >= 225,000 Btu/h | N/A | N/A | 81% | Thermal Efficiency | Oil |  |  | NIAGARA FALLS INTL | Niagara Falls | 6.5 | 85.4 | Buffalo | Buffalo
|  | 4 - Warm-Air Furnaces | Warm-air duct furnaces, gas fired, All sizes | Warm-air duct furnaces, gas fired | All sizes | N/A | N/A | 80% | Combustion Efficiency | Gas |  |  | DUTCHESS COUNTY AP | Poughkeepsie | 8.04 | 88.4 | Poughkeepsie | Poughkeepsie
|  | 4 - Warm-Air Furnaces | Warm-air unit heaters, gas fired, All sizes | Warm-air unit heaters, gas fired | All sizes | N/A | N/A | 80% | Combustion Efficiency | Gas |  |  | GREATER ROCHESTER INTL | Rochester | 6.6 | 86 | Rochester | Buffalo
|  | 4 - Warm-Air Furnaces | Warm-air unit heaters, oil fired, All sizes | Warm-air unit heaters, oil fired | All sizes | N/A | N/A | 80% | Combustion Efficiency | Oil |  |  | ADIRONDACK REGIONAL | Saranac Lake | -12.6 | 81 | Albany | Albany
|  | 5 - Gas - and Oil-Fired Boilers | Gas-fired hot water boiler, < 300,000 Btu/h input | Boilers, hot water | < 300,000 Btu/h | N/A | Gas-Fired | 82% | AFUE | Gas |  |  | SYRACUSE HANCOCK INTL | Syracuse | 4.1 | 86.4 | Syracuse | Syracuse
|  | 5 - Gas - and Oil-Fired Boilers | Gas-fired hot water boiler, >= 300,000 Btu/h and <= 2,500,000 input | Boilers, hot water | >= 300,000 Btu/h and <= 2,500,000 Btu/h | N/A | Gas-Fired | 80% | Thermal Efficiency | Gas |  |  | ONEIDA COUNTY AP | Utica | 0.8 | 84.4 | Syracuse | Syracuse
|  | 5 - Gas - and Oil-Fired Boilers | Gas-fired hot water boiler, > 2,500,000 Btu/h input | Boilers, hot water | > 2,500,000 Btu/h | N/A | Gas-Fired | 82% | Combustion Efficiency | Gas |  |  | WATERTOWN INTL | Watertown | -5.4 | 83.3 | Syracuse | Syracuse
|  | 5 - Gas - and Oil-Fired Boilers | Oil-fired hot water boiler, < 300,000 Btu/h input | Boilers, hot water | < 300,000 Btu/h | N/A | Oil-fired | 84% | AFUE | Oil |  |  | FRANCIS S GABRESKI AP | Westhampton | 11.9 | 84.2 | Islip | NYC
|  | 5 - Gas - and Oil-Fired Boilers | Oil-fired hot water boiler, >= 300,000 Btu/h and <= 2,500,000 input | Boilers, hot water | >= 300,000 Btu/h and <= 2,500,000 Btu/h | N/A | Oil-fired | 82% | Thermal Efficiency | Oil |  |  | WESTCHESTER COUNTY AP | White Plains | 12.9 | 86.4 | White Plains WCA | NYC
|  | 5 - Gas - and Oil-Fired Boilers | Oil-fired hot water boiler, > 2,500,000 Btu/h input | Boilers, hot water | > 2,500,000 Btu/h | N/A | Oil-fired | 84% | Combustion Efficiency | Oil
|  | 5 - Gas - and Oil-Fired Boilers | Gas-fired steam boiler, < 300,000 Btu/h input | Boilers, steam | < 300,000 Btu/h | N/A | Gas-Fired | 80% | AFUE | Gas
|  | 5 - Gas - and Oil-Fired Boilers | Gas-fired steam boiler, all types except natural draft, >= 300,000 Btu/h and <= 2,500,000 input | Boilers, steam | >= 300,000 Btu/h and <= 2,500,000 Btu/h | N/A | Gas-Fired, all except natural draft | 79% | Thermal Efficiency | Gas
|  | 5 - Gas - and Oil-Fired Boilers | Gas-fired steam boiler, all types except natural draft, > 2,500,000 input | Boilers, steam | > 2,500,000 Btu/h | N/A | Gas-Fired, all except natural draft | 79% | Thermal Efficiency | Gas
|  | 5 - Gas - and Oil-Fired Boilers | Gas-fired steam boiler, natural draft, >= 300,000 Btu/h and <= 2,500,000 input | Boilers, steam | >= 300,000 Btu/h and <= 2,500,000 Btu/h | N/A | Gas-Fired, natural draft | 77% | Thermal Efficiency | Gas
|  | 5 - Gas - and Oil-Fired Boilers | Gas-fired steam boiler, natural draft, > 2,500,000 input | Boilers, steam | > 2,500,000 Btu/h | N/A | Gas-Fired, natural draft | 77% | Thermal Efficiency | Gas
|  | 5 - Gas - and Oil-Fired Boilers | Oil-fired steam boiler, < 300,000 Btu/h input | Boilers, steam | < 300,000 Btu/h | N/A | Oil-fired | 82% | AFUE | Oil | these were incorrectly shown as gas
|  | 5 - Gas - and Oil-Fired Boilers | Oil-fired steam boiler, >= 300,000 Btu/h and <= 2,500,000 input | Boilers, steam | >= 300,000 Btu/h and <= 2,500,000 Btu/h | N/A | Oil-fired | 81% | Thermal Efficiency | Oil
|  | 5 - Gas - and Oil-Fired Boilers | Oil-fired steam boiler, > 2,500,000 Btu/h input | Boilers, steam | > 2,500,000 Btu/h | N/A | Oil-fired | 81% | Thermal Efficiency | Oil
|  | 5 - Gas - and Oil-Fired Boilers | (RES) Gas-fired hot water boiler, < 300,000 Btu/h input | Boilers, hot water | < 300,000 Btu/h | N/A | Gas-Fired | 84% | AFUE | Gas
|  | 5 - Gas - and Oil-Fired Boilers | (RES) Oil-fired hot water boiler, < 300,000 Btu/h input | Boilers, hot water | < 300,000 Btu/h | N/A | Oil-fired | 86% | AFUE | Oil
|  | 5 - Gas - and Oil-Fired Boilers | (RES) Gas-fired steam boiler, < 300,000 Btu/h input | Boilers, steam | < 300,000 Btu/h | N/A | Gas-Fired | 82% | AFUE | Gas
|  | 5 - Gas - and Oil-Fired Boilers | (RES) Oil-fired steam boiler, < 300,000 Btu/h input | Boilers, steam | < 300,000 Btu/h | N/A | Oil-fired | 85% | AFUE | Oil
|  | N/A | District Steam | District Steam | All | N/A | Steam | 100% | COP | District Steam
|  | N/A | Electric Resistance Heating | Electric Resistance Heating | All | N/A | Electric | 100% | COP | Electric
Appendix L of NYSTRM v8
Pumping Efficiencies
|  | Motor Horse Power | 6 Pole - Enclosed
|  | 0.25 | 67.5
|  | 0.33 | 71.4
|  | 0.5 | 75.3
|  | 0.75 | 81.7
|  | 1 | 82.5
|  | 1.5 | 87.5
|  | 2 | 88.5
|  | 3 | 89.5
|  | 5 | 89.5
|  | 7.5 | 91
|  | 10 | 91
|  | 15 | 91.7
|  | 20 | 91.7
|  | 25 | 93
|  | 30 | 93
|  | 40 | 94.1
|  | 50 | 94.1
|  | 60 | 94.5
|  | 75 | 94.5
|  | 100 | 95
|  | 125 | 95
|  | 150 | 95.4
|  | 200 | 95.4
|  | 250 | 95.8
|  | 300 | 95.8
|  | 350 | 95.8
Note on U3: [Threaded comment] Your version of Excel allows you to read this threaded comment; however, any edits to it will get removed if the file is opened in a newer version of Excel. Learn more: https://go.microsoft.com/fwlink/?linkid=870924 Comment: Updated
Note on V3: [Threaded comment] Your version of Excel allows you to read this threaded comment; however, any edits to it will get removed if the file is opened in a newer version of Excel. Learn more: https://go.microsoft.com/fwlink/?linkid=870924 Comment: Updated
Note on AE1: [Threaded comment] Your version of Excel allows you to read this threaded comment; however, any edits to it will get removed if the file is opened in a newer version of Excel. Learn more: https://go.microsoft.com/fwlink/?linkid=870924 Comment: HP hvac category not incentive level rate
Note on AL24: hughh: these equation has zero instead of 70 at the end

## BHL Adjustment per Billing (hidden)
[8 empty] | Rough Estimate based on the Historical Data | [11 empty] | DIAGNOSTIC BLOCK
[5 empty] | Load Difference |  |  |  |  | Baseline | Baseline | Proposed | Net Savings | [6 empty] | COOLING
|  | Baseline | Tier % reduction | Proposed | BTU | Savings in MMBtu | BHL or BCL % reduction | Per ConEd histoical models | Steam Consumption kBTU/CF | Total *steam Consumption kBTU | Total Consumption kBTU | Total Consumption kBTU | kBTU |  | Per ConEd historical models | Peak kBTU/h per MCF | 1.0 Ratio Applied "ESTIMATED Ratio" BTU/h per CF |  |  | Baseline BCL | 0 | Btu/h Tdes= | 0 | F Baseline AC Capacity @ 110% sizing = |  | 0 | Btu/h
| BCL Building Cooling Load (Btu/hr) [Eligible Loads Only] | 0 | 0% | #N/A | #N/A | 0 | #N/A | Cooling | 0 | 0 | #VALUE! | Please Select Tier | 0 |  | Cooling | 0 | 0 |  |  | Proposed BCL | 0 |  | Cooling Sizing Ratio: |  | Proposed AC Capacity @ 110% sizing =
| BHL Building Heating Load (Btu/hr) [Eligible Loads Only] | 0 | 0% | #N/A | #N/A | 0 | #N/A | Heating | 0 | 0 | #VALUE! | Please Select Tier | 0 |  | Heating | 0 | 0 |  |  | Unmet Cooling Load | #N/A | MMBtu | Cooling Sizing Ratio: | #DIV/0! | Ratio based on AHRI, if different from cell above, Applicant entered HP capacity at design temp
|  |  |  | total | #N/A | 0 | #N/A | [5 empty] | 0 | [7 empty] | Delivered Cooling Load (MMBtu) | Energy Use (kWh) | Rated EER @ 95F (Btu/Wh) | Actual Seasonal Efficiency (Btu/Wh) | Actual Peak Efficiency @ 95F (Btu/Wh) | Cooling Peak Demand from 95F Bin (kW) | Cooling Peak Demand from Rated EER (kW)
[20 empty] | Basecase | #N/A | #VALUE! | EXISTING EQP EFF MIssing (InputsC72) | #N/A | 0 | #DIV/0! | #VALUE!
| Electric Savings | [18 empty] | Proposed | #N/A | #VALUE! | EXISTING EQP EFF MIssing (InputsC72) | #N/A | 0 | #VALUE! | #VALUE!
[20 empty] | Savings |  | #VALUE! | #VALUE! | #N/A | 0 | #DIV/0! | #VALUE!
| Net Electric Savings in MMBTU | Therms savings () | Cooling Savings (kWh)
| 0 | 0 | #VALUE! | [18 empty] | Safety Factor = 0.9 |  | from Results (H5)
All Savings
|  |  | Savings in MMBtu | Savings in native units |  | % change
| kWh savings |  | 0 | 0 | kWh savings | #DIV/0! | Baseline Electric use kWh | #VALUE! | [12 empty] | HEATING
| therm savings |  | 0 | 0 | therm savings | #DIV/0! | Baseline Gas use MMBTU | #N/A | [12 empty] | Baseline BHL | 0 | Btu/h Tdes= | 0 | F
[9 empty] | Net Savings as % of annual Energy Use | Heating Savings as % of annual Heating consumption | Cooling Savings as % of annual Cooling consumption | [9 empty] | Proposed BHL | 0
| Energy Consumption | MMBTU per Billing Data | Baseline MMBTU | Proposed MMBTU | Delta MMBTU | Heating Fossil Fuel Avoidance Savings (MMbtu) | Estimated kWh Savings | [16 empty] | Heating Sizing Ratio |  | Bldg Sizing Tab
| Cooling | 0 | 0 | 0 | 0 | 0 | #VALUE! | [13 empty] | Unmet Heating | #N/A | MMBtu | Heating Sizing Ratio | #DIV/0! | Ratio based on AHRI, if different from cell above, Applicant entered HP capacity at design temp
| Heating | 0 | 0 | 0 | 0 | #N/A | 0 |  | #N/A | #N/A | #DIV/0! | [10 empty] | Delivered Heating Load (MMBtu) | Heating Energy Use (kWh) | Heating Fuel Use (MMBtu) | Actual Seasonal Heating Efficiency (-) | Actual Peak Heating Efficiency @ 5F (-) | Heating Peak Demand @ 5F (kW)
| Total | 0 | 0 | 0 | 0 | #N/A | #VALUE! | [13 empty] | Basecase | #N/A |  | #N/A | #N/A | #VALUE!
| Total kBTU/sf |  | #DIV/0! | #DIV/0! | #DIV/0! | #N/A | #VALUE! | [13 empty] | Proposed | #N/A |  | #N/A | #N/A | #VALUE!
[21 empty] | Savings |  | 0 | #N/A |  | #VALUE! | 0
| Energy Consumption | MMBTU per Billing Data |  |  | Estimated savings after incorporating the billing data | [16 empty] | Safety Factor = 0.9 |  | #VALUE! | from Results (G5)
| Cooling | 0 |  |  | #DIV/0! |  | 2231.9071 | #DIV/0!
| Heating | 0 |  |  | #N/A |  | 16185.102 | #N/A | [14 empty] | Electric (kWh) | Fuel (MMBtu) | Total Site Energy (MMBtu)
| Total | 0 |  |  | #N/A | #N/A | 18417.0092 | #N/A | #DIV/0! | [11 empty] | All Savings |  | #VALUE! | #N/A | #VALUE!
| Total kBTU/sf | 0
| Billing data vs. Estimated use per BIN calculator | % | [18 empty] | Safety Factor = 0.9 | #VALUE! | #VALUE! | #VALUE! | from Results
| Cooling | #DIV/0! | [19 empty] | #VALUE! | 0 | 0 | from this sheet (AV49:AV50)
| Heating | #DIV/0!
[23 empty] | #N/A |  | sum column Y
[24 empty] | #VALUE! | sum of AS
[5 empty] | BEFLHC | #N/A
[5 empty] | BEFLHH | #N/A | [8 empty] | Efficiencies
[16 empty] | #N/A |  | COP
[15 empty] | Cooling Equipment | EXISTING EQP EFF MIssing (InputsC72) | EER
[16 empty] | 0 | SEER
[15 empty] | Heating Equipment | EXISTING EQP EFF MIssing (InputsC72) | COP | EXISTING EQP EFF MIssing (InputsC72)
OCCUPIED MODE
| Location Selected: | [5 empty] | Baseline | Proposed |  |  |  | Heating Calculation |  |  |  |  | Cooling Calculation | [16 empty] | Net Savings
|  |  |  | Row Reference for Bin data lookup | Outdoor Air Temperature Mid-pts | Occupied Hours @ Temp Bin | Mode | Mode | Baseline Building Load (Btuh) | Proposed Building Load (Btuh) |  | Baseline Delivered Heating Capacity (Btuh) | Proposed Delivered Heating Capacity (Btuh) | Baseline Heating Consumption (btu) | Proposed Heating Consumption (btu) | Net Heat Savings (btu) | Baseline Cooling Capacity Adjustment Factor | Proposed Cooling Capacity Adjustment Factor | Baseline Cooling Capacity (Btuh) | Proposed Cooling Capacity (Btuh) | Delivered Cooling Capacity BASELINE (Btuh) | Delivered Cooling Capacity > BCL | Delivered Cooling Capacity Proposed (Btuh) | Baseline Cooling EIR Temperature Adjustment Factor (EIR = 1/Efficiency) | Proposed Cooling EIR Temperature Adjustment Factor (EIR = 1/Efficiency) | Baseline Part Load Factor (1/PLF, Proposed Cd ) | Proposed Part Load Factor (1/PLF, Proposed Cd ) | Baseline Actual Cooling EER | Proposed Actual Heat Pump Cooling EER | Baseline Cooling Consumption (btu) | Proposed Cooling Consumption (btu) | Cool Savings (btu) | Cool Savings (kWh) | ▲kWh Total | ▲MMbtu Total
| Lookup Reference |  |  | 2 | 101 | #N/A | Heating | #VALUE! | #VALUE! | #VALUE! |  | #VALUE! | #VALUE! | #N/A | #N/A | #N/A | 0 | #VALUE! | 0 | #VALUE! | #VALUE! | #VALUE! | #VALUE! | 0 | #VALUE! | #VALUE! | #VALUE! | 0 | 0 | #VALUE! | #VALUE! | #VALUE! | #VALUE! | #VALUE! | #VALUE!
| Occupied |  |  | 3 | 99 | #N/A | Heating | #VALUE! | #VALUE! | #VALUE! |  | #VALUE! | #VALUE! | #N/A | #N/A | #N/A | 0 | #VALUE! | 0 | #VALUE! | #VALUE! | #VALUE! | #VALUE! | 0 | #VALUE! | #VALUE! | #VALUE! | 0 | 0 | #VALUE! | #VALUE! | #VALUE! | #VALUE! | #VALUE! | #VALUE!
| Unoccupied |  |  | 4 | 97 | #N/A | Heating | #VALUE! | #VALUE! | #VALUE! |  | #VALUE! | #VALUE! | #N/A | #N/A | #N/A | 0 | #VALUE! | 0 | #VALUE! | #VALUE! | #VALUE! | #VALUE! | 0 | #VALUE! | #VALUE! | #VALUE! | 0 | 0 | #VALUE! | #VALUE! | #VALUE! | #VALUE! | #VALUE! | #VALUE!
| Building type: |  |  | 5 | 95 | #N/A | Heating | #VALUE! | #VALUE! | #VALUE! |  | #VALUE! | #VALUE! | #N/A | #N/A | #N/A | 0 | #VALUE! | 0 | #VALUE! | #VALUE! | #VALUE! | #VALUE! | 0 | #VALUE! | #VALUE! | #VALUE! | 0 | 0 | #VALUE! | #VALUE! | #VALUE! | #VALUE! | #VALUE! | #VALUE!
| Baseline Degradation Constant | 0.2 |  | 6 | 93 | #N/A | Heating | #VALUE! | #VALUE! | #VALUE! |  | #VALUE! | #VALUE! | #N/A | #N/A | #N/A | 0 | #VALUE! | 0 | #VALUE! | #VALUE! | #VALUE! | #VALUE! | 0 | #VALUE! | #VALUE! | #VALUE! | 0 | 0 | #VALUE! | #VALUE! | #VALUE! | #VALUE! | #VALUE! | #VALUE!
| Proposed Degradation Constant (same system as Baseline) | 0.2 |  | 7 | 91 | #N/A | Heating | #VALUE! | #VALUE! | #VALUE! |  | #VALUE! | #VALUE! | #N/A | #N/A | #N/A | 0 | #VALUE! | 0 | #VALUE! | #VALUE! | #VALUE! | #VALUE! | 0 | #VALUE! | #VALUE! | #VALUE! | 0 | 0 | #VALUE! | #VALUE! | #VALUE! | #VALUE! | #VALUE! | #VALUE!
| BHL Factor | 1 |  | 8 | 89 | #N/A | Heating | #VALUE! | #VALUE! | #VALUE! |  | #VALUE! | #VALUE! | #N/A | #N/A | #N/A | 0 | #VALUE! | 0 | #VALUE! | #VALUE! | #VALUE! | #VALUE! | 0 | #VALUE! | #VALUE! | #VALUE! | 0 | 0 | #VALUE! | #VALUE! | #VALUE! | #VALUE! | #VALUE! | #VALUE!
| Utilization Ratio | 1 |  | 9 | 87 | #N/A | Heating | #VALUE! | #VALUE! | #VALUE! |  | #VALUE! | #VALUE! | #N/A | #N/A | #N/A | 0 | #VALUE! | 0 | #VALUE! | #VALUE! | #VALUE! | #VALUE! | 0 | #VALUE! | #VALUE! | #VALUE! | 0 | 0 | #VALUE! | #VALUE! | #VALUE! | #VALUE! | #VALUE! | #VALUE!
| Back-up Sizing of Design Load | 0.5 |  | 10 | 85 | #N/A | Heating | #VALUE! | #VALUE! | #VALUE! |  | #VALUE! | #VALUE! | #N/A | #N/A | #N/A | 0 | #VALUE! | 0 | #VALUE! | #VALUE! | #VALUE! | #VALUE! | 0 | #VALUE! | #VALUE! | #VALUE! | 0 | 0 | #VALUE! | #VALUE! | #VALUE! | #VALUE! | #VALUE! | #VALUE!
| Controls Factor | 0 |  | 11 | 83 | #N/A | Heating | #VALUE! | #VALUE! | #VALUE! |  | #VALUE! | #VALUE! | #N/A | #N/A | #N/A | 0 | #VALUE! | 0 | #VALUE! | #VALUE! | #VALUE! | #VALUE! | 0 | #VALUE! | #VALUE! | #VALUE! | 0 | 0 | #VALUE! | #VALUE! | #VALUE! | #VALUE! | #VALUE! | #VALUE!
| Coincidence Factor (Peak Demand) | 0.8 |  | 12 | 81 | #N/A | Heating | #VALUE! | #VALUE! | #VALUE! |  | #VALUE! | #VALUE! | #N/A | #N/A | #N/A | 0 | #VALUE! | 0 | #VALUE! | #VALUE! | #VALUE! | #VALUE! | 0 | #VALUE! | #VALUE! | #VALUE! | 0 | 0 | #VALUE! | #VALUE! | #VALUE! | #VALUE! | #VALUE! | #VALUE!
|  |  |  | 13 | 79 | #N/A | Heating | #VALUE! | #VALUE! | #VALUE! |  | #VALUE! | #VALUE! | #N/A | #N/A | #N/A | 0 | #VALUE! | 0 | #VALUE! | #VALUE! | #VALUE! | #VALUE! | 0 | #VALUE! | #VALUE! | #VALUE! | 0 | 0 | #VALUE! | #VALUE! | #VALUE! | #VALUE! | #VALUE! | #VALUE!
|  |  |  | 14 | 77 | #N/A | Heating | #VALUE! | #VALUE! | #VALUE! |  | #VALUE! | #VALUE! | #N/A | #N/A | #N/A | 0 | #VALUE! | 0 | #VALUE! | #VALUE! | #VALUE! | #VALUE! | 0 | #VALUE! | #VALUE! | #VALUE! | 0 | 0 | #VALUE! | #VALUE! | #VALUE! | #VALUE! | #VALUE! | #VALUE!
|  |  |  | 15 | 75 | #N/A | Heating | #VALUE! | #VALUE! | #VALUE! |  | #VALUE! | #VALUE! | #N/A | #N/A | #N/A | 0 | #VALUE! | 0 | #VALUE! | #VALUE! | #VALUE! | #VALUE! | 0 | #VALUE! | #VALUE! | #VALUE! | 0 | 0 | #VALUE! | #VALUE! | #VALUE! | #VALUE! | #VALUE! | #VALUE!
| Existing HVAC system Cooling Efficiency (EER) | EER | COP | 16 | 73 | #N/A | Heating | #VALUE! | #VALUE! | #VALUE! |  | #VALUE! | #VALUE! | #N/A | #N/A | #N/A | 0 | #VALUE! | 0 | #VALUE! | #VALUE! | #VALUE! | #VALUE! | 0 | #VALUE! | #VALUE! | #VALUE! | 0 | 0 | #VALUE! | #VALUE! | #VALUE! | #VALUE! | #VALUE! | #VALUE!
0 |  | 0 | 0 | 17 | 71 | #N/A | Heating | #VALUE! | #VALUE! | #VALUE! |  | #VALUE! | #VALUE! | #N/A | #N/A | #N/A | 0 | #VALUE! | 0 | #VALUE! | #VALUE! | #VALUE! | #VALUE! | 0 | #VALUE! | #VALUE! | #VALUE! | 0 | 0 | #VALUE! | #VALUE! | #VALUE! | #VALUE! | #VALUE! | #VALUE!
0 |  | 12 | 3.517 | 18 | 69 | #N/A | Heating | #VALUE! | #VALUE! | #VALUE! |  | #VALUE! | #VALUE! | #N/A | #N/A | #N/A | 0 | #VALUE! | 0 | #VALUE! | #VALUE! | #VALUE! | #VALUE! | 0 | #VALUE! | #VALUE! | #VALUE! | 0 | 0 | #VALUE! | #VALUE! | #VALUE! | #VALUE! | #VALUE! | #VALUE!
0 |  | 9 | 2.6377 | 19 | 67 | #N/A | Heating | #VALUE! | #VALUE! | #VALUE! |  | #VALUE! | #VALUE! | #N/A | #N/A | #N/A | 0 | #VALUE! | 0 | #VALUE! | #VALUE! | #VALUE! | #VALUE! | 0 | #VALUE! | #VALUE! | #VALUE! | 0 | 0 | #VALUE! | #VALUE! | #VALUE! | #VALUE! | #VALUE! | #VALUE!
0 |  | 8 | 2.3447 | 20 | 65 | #N/A | Heating | #VALUE! | #VALUE! | #VALUE! |  | #VALUE! | #VALUE! | #N/A | #N/A | #N/A | 0 | #VALUE! | 0 | #VALUE! | #VALUE! | #VALUE! | #VALUE! | 0 | #VALUE! | #VALUE! | #VALUE! | 0 | 0 | #VALUE! | #VALUE! | #VALUE! | #VALUE! | #VALUE! | #VALUE!
1 | Existing Equipment | Missing | 0 | 21 | 63 | #N/A | Heating | #VALUE! | #VALUE! | #VALUE! |  | #VALUE! | #VALUE! | #N/A | #N/A | #N/A | 0 | #VALUE! | 0 | #VALUE! | #VALUE! | #VALUE! | #VALUE! | 0 | #VALUE! | #VALUE! | #VALUE! | 0 | 0 | #VALUE! | #VALUE! | #VALUE! | #VALUE! | #VALUE! | #VALUE!
|  |  |  | 22 | 61 | #N/A | Heating | #VALUE! | #VALUE! | #VALUE! |  | #VALUE! | #VALUE! | #N/A | #N/A | #N/A | 0 | #VALUE! | 0 | #VALUE! | #VALUE! | #VALUE! | #VALUE! | 0 | #VALUE! | #VALUE! | #VALUE! | 0 | 0 | #VALUE! | #VALUE! | #VALUE! | #VALUE! | #VALUE! | #VALUE!
|  |  |  | 23 | 59 | #N/A | Heating | #VALUE! | #VALUE! | #VALUE! |  | #VALUE! | #VALUE! | #N/A | #N/A | #N/A | 0 | #VALUE! | 0 | #VALUE! | #VALUE! | #VALUE! | #VALUE! | 0 | #VALUE! | #VALUE! | #VALUE! | 0 | 0 | #VALUE! | #VALUE! | #VALUE! | #VALUE! | #VALUE! | #VALUE!
|  |  |  | 24 | 57 | #N/A | Heating | #VALUE! | #VALUE! | #VALUE! |  | #VALUE! | #VALUE! | #N/A | #N/A | #N/A | 0 | #VALUE! | 0 | #VALUE! | #VALUE! | #VALUE! | #VALUE! | 0 | #VALUE! | #VALUE! | #VALUE! | 0 | 0 | #VALUE! | #VALUE! | #VALUE! | #VALUE! | #VALUE! | #VALUE!
| Existing HVAC system Heating Efficiency (COP) | Eff |  | 25 | 55 | #N/A | Heating | #VALUE! | #VALUE! | #VALUE! |  | #VALUE! | #VALUE! | #N/A | #N/A | #N/A | 0 | #VALUE! | 0 | #VALUE! | #VALUE! | #VALUE! | #VALUE! | 0 | #VALUE! | #VALUE! | #VALUE! | 0 | 0 | #VALUE! | #VALUE! | #VALUE! | #VALUE! | #VALUE! | #VALUE!
0 |  | 0% |  | 26 | 53 | #N/A | Heating | #VALUE! | #VALUE! | #VALUE! |  | #VALUE! | #VALUE! | #N/A | #N/A | #N/A | 0 | #VALUE! | 0 | #VALUE! | #VALUE! | #VALUE! | #VALUE! | 0 | #VALUE! | #VALUE! | #VALUE! | 0 | 0 | #VALUE! | #VALUE! | #VALUE! | #VALUE! | #VALUE! | #VALUE!
0 |  | 0% |  | 27 | 51 | #N/A | Heating | #VALUE! | #VALUE! | #VALUE! |  | #VALUE! | #VALUE! | #N/A | #N/A | #N/A | 0 | #VALUE! | 0 | #VALUE! | #VALUE! | #VALUE! | #VALUE! | 0 | #VALUE! | #VALUE! | #VALUE! | 0 | 0 | #VALUE! | #VALUE! | #VALUE! | #VALUE! | #VALUE! | #VALUE!
0 |  | 0% |  | 28 | 49 | #N/A | Heating | #VALUE! | #VALUE! | #VALUE! |  | #VALUE! | #VALUE! | #N/A | #N/A | #N/A | 0 | #VALUE! | 0 | #VALUE! | #VALUE! | #VALUE! | #VALUE! | 0 | #VALUE! | #VALUE! | #VALUE! | 0 | 0 | #VALUE! | #VALUE! | #VALUE! | #VALUE! | #VALUE! | #VALUE!
0 |  | 0% |  | 29 | 47 | #N/A | Heating | #VALUE! | #VALUE! | #VALUE! |  | #VALUE! | #VALUE! | #N/A | #N/A | #N/A | 0 | #VALUE! | 0 | #VALUE! | #VALUE! | #VALUE! | #VALUE! | 0 | #VALUE! | #VALUE! | #VALUE! | 0 | 0 | #VALUE! | #VALUE! | #VALUE! | #VALUE! | #VALUE! | #VALUE!
0 |  | 0% |  | 30 | 45 | #N/A | Heating | #VALUE! | #VALUE! | #VALUE! |  | #VALUE! | #VALUE! | #N/A | #N/A | #N/A | 0 | #VALUE! | 0 | #VALUE! | #VALUE! | #VALUE! | #VALUE! | 0 | #VALUE! | #VALUE! | #VALUE! | 0 | 0 | #VALUE! | #VALUE! | #VALUE! | #VALUE! | #VALUE! | #VALUE!
0 |  | 0% |  | 31 | 43 | #N/A | Heating | #VALUE! | #VALUE! | #VALUE! |  | #VALUE! | #VALUE! | #N/A | #N/A | #N/A | 0 | #VALUE! | 0 | #VALUE! | #VALUE! | #VALUE! | #VALUE! | 0 | #VALUE! | #VALUE! | #VALUE! | 0 | 0 | #VALUE! | #VALUE! | #VALUE! | #VALUE! | #VALUE! | #VALUE!
1 | Existing Equipment | Missing |  | 32 | 41 | #N/A | Heating | #VALUE! | #VALUE! | #VALUE! |  | #VALUE! | #VALUE! | #N/A | #N/A | #N/A | 0 | #VALUE! | 0 | #VALUE! | #VALUE! | #VALUE! | #VALUE! | 0 | #VALUE! | #VALUE! | #VALUE! | 0 | 0 | #VALUE! | #VALUE! | #VALUE! | #VALUE! | #VALUE! | #VALUE!
|  |  |  | 33 | 39 | #N/A | Heating | #VALUE! | #VALUE! | #VALUE! |  | #VALUE! | #VALUE! | #N/A | #N/A | #N/A | 0 | #VALUE! | 0 | #VALUE! | #VALUE! | #VALUE! | #VALUE! | 0 | #VALUE! | #VALUE! | #VALUE! | 0 | 0 | #VALUE! | #VALUE! | #VALUE! | #VALUE! | #VALUE! | #VALUE!
|  |  |  | 34 | 37 | #N/A | Heating | #VALUE! | #VALUE! | #VALUE! |  | #VALUE! | #VALUE! | #N/A | #N/A | #N/A | 0 | #VALUE! | 0 | #VALUE! | #VALUE! | #VALUE! | #VALUE! | 0 | #VALUE! | #VALUE! | #VALUE! | 0 | 0 | #VALUE! | #VALUE! | #VALUE! | #VALUE! | #VALUE! | #VALUE!
|  |  |  | 35 | 35 | #N/A | Heating | #VALUE! | #VALUE! | #VALUE! |  | #VALUE! | #VALUE! | #N/A | #N/A | #N/A | 0 | #VALUE! | 0 | #VALUE! | #VALUE! | #VALUE! | #VALUE! | 0 | #VALUE! | #VALUE! | #VALUE! | 0 | 0 | #VALUE! | #VALUE! | #VALUE! | #VALUE! | #VALUE! | #VALUE!
|  |  |  | 36 | 33 | #N/A | Heating | #VALUE! | #VALUE! | #VALUE! |  | #VALUE! | #VALUE! | #N/A | #N/A | #N/A | 0 | #VALUE! | 0 | #VALUE! | #VALUE! | #VALUE! | #VALUE! | 0 | #VALUE! | #VALUE! | #VALUE! | 0 | 0 | #VALUE! | #VALUE! | #VALUE! | #VALUE! | #VALUE! | #VALUE!
|  |  |  | 37 | 31 | #N/A | Heating | #VALUE! | #VALUE! | #VALUE! |  | #VALUE! | #VALUE! | #N/A | #N/A | #N/A | 0 | #VALUE! | 0 | #VALUE! | #VALUE! | #VALUE! | #VALUE! | 0 | #VALUE! | #VALUE! | #VALUE! | 0 | 0 | #VALUE! | #VALUE! | #VALUE! | #VALUE! | #VALUE! | #VALUE!
|  |  |  | 38 | 29 | #N/A | Heating | #VALUE! | #VALUE! | #VALUE! |  | #VALUE! | #VALUE! | #N/A | #N/A | #N/A | 0 | #VALUE! | 0 | #VALUE! | #VALUE! | #VALUE! | #VALUE! | 0 | #VALUE! | #VALUE! | #VALUE! | 0 | 0 | #VALUE! | #VALUE! | #VALUE! | #VALUE! | #VALUE! | #VALUE!
|  |  |  | 39 | 27 | #N/A | Heating | #VALUE! | #VALUE! | #VALUE! |  | #VALUE! | #VALUE! | #N/A | #N/A | #N/A | 0 | #VALUE! | 0 | #VALUE! | #VALUE! | #VALUE! | #VALUE! | 0 | #VALUE! | #VALUE! | #VALUE! | 0 | 0 | #VALUE! | #VALUE! | #VALUE! | #VALUE! | #VALUE! | #VALUE!
|  |  |  | 40 | 25 | #N/A | Heating | #VALUE! | #VALUE! | #VALUE! |  | #VALUE! | #VALUE! | #N/A | #N/A | #N/A | 0 | #VALUE! | 0 | #VALUE! | #VALUE! | #VALUE! | #VALUE! | 0 | #VALUE! | #VALUE! | #VALUE! | 0 | 0 | #VALUE! | #VALUE! | #VALUE! | #VALUE! | #VALUE! | #VALUE!
|  |  |  | 41 | 23 | #N/A | Heating | #VALUE! | #VALUE! | #VALUE! |  | #VALUE! | #VALUE! | #N/A | #N/A | #N/A | 0 | #VALUE! | 0 | #VALUE! | #VALUE! | #VALUE! | #VALUE! | 0 | #VALUE! | #VALUE! | #VALUE! | 0 | 0 | #VALUE! | #VALUE! | #VALUE! | #VALUE! | #VALUE! | #VALUE!
|  |  |  | 42 | 21 | #N/A | Heating | #VALUE! | #VALUE! | #VALUE! |  | #VALUE! | #VALUE! | #N/A | #N/A | #N/A | 0 | #VALUE! | 0 | #VALUE! | #VALUE! | #VALUE! | #VALUE! | 0 | #VALUE! | #VALUE! | #VALUE! | 0 | 0 | #VALUE! | #VALUE! | #VALUE! | #VALUE! | #VALUE! | #VALUE!
|  |  |  | 43 | 19 | #N/A | Heating | #VALUE! | #VALUE! | #VALUE! |  | #VALUE! | #VALUE! | #N/A | #N/A | #N/A | 0 | #VALUE! | 0 | #VALUE! | #VALUE! | #VALUE! | #VALUE! | 0 | #VALUE! | #VALUE! | #VALUE! | 0 | 0 | #VALUE! | #VALUE! | #VALUE! | #VALUE! | #VALUE! | #VALUE!
|  |  |  | 44 | 17 | #N/A | Heating | #VALUE! | #VALUE! | #VALUE! |  | #VALUE! | #VALUE! | #N/A | #N/A | #N/A | 0 | #VALUE! | 0 | #VALUE! | #VALUE! | #VALUE! | #VALUE! | 0 | #VALUE! | #VALUE! | #VALUE! | 0 | 0 | #VALUE! | #VALUE! | #VALUE! | #VALUE! | #VALUE! | #VALUE!
|  |  |  | 45 | 15 | #N/A | Heating | #VALUE! | #VALUE! | #VALUE! |  | #VALUE! | #VALUE! | #N/A | #N/A | #N/A | 0 | #VALUE! | 0 | #VALUE! | #VALUE! | #VALUE! | #VALUE! | 0 | #VALUE! | #VALUE! | #VALUE! | 0 | 0 | #VALUE! | #VALUE! | #VALUE! | #VALUE! | #VALUE! | #VALUE!
|  |  |  | 46 | 13 | #N/A | Heating | #VALUE! | #VALUE! | #VALUE! |  | #VALUE! | #VALUE! | #N/A | #N/A | #N/A | 0 | #VALUE! | 0 | #VALUE! | #VALUE! | #VALUE! | #VALUE! | 0 | #VALUE! | #VALUE! | #VALUE! | 0 | 0 | #VALUE! | #VALUE! | #VALUE! | #VALUE! | #VALUE! | #VALUE!
|  |  |  | 47 | 11 | #N/A | Heating | #VALUE! | #VALUE! | #VALUE! |  | #VALUE! | #VALUE! | #N/A | #N/A | #N/A | 0 | #VALUE! | 0 | #VALUE! | #VALUE! | #VALUE! | #VALUE! | 0 | #VALUE! | #VALUE! | #VALUE! | 0 | 0 | #VALUE! | #VALUE! | #VALUE! | #VALUE! | #VALUE! | #VALUE!
|  |  |  | 48 | 9 | #N/A | Heating | #VALUE! | #VALUE! | #VALUE! |  | #VALUE! | #VALUE! | #N/A | #N/A | #N/A | 0 | #VALUE! | 0 | #VALUE! | #VALUE! | #VALUE! | #VALUE! | 0 | #VALUE! | #VALUE! | #VALUE! | 0 | 0 | #VALUE! | #VALUE! | #VALUE! | #VALUE! | #VALUE! | #VALUE!
|  |  |  | 49 | 7 | #N/A | Heating | #VALUE! | #VALUE! | #VALUE! |  | #VALUE! | #VALUE! | #N/A | #N/A | #N/A | 0 | #VALUE! | 0 | #VALUE! | #VALUE! | #VALUE! | #VALUE! | 0 | #VALUE! | #VALUE! | #VALUE! | 0 | 0 | #VALUE! | #VALUE! | #VALUE! | #VALUE! | #VALUE! | #VALUE!
|  |  |  | 50 | 5 | #N/A | Heating | #VALUE! | #VALUE! | #VALUE! |  | #VALUE! | #VALUE! | #N/A | #N/A | #N/A | 0 | #VALUE! | 0 | #VALUE! | #VALUE! | #VALUE! | #VALUE! | 0 | #VALUE! | #VALUE! | #VALUE! | 0 | 0 | #VALUE! | #VALUE! | #VALUE! | #VALUE! | #VALUE! | #VALUE!
|  |  |  | 51 | 3 | #N/A | Heating | #VALUE! | #VALUE! | #VALUE! |  | #VALUE! | #VALUE! | #N/A | #N/A | #N/A | 0 | #VALUE! | 0 | #VALUE! | #VALUE! | #VALUE! | #VALUE! | 0 | #VALUE! | #VALUE! | #VALUE! | 0 | 0 | #VALUE! | #VALUE! | #VALUE! | #VALUE! | #VALUE! | #VALUE!
|  |  |  | 52 | 1 | #N/A | Heating | #VALUE! | #VALUE! | #VALUE! |  | #VALUE! | #VALUE! | #N/A | #N/A | #N/A | 0 | #VALUE! | 0 | #VALUE! | #VALUE! | #VALUE! | #VALUE! | 0 | #VALUE! | #VALUE! | #VALUE! | 0 | 0 | #VALUE! | #VALUE! | #VALUE! | #VALUE! | #VALUE! | #VALUE!
|  |  |  | 53 | -1 | #N/A | Heating | #VALUE! | #VALUE! | #VALUE! |  | #VALUE! | #VALUE! | #N/A | #N/A | #N/A | 0 | #VALUE! | 0 | #VALUE! | #VALUE! | #VALUE! | #VALUE! | 0 | #VALUE! | #VALUE! | #VALUE! | 0 | 0 | #VALUE! | #VALUE! | #VALUE! | #VALUE! | #VALUE! | #VALUE!
|  |  |  | 54 | -3 | #N/A | Heating | #VALUE! | #VALUE! | #VALUE! |  | #VALUE! | #VALUE! | #N/A | #N/A | #N/A | 0 | #VALUE! | 0 | #VALUE! | #VALUE! | #VALUE! | #VALUE! | 0 | #VALUE! | #VALUE! | #VALUE! | 0 | 0 | #VALUE! | #VALUE! | #VALUE! | #VALUE! | #VALUE! | #VALUE!
|  |  |  | 55 | -5 | #N/A | Heating | #VALUE! | #VALUE! | #VALUE! |  | #VALUE! | #VALUE! | #N/A | #N/A | #N/A | 0 | #VALUE! | 0 | #VALUE! | #VALUE! | #VALUE! | #VALUE! | 0 | #VALUE! | #VALUE! | #VALUE! | 0 | 0 | #VALUE! | #VALUE! | #VALUE! | #VALUE! | #VALUE! | #VALUE!
|  |  |  | 56 | -7 | #N/A | Heating | #VALUE! | #VALUE! | #VALUE! |  | #VALUE! | #VALUE! | #N/A | #N/A | #N/A | 0 | #VALUE! | 0 | #VALUE! | #VALUE! | #VALUE! | #VALUE! | 0 | #VALUE! | #VALUE! | #VALUE! | 0 | 0 | #VALUE! | #VALUE! | #VALUE! | #VALUE! | #VALUE! | #VALUE!
|  |  |  | 57 | -9 | #N/A | Heating | #VALUE! | #VALUE! | #VALUE! |  | #VALUE! | #VALUE! | #N/A | #N/A | #N/A | 0 | #VALUE! | 0 | #VALUE! | #VALUE! | #VALUE! | #VALUE! | 0 | #VALUE! | #VALUE! | #VALUE! | 0 | 0 | #VALUE! | #VALUE! | #VALUE! | #VALUE! | #VALUE! | #VALUE!
|  |  |  | 58 | -11 | #N/A | Heating | #VALUE! | #VALUE! | #VALUE! |  | #VALUE! | #VALUE! | #N/A | #N/A | #N/A | 0 | #VALUE! | 0 | #VALUE! | #VALUE! | #VALUE! | #VALUE! | 0 | #VALUE! | #VALUE! | #VALUE! | 0 | 0 | #VALUE! | #VALUE! | #VALUE! | #VALUE! | #VALUE! | #VALUE!
|  |  |  | 59 | -13 | #N/A | Heating | #VALUE! | #VALUE! | #VALUE! |  | #VALUE! | #VALUE! | #N/A | #N/A | #N/A | 0 | #VALUE! | 0 | #VALUE! | #VALUE! | #VALUE! | #VALUE! | 0 | #VALUE! | #VALUE! | #VALUE! | 0 | 0 | #VALUE! | #VALUE! | #VALUE! | #VALUE! | #VALUE! | #VALUE!
|  |  |  | 60 | -15 | #N/A | Heating | #VALUE! | #VALUE! | #VALUE! |  | #VALUE! | #VALUE! | #N/A | #N/A | #N/A | 0 | #VALUE! | 0 | #VALUE! | #VALUE! | #VALUE! | #VALUE! | 0 | #VALUE! | #VALUE! | #VALUE! | 0 | 0 | #VALUE! | #VALUE! | #VALUE! | #VALUE! | #VALUE! | #VALUE!
|  |  |  | 61 | -17 | #N/A | Heating | #VALUE! | #VALUE! | #VALUE! |  | #VALUE! | #VALUE! | #N/A | #N/A | #N/A | 0 | #VALUE! | 0 | #VALUE! | #VALUE! | #VALUE! | #VALUE! | 0 | #VALUE! | #VALUE! | #VALUE! | 0 | 0 | #VALUE! | #VALUE! | #VALUE! | #VALUE! | #VALUE! | #VALUE!
|  |  |  | 62 | -19 | #N/A | Heating | #VALUE! | #VALUE! | #VALUE! |  | #VALUE! | #VALUE! | #N/A | #N/A | #N/A | 0 | #VALUE! | 0 | #VALUE! | #VALUE! | #VALUE! | #VALUE! | 0 | #VALUE! | #VALUE! | #VALUE! | 0 | 0 | #VALUE! | #VALUE! | #VALUE! | #VALUE! | #VALUE! | #VALUE!
|  |  |  | 63 | -21 | #N/A | Heating | #VALUE! | #VALUE! | #VALUE! |  | #VALUE! | #VALUE! | #N/A | #N/A | #N/A | 0 | #VALUE! | 0 | #VALUE! | #VALUE! | #VALUE! | #VALUE! | 0 | #VALUE! | #VALUE! | #VALUE! | 0 | 0 | #VALUE! | #VALUE! | #VALUE! | #VALUE! | #VALUE! | #VALUE!
|  |  |  | 64 | -23 | #N/A | Heating | #VALUE! | #VALUE! | #VALUE! |  | #VALUE! | #VALUE! | #N/A | #N/A | #N/A | 0 | #VALUE! | 0 | #VALUE! | #VALUE! | #VALUE! | #VALUE! | 0 | #VALUE! | #VALUE! | #VALUE! | 0 | 0 | #VALUE! | #VALUE! | #VALUE! | #VALUE! | #VALUE! | #VALUE!
[5 empty] | Totals | #N/A |  |  | #N/A | 0 | [5 empty] | #N/A |  |  |  | #N/A | [9 empty] | #VALUE! |  | ▲Btu | ▲kWh | #VALUE! | #VALUE!
[20 empty] | #N/A | [13 empty] | ▲kWh Total | ▲MMbtu Total
UNOCCUPIED MODE
[12 empty] | Heating Calculation |  |  |  |  | Cooling Calculation | [16 empty] | Net Savings
|  |  |  | Row Reference for Bin data lookup | Outdoor Air Temperature Mid-pts | Unoccupied Hours @ Temp Bin | Mode | Mode | Baseline Building Load (Btuh) | Proposed Building Load (Btuh) |  | Baseline Delivered Heating Capacity (Btuh) | Proposed Delivered Heating Capacity (Btuh) | Baseline Heating Consumption (btu) | Proposed Heating Consumption (btu) | Net Heat Savings (btu) | Baseline Cooling Capacity Adjustment Factor | Proposed Cooling Capacity Adjustment Factor | Baseline Cooling Capacity (Btuh) | Proposed Cooling Capacity (Btuh) | Delivered Cooling Capacity BASELINE (Btuh) | Delivered Cooling Capacity > BCL | Delivered Cooling Capacity Proposed (Btuh) | Baseline Cooling EIR Temperature Adjustment Factor (EIR = 1/Efficiency) | Proposed Cooling EIR Temperature Adjustment Factor (EIR = 1/Efficiency) | Baseline Part Load Factor (1/PLF, Proposed Cd ) | Proposed Part Load Factor (1/PLF, Proposed Cd ) | Baseline Actual Cooling EER | Proposed Actual Heat Pump Cooling EER | Baseline Cooling Consumption (btu) | Proposed Cooling Consumption (btu) | Cool Savings (btu) | Cool Savings (kWh) | ▲kWh Total | ▲MMbtu Total
|  |  |  | 2 | 101 | #N/A | Heating | #VALUE! | #VALUE! | #VALUE! |  | #VALUE! | #VALUE! | #N/A | #N/A | #N/A | 0 | #VALUE! | 0 | #VALUE! | #VALUE! | #VALUE! | #VALUE! | 0 | #VALUE! | #VALUE! | #VALUE! | 0 | 0 | #VALUE! | #VALUE! | #VALUE! | #VALUE! | #VALUE! | #VALUE!
|  |  |  | 3 | 99 | #N/A | Heating | #VALUE! | #VALUE! | #VALUE! |  | #VALUE! | #VALUE! | #N/A | #N/A | #N/A | 0 | #VALUE! | 0 | #VALUE! | #VALUE! | #VALUE! | #VALUE! | 0 | #VALUE! | #VALUE! | #VALUE! | 0 | 0 | #VALUE! | #VALUE! | #VALUE! | #VALUE! | #VALUE! | #VALUE!
|  |  |  | 4 | 97 | #N/A | Heating | #VALUE! | #VALUE! | #VALUE! |  | #VALUE! | #VALUE! | #N/A | #N/A | #N/A | 0 | #VALUE! | 0 | #VALUE! | #VALUE! | #VALUE! | #VALUE! | 0 | #VALUE! | #VALUE! | #VALUE! | 0 | 0 | #VALUE! | #VALUE! | #VALUE! | #VALUE! | #VALUE! | #VALUE!
|  |  |  | 5 | 95 | #N/A | Heating | #VALUE! | #VALUE! | #VALUE! |  | #VALUE! | #VALUE! | #N/A | #N/A | #N/A | 0 | #VALUE! | 0 | #VALUE! | #VALUE! | #VALUE! | #VALUE! | 0 | #VALUE! | #VALUE! | #VALUE! | 0 | 0 | #VALUE! | #VALUE! | #VALUE! | #VALUE! | #VALUE! | #VALUE!
|  |  |  | 6 | 93 | #N/A | Heating | #VALUE! | #VALUE! | #VALUE! |  | #VALUE! | #VALUE! | #N/A | #N/A | #N/A | 0 | #VALUE! | 0 | #VALUE! | #VALUE! | #VALUE! | #VALUE! | 0 | #VALUE! | #VALUE! | #VALUE! | 0 | 0 | #VALUE! | #VALUE! | #VALUE! | #VALUE! | #VALUE! | #VALUE!
|  |  |  | 7 | 91 | #N/A | Heating | #VALUE! | #VALUE! | #VALUE! |  | #VALUE! | #VALUE! | #N/A | #N/A | #N/A | 0 | #VALUE! | 0 | #VALUE! | #VALUE! | #VALUE! | #VALUE! | 0 | #VALUE! | #VALUE! | #VALUE! | 0 | 0 | #VALUE! | #VALUE! | #VALUE! | #VALUE! | #VALUE! | #VALUE!
|  |  |  | 8 | 89 | #N/A | Heating | #VALUE! | #VALUE! | #VALUE! |  | #VALUE! | #VALUE! | #N/A | #N/A | #N/A | 0 | #VALUE! | 0 | #VALUE! | #VALUE! | #VALUE! | #VALUE! | 0 | #VALUE! | #VALUE! | #VALUE! | 0 | 0 | #VALUE! | #VALUE! | #VALUE! | #VALUE! | #VALUE! | #VALUE!
|  |  |  | 9 | 87 | #N/A | Heating | #VALUE! | #VALUE! | #VALUE! |  | #VALUE! | #VALUE! | #N/A | #N/A | #N/A | 0 | #VALUE! | 0 | #VALUE! | #VALUE! | #VALUE! | #VALUE! | 0 | #VALUE! | #VALUE! | #VALUE! | 0 | 0 | #VALUE! | #VALUE! | #VALUE! | #VALUE! | #VALUE! | #VALUE!
|  |  |  | 10 | 85 | #N/A | Heating | #VALUE! | #VALUE! | #VALUE! |  | #VALUE! | #VALUE! | #N/A | #N/A | #N/A | 0 | #VALUE! | 0 | #VALUE! | #VALUE! | #VALUE! | #VALUE! | 0 | #VALUE! | #VALUE! | #VALUE! | 0 | 0 | #VALUE! | #VALUE! | #VALUE! | #VALUE! | #VALUE! | #VALUE!
|  |  |  | 11 | 83 | #N/A | Heating | #VALUE! | #VALUE! | #VALUE! |  | #VALUE! | #VALUE! | #N/A | #N/A | #N/A | 0 | #VALUE! | 0 | #VALUE! | #VALUE! | #VALUE! | #VALUE! | 0 | #VALUE! | #VALUE! | #VALUE! | 0 | 0 | #VALUE! | #VALUE! | #VALUE! | #VALUE! | #VALUE! | #VALUE!
|  |  |  | 12 | 81 | #N/A | Heating | #VALUE! | #VALUE! | #VALUE! |  | #VALUE! | #VALUE! | #N/A | #N/A | #N/A | 0 | #VALUE! | 0 | #VALUE! | #VALUE! | #VALUE! | #VALUE! | 0 | #VALUE! | #VALUE! | #VALUE! | 0 | 0 | #VALUE! | #VALUE! | #VALUE! | #VALUE! | #VALUE! | #VALUE!
|  |  |  | 13 | 79 | #N/A | Heating | #VALUE! | #VALUE! | #VALUE! |  | #VALUE! | #VALUE! | #N/A | #N/A | #N/A | 0 | #VALUE! | 0 | #VALUE! | #VALUE! | #VALUE! | #VALUE! | 0 | #VALUE! | #VALUE! | #VALUE! | 0 | 0 | #VALUE! | #VALUE! | #VALUE! | #VALUE! | #VALUE! | #VALUE!
|  |  |  | 14 | 77 | #N/A | Heating | #VALUE! | #VALUE! | #VALUE! |  | #VALUE! | #VALUE! | #N/A | #N/A | #N/A | 0 | #VALUE! | 0 | #VALUE! | #VALUE! | #VALUE! | #VALUE! | 0 | #VALUE! | #VALUE! | #VALUE! | 0 | 0 | #VALUE! | #VALUE! | #VALUE! | #VALUE! | #VALUE! | #VALUE!
|  |  |  | 15 | 75 | #N/A | Heating | #VALUE! | #VALUE! | #VALUE! |  | #VALUE! | #VALUE! | #N/A | #N/A | #N/A | 0 | #VALUE! | 0 | #VALUE! | #VALUE! | #VALUE! | #VALUE! | 0 | #VALUE! | #VALUE! | #VALUE! | 0 | 0 | #VALUE! | #VALUE! | #VALUE! | #VALUE! | #VALUE! | #VALUE!
|  |  |  | 16 | 73 | #N/A | Heating | #VALUE! | #VALUE! | #VALUE! |  | #VALUE! | #VALUE! | #N/A | #N/A | #N/A | 0 | #VALUE! | 0 | #VALUE! | #VALUE! | #VALUE! | #VALUE! | 0 | #VALUE! | #VALUE! | #VALUE! | 0 | 0 | #VALUE! | #VALUE! | #VALUE! | #VALUE! | #VALUE! | #VALUE!
|  |  |  | 17 | 71 | #N/A | Heating | #VALUE! | #VALUE! | #VALUE! |  | #VALUE! | #VALUE! | #N/A | #N/A | #N/A | 0 | #VALUE! | 0 | #VALUE! | #VALUE! | #VALUE! | #VALUE! | 0 | #VALUE! | #VALUE! | #VALUE! | 0 | 0 | #VALUE! | #VALUE! | #VALUE! | #VALUE! | #VALUE! | #VALUE!
|  |  |  | 18 | 69 | #N/A | Heating | #VALUE! | #VALUE! | #VALUE! |  | #VALUE! | #VALUE! | #N/A | #N/A | #N/A | 0 | #VALUE! | 0 | #VALUE! | #VALUE! | #VALUE! | #VALUE! | 0 | #VALUE! | #VALUE! | #VALUE! | 0 | 0 | #VALUE! | #VALUE! | #VALUE! | #VALUE! | #VALUE! | #VALUE!
|  |  |  | 19 | 67 | #N/A | Heating | #VALUE! | #VALUE! | #VALUE! |  | #VALUE! | #VALUE! | #N/A | #N/A | #N/A | 0 | #VALUE! | 0 | #VALUE! | #VALUE! | #VALUE! | #VALUE! | 0 | #VALUE! | #VALUE! | #VALUE! | 0 | 0 | #VALUE! | #VALUE! | #VALUE! | #VALUE! | #VALUE! | #VALUE!
|  |  |  | 20 | 65 | #N/A | Heating | #VALUE! | #VALUE! | #VALUE! |  | #VALUE! | #VALUE! | #N/A | #N/A | #N/A | 0 | #VALUE! | 0 | #VALUE! | #VALUE! | #VALUE! | #VALUE! | 0 | #VALUE! | #VALUE! | #VALUE! | 0 | 0 | #VALUE! | #VALUE! | #VALUE! | #VALUE! | #VALUE! | #VALUE!
|  |  |  | 21 | 63 | #N/A | Heating | #VALUE! | #VALUE! | #VALUE! |  | #VALUE! | #VALUE! | #N/A | #N/A | #N/A | 0 | #VALUE! | 0 | #VALUE! | #VALUE! | #VALUE! | #VALUE! | 0 | #VALUE! | #VALUE! | #VALUE! | 0 | 0 | #VALUE! | #VALUE! | #VALUE! | #VALUE! | #VALUE! | #VALUE!
|  |  |  | 22 | 61 | #N/A | Heating | #VALUE! | #VALUE! | #VALUE! |  | #VALUE! | #VALUE! | #N/A | #N/A | #N/A | 0 | #VALUE! | 0 | #VALUE! | #VALUE! | #VALUE! | #VALUE! | 0 | #VALUE! | #VALUE! | #VALUE! | 0 | 0 | #VALUE! | #VALUE! | #VALUE! | #VALUE! | #VALUE! | #VALUE!
|  |  |  | 23 | 59 | #N/A | Heating | #VALUE! | #VALUE! | #VALUE! |  | #VALUE! | #VALUE! | #N/A | #N/A | #N/A | 0 | #VALUE! | 0 | #VALUE! | #VALUE! | #VALUE! | #VALUE! | 0 | #VALUE! | #VALUE! | #VALUE! | 0 | 0 | #VALUE! | #VALUE! | #VALUE! | #VALUE! | #VALUE! | #VALUE!
|  |  |  | 24 | 57 | #N/A | Heating | #VALUE! | #VALUE! | #VALUE! |  | #VALUE! | #VALUE! | #N/A | #N/A | #N/A | 0 | #VALUE! | 0 | #VALUE! | #VALUE! | #VALUE! | #VALUE! | 0 | #VALUE! | #VALUE! | #VALUE! | 0 | 0 | #VALUE! | #VALUE! | #VALUE! | #VALUE! | #VALUE! | #VALUE!
|  |  |  | 25 | 55 | #N/A | Heating | #VALUE! | #VALUE! | #VALUE! |  | #VALUE! | #VALUE! | #N/A | #N/A | #N/A | 0 | #VALUE! | 0 | #VALUE! | #VALUE! | #VALUE! | #VALUE! | 0 | #VALUE! | #VALUE! | #VALUE! | 0 | 0 | #VALUE! | #VALUE! | #VALUE! | #VALUE! | #VALUE! | #VALUE!
|  |  |  | 26 | 53 | #N/A | Heating | #VALUE! | #VALUE! | #VALUE! |  | #VALUE! | #VALUE! | #N/A | #N/A | #N/A | 0 | #VALUE! | 0 | #VALUE! | #VALUE! | #VALUE! | #VALUE! | 0 | #VALUE! | #VALUE! | #VALUE! | 0 | 0 | #VALUE! | #VALUE! | #VALUE! | #VALUE! | #VALUE! | #VALUE!
|  |  |  | 27 | 51 | #N/A | Heating | #VALUE! | #VALUE! | #VALUE! |  | #VALUE! | #VALUE! | #N/A | #N/A | #N/A | 0 | #VALUE! | 0 | #VALUE! | #VALUE! | #VALUE! | #VALUE! | 0 | #VALUE! | #VALUE! | #VALUE! | 0 | 0 | #VALUE! | #VALUE! | #VALUE! | #VALUE! | #VALUE! | #VALUE!
|  |  |  | 28 | 49 | #N/A | Heating | #VALUE! | #VALUE! | #VALUE! |  | #VALUE! | #VALUE! | #N/A | #N/A | #N/A | 0 | #VALUE! | 0 | #VALUE! | #VALUE! | #VALUE! | #VALUE! | 0 | #VALUE! | #VALUE! | #VALUE! | 0 | 0 | #VALUE! | #VALUE! | #VALUE! | #VALUE! | #VALUE! | #VALUE!
|  |  |  | 29 | 47 | #N/A | Heating | #VALUE! | #VALUE! | #VALUE! |  | #VALUE! | #VALUE! | #N/A | #N/A | #N/A | 0 | #VALUE! | 0 | #VALUE! | #VALUE! | #VALUE! | #VALUE! | 0 | #VALUE! | #VALUE! | #VALUE! | 0 | 0 | #VALUE! | #VALUE! | #VALUE! | #VALUE! | #VALUE! | #VALUE!
|  |  |  | 30 | 45 | #N/A | Heating | #VALUE! | #VALUE! | #VALUE! |  | #VALUE! | #VALUE! | #N/A | #N/A | #N/A | 0 | #VALUE! | 0 | #VALUE! | #VALUE! | #VALUE! | #VALUE! | 0 | #VALUE! | #VALUE! | #VALUE! | 0 | 0 | #VALUE! | #VALUE! | #VALUE! | #VALUE! | #VALUE! | #VALUE!
|  |  |  | 31 | 43 | #N/A | Heating | #VALUE! | #VALUE! | #VALUE! |  | #VALUE! | #VALUE! | #N/A | #N/A | #N/A | 0 | #VALUE! | 0 | #VALUE! | #VALUE! | #VALUE! | #VALUE! | 0 | #VALUE! | #VALUE! | #VALUE! | 0 | 0 | #VALUE! | #VALUE! | #VALUE! | #VALUE! | #VALUE! | #VALUE!
|  |  |  | 32 | 41 | #N/A | Heating | #VALUE! | #VALUE! | #VALUE! |  | #VALUE! | #VALUE! | #N/A | #N/A | #N/A | 0 | #VALUE! | 0 | #VALUE! | #VALUE! | #VALUE! | #VALUE! | 0 | #VALUE! | #VALUE! | #VALUE! | 0 | 0 | #VALUE! | #VALUE! | #VALUE! | #VALUE! | #VALUE! | #VALUE!
|  |  |  | 33 | 39 | #N/A | Heating | #VALUE! | #VALUE! | #VALUE! |  | #VALUE! | #VALUE! | #N/A | #N/A | #N/A | 0 | #VALUE! | 0 | #VALUE! | #VALUE! | #VALUE! | #VALUE! | 0 | #VALUE! | #VALUE! | #VALUE! | 0 | 0 | #VALUE! | #VALUE! | #VALUE! | #VALUE! | #VALUE! | #VALUE!
|  |  |  | 34 | 37 | #N/A | Heating | #VALUE! | #VALUE! | #VALUE! |  | #VALUE! | #VALUE! | #N/A | #N/A | #N/A | 0 | #VALUE! | 0 | #VALUE! | #VALUE! | #VALUE! | #VALUE! | 0 | #VALUE! | #VALUE! | #VALUE! | 0 | 0 | #VALUE! | #VALUE! | #VALUE! | #VALUE! | #VALUE! | #VALUE!
|  |  |  | 35 | 35 | #N/A | Heating | #VALUE! | #VALUE! | #VALUE! |  | #VALUE! | #VALUE! | #N/A | #N/A | #N/A | 0 | #VALUE! | 0 | #VALUE! | #VALUE! | #VALUE! | #VALUE! | 0 | #VALUE! | #VALUE! | #VALUE! | 0 | 0 | #VALUE! | #VALUE! | #VALUE! | #VALUE! | #VALUE! | #VALUE!
|  |  |  | 36 | 33 | #N/A | Heating | #VALUE! | #VALUE! | #VALUE! |  | #VALUE! | #VALUE! | #N/A | #N/A | #N/A | 0 | #VALUE! | 0 | #VALUE! | #VALUE! | #VALUE! | #VALUE! | 0 | #VALUE! | #VALUE! | #VALUE! | 0 | 0 | #VALUE! | #VALUE! | #VALUE! | #VALUE! | #VALUE! | #VALUE!
|  |  |  | 37 | 31 | #N/A | Heating | #VALUE! | #VALUE! | #VALUE! |  | #VALUE! | #VALUE! | #N/A | #N/A | #N/A | 0 | #VALUE! | 0 | #VALUE! | #VALUE! | #VALUE! | #VALUE! | 0 | #VALUE! | #VALUE! | #VALUE! | 0 | 0 | #VALUE! | #VALUE! | #VALUE! | #VALUE! | #VALUE! | #VALUE!
|  |  |  | 38 | 29 | #N/A | Heating | #VALUE! | #VALUE! | #VALUE! |  | #VALUE! | #VALUE! | #N/A | #N/A | #N/A | 0 | #VALUE! | 0 | #VALUE! | #VALUE! | #VALUE! | #VALUE! | 0 | #VALUE! | #VALUE! | #VALUE! | 0 | 0 | #VALUE! | #VALUE! | #VALUE! | #VALUE! | #VALUE! | #VALUE!
|  |  |  | 39 | 27 | #N/A | Heating | #VALUE! | #VALUE! | #VALUE! |  | #VALUE! | #VALUE! | #N/A | #N/A | #N/A | 0 | #VALUE! | 0 | #VALUE! | #VALUE! | #VALUE! | #VALUE! | 0 | #VALUE! | #VALUE! | #VALUE! | 0 | 0 | #VALUE! | #VALUE! | #VALUE! | #VALUE! | #VALUE! | #VALUE!
|  |  |  | 40 | 25 | #N/A | Heating | #VALUE! | #VALUE! | #VALUE! |  | #VALUE! | #VALUE! | #N/A | #N/A | #N/A | 0 | #VALUE! | 0 | #VALUE! | #VALUE! | #VALUE! | #VALUE! | 0 | #VALUE! | #VALUE! | #VALUE! | 0 | 0 | #VALUE! | #VALUE! | #VALUE! | #VALUE! | #VALUE! | #VALUE!
|  |  |  | 41 | 23 | #N/A | Heating | #VALUE! | #VALUE! | #VALUE! |  | #VALUE! | #VALUE! | #N/A | #N/A | #N/A | 0 | #VALUE! | 0 | #VALUE! | #VALUE! | #VALUE! | #VALUE! | 0 | #VALUE! | #VALUE! | #VALUE! | 0 | 0 | #VALUE! | #VALUE! | #VALUE! | #VALUE! | #VALUE! | #VALUE!
|  |  |  | 42 | 21 | #N/A | Heating | #VALUE! | #VALUE! | #VALUE! |  | #VALUE! | #VALUE! | #N/A | #N/A | #N/A | 0 | #VALUE! | 0 | #VALUE! | #VALUE! | #VALUE! | #VALUE! | 0 | #VALUE! | #VALUE! | #VALUE! | 0 | 0 | #VALUE! | #VALUE! | #VALUE! | #VALUE! | #VALUE! | #VALUE!
|  |  |  | 43 | 19 | #N/A | Heating | #VALUE! | #VALUE! | #VALUE! |  | #VALUE! | #VALUE! | #N/A | #N/A | #N/A | 0 | #VALUE! | 0 | #VALUE! | #VALUE! | #VALUE! | #VALUE! | 0 | #VALUE! | #VALUE! | #VALUE! | 0 | 0 | #VALUE! | #VALUE! | #VALUE! | #VALUE! | #VALUE! | #VALUE!
|  |  |  | 44 | 17 | #N/A | Heating | #VALUE! | #VALUE! | #VALUE! |  | #VALUE! | #VALUE! | #N/A | #N/A | #N/A | 0 | #VALUE! | 0 | #VALUE! | #VALUE! | #VALUE! | #VALUE! | 0 | #VALUE! | #VALUE! | #VALUE! | 0 | 0 | #VALUE! | #VALUE! | #VALUE! | #VALUE! | #VALUE! | #VALUE!
|  |  |  | 45 | 15 | #N/A | Heating | #VALUE! | #VALUE! | #VALUE! |  | #VALUE! | #VALUE! | #N/A | #N/A | #N/A | 0 | #VALUE! | 0 | #VALUE! | #VALUE! | #VALUE! | #VALUE! | 0 | #VALUE! | #VALUE! | #VALUE! | 0 | 0 | #VALUE! | #VALUE! | #VALUE! | #VALUE! | #VALUE! | #VALUE!
|  |  |  | 46 | 13 | #N/A | Heating | #VALUE! | #VALUE! | #VALUE! |  | #VALUE! | #VALUE! | #N/A | #N/A | #N/A | 0 | #VALUE! | 0 | #VALUE! | #VALUE! | #VALUE! | #VALUE! | 0 | #VALUE! | #VALUE! | #VALUE! | 0 | 0 | #VALUE! | #VALUE! | #VALUE! | #VALUE! | #VALUE! | #VALUE!
|  |  |  | 47 | 11 | #N/A | Heating | #VALUE! | #VALUE! | #VALUE! |  | #VALUE! | #VALUE! | #N/A | #N/A | #N/A | 0 | #VALUE! | 0 | #VALUE! | #VALUE! | #VALUE! | #VALUE! | 0 | #VALUE! | #VALUE! | #VALUE! | 0 | 0 | #VALUE! | #VALUE! | #VALUE! | #VALUE! | #VALUE! | #VALUE!
|  |  |  | 48 | 9 | #N/A | Heating | #VALUE! | #VALUE! | #VALUE! |  | #VALUE! | #VALUE! | #N/A | #N/A | #N/A | 0 | #VALUE! | 0 | #VALUE! | #VALUE! | #VALUE! | #VALUE! | 0 | #VALUE! | #VALUE! | #VALUE! | 0 | 0 | #VALUE! | #VALUE! | #VALUE! | #VALUE! | #VALUE! | #VALUE!
|  |  |  | 49 | 7 | #N/A | Heating | #VALUE! | #VALUE! | #VALUE! |  | #VALUE! | #VALUE! | #N/A | #N/A | #N/A | 0 | #VALUE! | 0 | #VALUE! | #VALUE! | #VALUE! | #VALUE! | 0 | #VALUE! | #VALUE! | #VALUE! | 0 | 0 | #VALUE! | #VALUE! | #VALUE! | #VALUE! | #VALUE! | #VALUE!
|  |  |  | 50 | 5 | #N/A | Heating | #VALUE! | #VALUE! | #VALUE! |  | #VALUE! | #VALUE! | #N/A | #N/A | #N/A | 0 | #VALUE! | 0 | #VALUE! | #VALUE! | #VALUE! | #VALUE! | 0 | #VALUE! | #VALUE! | #VALUE! | 0 | 0 | #VALUE! | #VALUE! | #VALUE! | #VALUE! | #VALUE! | #VALUE!
|  |  |  | 51 | 3 | #N/A | Heating | #VALUE! | #VALUE! | #VALUE! |  | #VALUE! | #VALUE! | #N/A | #N/A | #N/A | 0 | #VALUE! | 0 | #VALUE! | #VALUE! | #VALUE! | #VALUE! | 0 | #VALUE! | #VALUE! | #VALUE! | 0 | 0 | #VALUE! | #VALUE! | #VALUE! | #VALUE! | #VALUE! | #VALUE!
|  |  |  | 52 | 1 | #N/A | Heating | #VALUE! | #VALUE! | #VALUE! |  | #VALUE! | #VALUE! | #N/A | #N/A | #N/A | 0 | #VALUE! | 0 | #VALUE! | #VALUE! | #VALUE! | #VALUE! | 0 | #VALUE! | #VALUE! | #VALUE! | 0 | 0 | #VALUE! | #VALUE! | #VALUE! | #VALUE! | #VALUE! | #VALUE!
|  |  |  | 53 | -1 | #N/A | Heating | #VALUE! | #VALUE! | #VALUE! |  | #VALUE! | #VALUE! | #N/A | #N/A | #N/A | 0 | #VALUE! | 0 | #VALUE! | #VALUE! | #VALUE! | #VALUE! | 0 | #VALUE! | #VALUE! | #VALUE! | 0 | 0 | #VALUE! | #VALUE! | #VALUE! | #VALUE! | #VALUE! | #VALUE!
|  |  |  | 54 | -3 | #N/A | Heating | #VALUE! | #VALUE! | #VALUE! |  | #VALUE! | #VALUE! | #N/A | #N/A | #N/A | 0 | #VALUE! | 0 | #VALUE! | #VALUE! | #VALUE! | #VALUE! | 0 | #VALUE! | #VALUE! | #VALUE! | 0 | 0 | #VALUE! | #VALUE! | #VALUE! | #VALUE! | #VALUE! | #VALUE!
|  |  |  | 55 | -5 | #N/A | Heating | #VALUE! | #VALUE! | #VALUE! |  | #VALUE! | #VALUE! | #N/A | #N/A | #N/A | 0 | #VALUE! | 0 | #VALUE! | #VALUE! | #VALUE! | #VALUE! | 0 | #VALUE! | #VALUE! | #VALUE! | 0 | 0 | #VALUE! | #VALUE! | #VALUE! | #VALUE! | #VALUE! | #VALUE!
|  |  |  | 56 | -7 | #N/A | Heating | #VALUE! | #VALUE! | #VALUE! |  | #VALUE! | #VALUE! | #N/A | #N/A | #N/A | 0 | #VALUE! | 0 | #VALUE! | #VALUE! | #VALUE! | #VALUE! | 0 | #VALUE! | #VALUE! | #VALUE! | 0 | 0 | #VALUE! | #VALUE! | #VALUE! | #VALUE! | #VALUE! | #VALUE!
|  |  |  | 57 | -9 | #N/A | Heating | #VALUE! | #VALUE! | #VALUE! |  | #VALUE! | #VALUE! | #N/A | #N/A | #N/A | 0 | #VALUE! | 0 | #VALUE! | #VALUE! | #VALUE! | #VALUE! | 0 | #VALUE! | #VALUE! | #VALUE! | 0 | 0 | #VALUE! | #VALUE! | #VALUE! | #VALUE! | #VALUE! | #VALUE!
|  |  |  | 58 | -11 | #N/A | Heating | #VALUE! | #VALUE! | #VALUE! |  | #VALUE! | #VALUE! | #N/A | #N/A | #N/A | 0 | #VALUE! | 0 | #VALUE! | #VALUE! | #VALUE! | #VALUE! | 0 | #VALUE! | #VALUE! | #VALUE! | 0 | 0 | #VALUE! | #VALUE! | #VALUE! | #VALUE! | #VALUE! | #VALUE!
|  |  |  | 59 | -13 | #N/A | Heating | #VALUE! | #VALUE! | #VALUE! |  | #VALUE! | #VALUE! | #N/A | #N/A | #N/A | 0 | #VALUE! | 0 | #VALUE! | #VALUE! | #VALUE! | #VALUE! | 0 | #VALUE! | #VALUE! | #VALUE! | 0 | 0 | #VALUE! | #VALUE! | #VALUE! | #VALUE! | #VALUE! | #VALUE!
|  |  |  | 60 | -15 | #N/A | Heating | #VALUE! | #VALUE! | #VALUE! |  | #VALUE! | #VALUE! | #N/A | #N/A | #N/A | 0 | #VALUE! | 0 | #VALUE! | #VALUE! | #VALUE! | #VALUE! | 0 | #VALUE! | #VALUE! | #VALUE! | 0 | 0 | #VALUE! | #VALUE! | #VALUE! | #VALUE! | #VALUE! | #VALUE!
|  |  |  | 61 | -17 | #N/A | Heating | #VALUE! | #VALUE! | #VALUE! |  | #VALUE! | #VALUE! | #N/A | #N/A | #N/A | 0 | #VALUE! | 0 | #VALUE! | #VALUE! | #VALUE! | #VALUE! | 0 | #VALUE! | #VALUE! | #VALUE! | 0 | 0 | #VALUE! | #VALUE! | #VALUE! | #VALUE! | #VALUE! | #VALUE!
|  |  |  | 62 | -19 | #N/A | Heating | #VALUE! | #VALUE! | #VALUE! |  | #VALUE! | #VALUE! | #N/A | #N/A | #N/A | 0 | #VALUE! | 0 | #VALUE! | #VALUE! | #VALUE! | #VALUE! | 0 | #VALUE! | #VALUE! | #VALUE! | 0 | 0 | #VALUE! | #VALUE! | #VALUE! | #VALUE! | #VALUE! | #VALUE!
|  |  |  | 63 | -21 | #N/A | Heating | #VALUE! | #VALUE! | #VALUE! |  | #VALUE! | #VALUE! | #N/A | #N/A | #N/A | 0 | #VALUE! | 0 | #VALUE! | #VALUE! | #VALUE! | #VALUE! | 0 | #VALUE! | #VALUE! | #VALUE! | 0 | 0 | #VALUE! | #VALUE! | #VALUE! | #VALUE! | #VALUE! | #VALUE!
|  |  |  | 64 | -23 | #N/A | Heating | #VALUE! | #VALUE! | #VALUE! |  | #VALUE! | #VALUE! | #N/A | #N/A | #N/A | 0 | #VALUE! | 0 | #VALUE! | #VALUE! | #VALUE! | #VALUE! | 0 | #VALUE! | #VALUE! | #VALUE! | 0 | 0 | #VALUE! | #VALUE! | #VALUE! | #VALUE! | #VALUE! | #VALUE!
[5 empty] | Totals | #N/A |  |  | #N/A | #N/A | [5 empty] | #N/A | [13 empty] | #VALUE! |  | ▲Btu | ▲kWh | #VALUE! | #VALUE!
[34 empty] | ▲kWh Total | ▲MMbtu Total
Note on C52: [Threaded comment] Your version of Excel allows you to read this threaded comment; however, any edits to it will get removed if the file is opened in a newer version of Excel. Learn more: https://go.microsoft.com/fwlink/?linkid=870924 Comment: Factor from AHRI 210/240 for account for efficiency losses due to cycling (default is 0.40 for ccASHP)
Note on C53: [Threaded comment] Your version of Excel allows you to read this threaded comment; however, any edits to it will get removed if the file is opened in a newer version of Excel. Learn more: https://go.microsoft.com/fwlink/?linkid=870924 Comment: factor to adjust for impact of internal gains on heating load at design (default is 1.1). Greater than 1.1 means gains decrease heating load
Note on C54: [Threaded comment] Your version of Excel allows you to read this threaded comment; however, any edits to it will get removed if the file is opened in a newer version of Excel. Learn more: https://go.microsoft.com/fwlink/?linkid=870924 Comment: Fraction of HP capacity when load is shared between HP and backup heat source
Note on C55: [Threaded comment] Your version of Excel allows you to read this threaded comment; however, any edits to it will get removed if the file is opened in a newer version of Excel. Learn more: https://go.microsoft.com/fwlink/?linkid=870924 Comment: Relative size of backup heating system compared to design building heating load (BHL).
Note on H6: [Threaded comment] Your version of Excel allows you to read this threaded comment; however, any edits to it will get removed if the file is opened in a newer version of Excel. Learn more: https://go.microsoft.com/fwlink/?linkid=870924 Comment: Max BCL or BHL
Note on L4: [Threaded comment] Your version of Excel allows you to read this threaded comment; however, any edits to it will get removed if the file is opened in a newer version of Excel. Learn more: https://go.microsoft.com/fwlink/?linkid=870924 Comment: Assumed Absorption chiller efficiency of 0.5 COP

## Baseline Adjustment Factors (hidden)
Reference: Page 371; https://doe2.com/Download/DOE-21E/DOE-2SupplementVersion21E.pdf
Definitions
E | Entering |  | Assume Cooling E WB (F) | 67
OAT | Outside Air Temp.
DB | Dry Bulb | A | Cooling Capacity Adjustment Ratio = f (E WB,OAT DB) (SDL-C3)
WB | Wet Bulb |  | Coefficient |  | D
EWT | Entering Water Temperature
Default Coefficient
Cooling Cap. Adj. = a + b(E WB) + c(E WB)^2 + d(OAT DB) + e(OAT DB)^2 +f(E WB)(OAT DB)
Default Coefficient
Cooling Cap. Adj. = a + b(E WB) + c(E WB)^2 + d(OAT DB) + e(OAT DB)^2 +f(E WB)(OAT DB)
|  |  | a | 0.87403
|  |  | b | -0.0011416
|  |  | c | 0.0001711
|  |  | d | -0.002957
|  |  | e | 1.02e-05
|  |  | f | -5.92e-05
|  | B | Cooling EIR Adjusment Ratio = f (E WB,OAT DB) (SDL-13)
Coefficient
Default Coefficient
Cooling EIR Adj. = a + b(E WB) + c(E WB)^2 + d(OAT DB) + e(OAT DB)^2 +f(E WB)(OAT DB)
|  |  | a | -1.0639
|  |  | b | 0.030658
|  |  | c | -0.0001269
|  |  | d | 0.015421
|  |  | e | 4.97e-05
|  |  | f | -0.0002096
|  |  | Assume Cooling E WB (F) During Unoccupied Hours | 67
|  | C | Cooling EIR Adjusment Ratio = f (PLR) (SDL-18)
Default Coefficient
Cooling EIR Adj. = a + b(PLR) + c(PLR)^2 + d(PLR)^3
|  |  | a | 0.20123
|  |  | b | -0.031217
|  |  | c | 1.9505
|  |  | d | -1.1205

## Proposed Adjustment Factors (hidden)
Definitions |  |  | Reference: Page 371; https://doe2.com/Download/DOE-21E/DOE-2SupplementVersion21E.pdf
E | Entering |  | Reference: Page 189, https://core.ac.uk/download/pdf/147240077.pdf
OAT | Outside Air Temp.
DB | Dry Bulb
WB | Wet Bulb |  | Assumptions
EWT | Entering Water Temperature
|  |  | Occupied (E DB Temp) | 70
|  |  | Occupied (WB Temp) | 67
|  |  | Air Source Heat Pump Adjustment Factors |  | Geothermal / Water Source Heat Pump Adjustment Factors
|  | A | Heating Capacity Adjustment Ratio = f (E DB,OAT DB) |  | Heating Capacity Adjustment Ratio = f (E DB, EWT)
|  |  | Coefficient |  | Coefficient
|  |  | Default Coefficient |  | Default Coefficient
|  |  | Heating Cap. Adj. = a + b(E DB) + c(E DB)^2 + d(OAT DB) + e(OAT DB)^2 +f(E DB)(OAT DB) |  | Heating Cap. Adj. = a + b(E DB) + d(EWT)
|  |  | a | 0.20681 | 0.6571
|  |  | b | 0 | -0.0030001
|  |  | c | 0 | 0
|  |  | d | 0.016408 | 0.017278
|  |  | e | 9.97e-06 | 0
|  |  | f | 0 | 0
|  | B | Heating EIR Adjustment Ratio = f (E DB,OAT DB) |  | Heating EIR Adjustment Ratio = f (E DB,EWT)
|  |  | Coefficient |  | Coefficient
|  |  | Default Coefficient |  | Default Coefficient
|  |  | Heating EIR Adj. = a + b(E DB) + c(E DB)^2 + d(OAT DB) + e(OAT DB)^2 +f(E DB)(OAT DB) |  | Heating EIR. Adj. = a + b(E DB) + d(EWT)
|  |  | a | 2.3143 | 0.64566
|  |  | b | 0 | 0.0079802
|  |  | c | 0 | 0
|  |  | d | -0.043743 | -0.0063836
|  |  | e | 0.00033571 | 0
|  |  | f | 0 | 0
|  | C | Heating EIR Adjustment Ratio = f (PLR) (SDL-61) |  | Heating EIR Adjustment Ratio = f (PLR)
|  |  | Coefficient |  | Coefficient
|  |  | Default Coefficient |  | Default Coefficient
|  |  | Heating EIR Adj. = a + b(PLR) + c(PLR)^2 + d(PLR)^3 |  | Heating EIR Adj. = a + b(PLR) + c(PLR)^2 + d(PLR)^3
|  |  | a | 0.085652 | 0.0098812
|  |  | b | 0.93881 | 1.0803
|  |  | c | -0.18344 | -0.10527
|  |  | d | 0.15897 | 0.01514
0
0
|  | D | Cooling Capacity Adjustment Ratio = f (E WB,OAT DB) (SDL-3) |  | Cooling Capacity Adjustment Ratio = f (E WB, EWT)
|  |  | Coefficient |  | Coefficient
|  |  | Default Coefficient |  | Default Coefficient
|  |  | Cooling Cap. Adj. = a + b(E WB) + c(E WB)^2 + d(OAT DB) + e(OAT DB)^2 +f(E WB)(OAT DB) |  | Cooling Cap. Adj. = a + b(E WB) + c(E WB)^2 + d(EWT) + e(EWT)^2 +f(E WB)(EWT)
|  |  | a | 0.87403 | 0.36674
|  |  | b | -0.0011416 | 0.015401
|  |  | c | 0.0001711 | 0
|  |  | d | -0.002957 | -0.0051763
|  |  | e | 1.018e-05 | 0
|  |  | f | -5.917e-05 | 0
|  | E | Cooling EIR Adjusment Ratio = f (E WB,OAT DB) (SDL-13) |  | Cooling EIR Adjusment Ratio = f (E WB, EWT)
|  |  | Coefficient |  | Coefficient
|  |  | Default Coefficient |  | Default Coefficient
|  |  | Cooling EIR Adj. = a + b(E WB) + c(E WB)^2 + d(OAT DB) + e(OAT DB)^2 +f(E WB)(OAT DB) |  | Cooling EIR Adj. = a + b(E WB) + c(E WB)^2 + d(EWT) + e(EWT)^2 +f(E WB)(EWT)
|  |  | a | -1.0639 | 0.49878
|  |  | b | 0.030658 | -0.0078652
|  |  | c | -0.0001269 | 0
|  |  | d | 0.015421 | 0.013354
|  |  | e | 4.973e-05 | 0
|  |  | f | -0.0002096 | 0
|  | F | Cooling EIR Adjusment Ratio = f (PLR) (SDL-18) |  | Cooling EIR Adjusment Ratio = f (PLR)
|  |  | Coefficient |  | Coefficient
|  |  | Default Coefficient |  | Default Coefficient
|  |  | Cooling EIR Adj. = a + b(PLR) + c(PLR)^2 + d(PLR)^3 |  | Cooling EIR Adj. = a + b(PLR) + c(PLR)^2 + d(PLR)^3
|  |  | a | 0.20123 | 0.0098812
|  |  | b | -0.031217 | 1.0803
|  |  | c | 1.9505 | -0.10527
|  |  | d | -1.1205 | 0.01514
Note on I61: [Threaded comment] Your version of Excel allows you to read this threaded comment; however, any edits to it will get removed if the file is opened in a newer version of Excel. Learn more: https://go.microsoft.com/fwlink/?linkid=870924 Comment: Revised so matched 77 deg rated capacity

## Weather Data (hidden)
| Bin difference check | [6 empty] | 55 | 65
| Weedkay vs. Weekend | total # hours | # occupied hours | # hours unoccupied hrs | 1st Q | Median | 3rd Quartile | # hrs below 55 °F | # hrs above 65 °F
| NYC Lag | 8760 | 0 | 0 | 42.98 | 55.94 | 71.96 | 4074 | 3122
| NYC Central Park | 8760 | 0 | 0 | 41 | 53.96 | 69.98 | 4411 | 2871
| White Plains | 8760 | 0 | 0 | 37.4 | 51.8 | 64.94 | 4801 | 2108
| NYC JFK | 8760 | 0 | 0 | 39.92 | 55.04 | 69.98 | 4360 | 2875
[75 empty] | Occupied | [11 empty] | Unoccupied
[74 empty] | Bin Temp | NYC Laguardia | NYC JFK | White Plains WCA | NYC Central Park | Islip | Poughkeepsie | Binghamton | Albany | Syracuse | Buffalo | Rochester | Massena | NYC Laguardia | NYC JFK | White Plains WCA | NYC Central Park | Islip | Poughkeepsie | Binghamton | Albany | Syracuse | Buffalo | Rochester | Massena
[5 empty] | 25% | 50% | 75% | [66 empty] | Max | 99 | 95 | 97 | 99 | 97 | 93 | 93 | 97 | 97 | 89 | 95 | 93 | 87 | 89 | 97 | 91 | 91 | 89 | 85 | 87 | 87 | 87 | 93 | 91
[74 empty] | Min | 5 | 3 | 1 | 7 | 7 | -11 | -7 | -3 | -7 | -3 | -5 | -23 | 5 | 3 | 1 | 9 | 7 | -11 | -7 | -3 | -3 | 1 | -3 | -23
|  |  | WEEKDAY | 6264 | 261 |  |  |  | WEEKDAY | 0 | 0 |  |  |  | WEEKDAY | 0 | 0 |  |  |  | WEEKDAY | 0 | 0 | [50 empty] | Hours Over 90F | 0 | 0 | 0 | 0 | 0 | 0 | 0 | 0 | 0 | 0 | 0 | 0 | 0 | 0 | 0 | 0 | 0 | 0 | 0 | 0 | 0 | 0 | 0 | 0
|  |  | SATURDAY | 1248 | 52 |  |  |  | SATURDAY | 0 | 0 |  |  |  | SATURDAY | 0 | 0 |  |  |  | SATURDAY | 0 | 0 | [50 empty] | Hours Under 60F | 0 | 0 | 0 | 0 | 0 | 0 | 0 | 0 | 0 | 0 | 0 | 0 | 0 | 0 | 0 | 0 | 0 | 0 | 0 | 0 | 0 | 0 | 0 | 0
|  |  | SUNDAY | 1248 | 52 |  |  |  | SUNDAY | 0 | 0 |  |  |  | SUNDAY | 0 | 0 |  |  |  | SUNDAY | 0 | 0 | [50 empty] | Hours Under 10F | 0 | 0 | 0 | 0 | 0 | 0 | 0 | 0 | 0 | 0 | 0 | 0 | 0 | 0 | 0 | 0 | 0 | 0 | 0 | 0 | 0 | 0 | 0 | 0
|  |  | ALL | 8760 | 365 |  |  |  | ALL | 0 | 0 |  |  |  | ALL | 0 | 0 |  |  |  | ALL | 0 | 0 | [50 empty] | Hours under 0F | 0 | 0 | 0 | 0 | 0 | 0 | 0 | 0 | 0 | 0 | 0 | 0 | 0 | 0 | 0 | 0 | 0 | 0 | 0 | 0 | 0 | 0 | 0 | 0 | [5 empty] | Defrost from ccASHP calculator prepared by NYSERDA
|  |  | NYC Laguardia | [5 empty] | NYC Central Park | [5 empty] | White Plains WCA | [5 empty] | NYC Central Park | [50 empty] | 8760 BIN Data |  |  | NYC Laguardia |  | NYC JFK |  | White Plains WCA |  | NYC Central Park |  | Islip |  | Poughkeepsie |  | Binghamton |  | Albany |  | Syracuse |  | Buffalo |  | Rochester |  | Massena |  | Building Type: | 0
725030 | NEW YORK LAGUARDIA ARPT |  |  |  |  | 725033 | NEW YORK CENTRAL PRK OBS BELV |  |  |  |  | 725037 | WHITE PLAINS WESTCHESTER CO A |  |  |  |  | 744860 | NEW YORK J F KENNEDY INT'L AR |  |  |  |  | 725035 | ISLIP LONG ISL MACARTHUR AP |  |  |  |  | 725036 | POUGHKEEPSIE DUTCHESS CO AP |  |  |  |  | 725150 | BINGHAMTON EDWIN A LINK FIELD |  |  |  |  | 725180 | ALBANY COUNTY AP |  |  |  |  | 725190 | SYRACUSE HANCOCK INT'L ARPT |  |  |  |  | 725280 | BUFFALO NIAGARA INTL AP |  |  |  |  | 725290 | ROCHESTER GREATER ROCHESTER I |  |  |  |  | 726223 | MASSENA AP |  |  |  |  | Low Temp | Mid Point | High Temp | NYC Laguardia Occupied | NYC Laguardia Unoccupied | NYC JFK Occupied | NYC JFK Unoccupied | White Plains WCA Occupied | White Plains WCA Unoccupied | NYC Central Park Occupied | NYC Central Park Unoccupied | Islip Occupied | Islip Unoccupied | Poughkeepsie Occupied | Poughkeepsie Unoccupied | Binghamton Occupied | Binghamton Unoccupied | Albany Occupied | Albany Unoccupied | Syracuse Occupied | Syracuse Unoccupied | Buffalo Occupied | Buffalo Unoccupied | Rochester Occupied | Rochester Unoccupied | Massena Occupied | Massena Unoccupied | Hour (Time of Day) | HVAC Schedule |  |  | Weekday | Mid-Pt Temp | Defrost Factor
Date (MM/DD/YYYY) | Time (HH:MM) | Dry-bulb (C) | DB (F) | Week Day | Occupied? | Date (MM/DD/YYYY) | Time (HH:MM) | Dry-bulb (C) | DB (F) | Week Day | Occupied? | Date (MM/DD/YYYY) | Time (HH:MM) | Dry-bulb (C) | DB (F) | Week Day | Occupied? | Date (MM/DD/YYYY) | Time (HH:MM) | Dry-bulb (C) | DB (F) | Week Day | Occupied? | Date (MM/DD/YYYY) | Time (HH:MM) | Dry-bulb (C) | DB (F) | DB (F) | Occupied? | Date (MM/DD/YYYY) | Time (HH:MM) | Dry-bulb (C) | DB (F) | Week Day | Occupied? | Date (MM/DD/YYYY) | Time (HH:MM) | Dry-bulb (C) | DB (F) | Week Day | Occupied? | Date (MM/DD/YYYY) | Time (HH:MM) | Dry-bulb (C) | DB (F) | Week Day | Occupied? | Date (MM/DD/YYYY) | Time (HH:MM) | Dry-bulb (C) | DB (F) | DB (F) | Occupied? | Date (MM/DD/YYYY) | Time (HH:MM) | Dry-bulb (C) | DB (F) | Week Day | Occupied? | Date (MM/DD/YYYY) | Time (HH:MM) | Dry-bulb (C) | DB (F) | Week Day | Occupied? | Date (MM/DD/YYYY) | Time (HH:MM) | Dry-bulb (C) | DB (F) | Week Day | Occupied? | 100 | 101 | 102 | 0 | 0 | 0 | 0 | 0 | 0 | 0 | 0 | 0 | 0 | 0 | 0 | 0 | 0 | 0 | 0 | 0 | 0 | 0 | 0 | 0 | 0 | 0 | 0 |  | Weekday | Sat | Sunday | 2 | 101 | 0
1991-01-01 | 1:00 | -2.2 | 28.04 | WEEKDAY | #N/A | 1976-01-01 | 1:00 | 2.2 | 35.96 |  |  | 2003-01-01 | 1:00 | 7 | 44.6 |  |  | 1999-01-01 | 1:00 | -4.4 | 24.08 | [5 empty] | -4.4 | 24.08 |  |  |  | 2 | 35.6 |  |  |  |  | -0.6 | 30.92 |  |  |  |  | 0.6 | 33.08 | [5 empty] | -1.1 | 30.02 |  |  |  | -0.6 | 30.92 |  |  |  |  | -2.2 | 28.04 |  |  |  |  | 0 | 32 |  |  | 98 | 99 | 100 | 0 | 0 | 0 | 0 | 0 | 0 | 0 | 0 | 0 | 0 | 0 | 0 | 0 | 0 | 0 | 0 | 0 | 0 | 0 | 0 | 0 | 0 | 0 | 0 | 1:00 | #N/A | #N/A | #N/A | 3 | 99 | 0
1991-01-01 | 2:00 | -2.2 | 28.04 | WEEKDAY | #N/A | 1976-01-01 | 2:00 | 2.2 | 35.96 |  |  | 2003-01-01 | 2:00 | 7 | 44.6 |  |  | 1999-01-01 | 2:00 | -4.4 | 24.08 | [5 empty] | -3.9 | 24.98 |  |  |  | 1 | 33.8 |  |  |  |  | -0.6 | 30.92 |  |  |  |  | 0 | 32 | [5 empty] | -0.9 | 30.38 |  |  |  | -0.6 | 30.92 |  |  |  |  | -2 | 28.4 |  |  |  |  | -1.1 | 30.02 |  |  | 96 | 97 | 98 | 0 | 0 | 0 | 0 | 0 | 0 | 0 | 0 | 0 | 0 | 0 | 0 | 0 | 0 | 0 | 0 | 0 | 0 | 0 | 0 | 0 | 0 | 0 | 0 | 2:00 | #N/A | #N/A | #N/A | 4 | 97 | 0
1991-01-01 | 3:00 | -2.2 | 28.04 | WEEKDAY | #N/A | 1976-01-01 | 3:00 | 1.7 | 35.06 |  |  | 2003-01-01 | 3:00 | 7 | 44.6 |  |  | 1999-01-01 | 3:00 | -3.9 | 24.98 | [5 empty] | -3.9 | 24.98 |  |  |  | 3 | 37.4 |  |  |  |  | -1.7 | 28.94 |  |  |  |  | -0.6 | 30.92 | [5 empty] | -0.8 | 30.56 |  |  |  | -1.1 | 30.02 |  |  |  |  | -1.9 | 28.58 |  |  |  |  | -1.1 | 30.02 |  |  | 94 | 95 | 96 | 0 | 0 | 0 | 0 | 0 | 0 | 0 | 0 | 0 | 0 | 0 | 0 | 0 | 0 | 0 | 0 | 0 | 0 | 0 | 0 | 0 | 0 | 0 | 0 | 3:00 | #N/A | #N/A | #N/A | 5 | 95 | 0
1991-01-01 | 4:00 | -2.8 | 26.96 | WEEKDAY | #N/A | 1976-01-01 | 4:00 | 1.1 | 33.98 |  |  | 2003-01-01 | 4:00 | 6.5 | 43.7 |  |  | 1999-01-01 | 4:00 | -3.3 | 26.06 | [5 empty] | -4.4 | 24.08 |  |  |  | 4 | 39.2 |  |  |  |  | -2.2 | 28.04 |  |  |  |  | -1.1 | 30.02 | [5 empty] | -0.6 | 30.92 |  |  |  | -1.1 | 30.02 |  |  |  |  | -1.7 | 28.94 |  |  |  |  | -2.8 | 26.96 |  |  | 92 | 93 | 94 | 0 | 0 | 0 | 0 | 0 | 0 | 0 | 0 | 0 | 0 | 0 | 0 | 0 | 0 | 0 | 0 | 0 | 0 | 0 | 0 | 0 | 0 | 0 | 0 | 4:00 | #N/A | #N/A | #N/A | 6 | 93 | 0
1991-01-01 | 5:00 | -2.8 | 26.96 | WEEKDAY | #N/A | 1976-01-01 | 5:00 | 1.1 | 33.98 |  |  | 2003-01-01 | 5:00 | 6 | 42.8 |  |  | 1999-01-01 | 5:00 | -3.3 | 26.06 | [5 empty] | -4.4 | 24.08 |  |  |  | 1 | 33.8 |  |  |  |  | -2.8 | 26.96 |  |  |  |  | -2.2 | 28.04 | [5 empty] | -0.4 | 31.28 |  |  |  | -1.1 | 30.02 |  |  |  |  | -1.7 | 28.94 |  |  |  |  | -3.9 | 24.98 |  |  | 90 | 91 | 92 | 0 | 0 | 0 | 0 | 0 | 0 | 0 | 0 | 0 | 0 | 0 | 0 | 0 | 0 | 0 | 0 | 0 | 0 | 0 | 0 | 0 | 0 | 0 | 0 | 5:00 | #N/A | #N/A | #N/A |  | 91 | 0
1991-01-01 | 6:00 | -3.3 | 26.06 | WEEKDAY | #N/A | 1976-01-01 | 6:00 | 0.6 | 33.08 |  |  | 2003-01-01 | 6:00 | 6 | 42.8 |  |  | 1999-01-01 | 6:00 | -3.9 | 24.98 | [5 empty] | 0 | 32 |  |  |  | 8 | 46.4 |  |  |  |  | -3.3 | 26.06 |  |  |  |  | -2.2 | 28.04 | [5 empty] | -0.2 | 31.64 |  |  |  | -0.6 | 30.92 |  |  |  |  | -1.7 | 28.94 |  |  |  |  | -4.4 | 24.08 |  |  | 88 | 89 | 90 | 0 | 0 | 0 | 0 | 0 | 0 | 0 | 0 | 0 | 0 | 0 | 0 | 0 | 0 | 0 | 0 | 0 | 0 | 0 | 0 | 0 | 0 | 0 | 0 | 6:00 | #N/A | #N/A | #N/A |  | 89 | 0
1991-01-01 | 7:00 | -2.8 | 26.96 | WEEKDAY | #N/A | 1976-01-01 | 7:00 | 1.1 | 33.98 |  |  | 2003-01-01 | 7:00 | 4 | 39.2 |  |  | 1999-01-01 | 7:00 | -4.4 | 24.08 | [5 empty] | 0.6 | 33.08 |  |  |  | 2 | 35.6 |  |  |  |  | -4.4 | 24.08 |  |  |  |  | -2.8 | 26.96 | [5 empty] | 0 | 32 |  |  |  | -0.6 | 30.92 |  |  |  |  | -1.7 | 28.94 |  |  |  |  | -4.4 | 24.08 |  |  | 86 | 87 | 88 | 0 | 0 | 0 | 0 | 0 | 0 | 0 | 0 | 0 | 0 | 0 | 0 | 0 | 0 | 0 | 0 | 0 | 0 | 0 | 0 | 0 | 0 | 0 | 0 | 7:00 | #N/A | #N/A | #N/A |  | 87 | 0
1991-01-01 | 8:00 | -2.8 | 26.96 | WEEKDAY | #N/A | 1976-01-01 | 8:00 | 1.1 | 33.98 |  |  | 2003-01-01 | 8:00 | 5 | 41 |  |  | 1999-01-01 | 8:00 | -3.3 | 26.06 | [5 empty] | 1.1 | 33.98 |  |  |  | 7 | 44.6 |  |  |  |  | -4.4 | 24.08 |  |  |  |  | -3.3 | 26.06 | [5 empty] | 0.4 | 32.72 |  |  |  | -0.6 | 30.92 |  |  |  |  | -1.5 | 29.3 |  |  |  |  | -6.1 | 21.02 |  |  | 84 | 85 | 86 | 0 | 0 | 0 | 0 | 0 | 0 | 0 | 0 | 0 | 0 | 0 | 0 | 0 | 0 | 0 | 0 | 0 | 0 | 0 | 0 | 0 | 0 | 0 | 0 | 8:00 | #N/A | #N/A | #N/A |  | 85 | 0
1991-01-01 | 9:00 | -1.7 | 28.94 | WEEKDAY | #N/A | 1976-01-01 | 9:00 | 1.1 | 33.98 |  |  | 2003-01-01 | 9:00 | 6 | 42.8 |  |  | 1999-01-01 | 9:00 | -2.8 | 26.96 | [5 empty] | 2.2 | 35.96 |  |  |  | 7 | 44.6 |  |  |  |  | -4.4 | 24.08 |  |  |  |  | -3.3 | 26.06 | [5 empty] | 0.7 | 33.26 |  |  |  | -1.1 | 30.02 |  |  |  |  | -1.3 | 29.66 |  |  |  |  | -7.2 | 19.04 |  |  | 82 | 83 | 84 | 0 | 0 | 0 | 0 | 0 | 0 | 0 | 0 | 0 | 0 | 0 | 0 | 0 | 0 | 0 | 0 | 0 | 0 | 0 | 0 | 0 | 0 | 0 | 0 | 9:00 | #N/A | #N/A | #N/A |  | 83 | 0
1991-01-01 | 10:00 | -0.6 | 30.92 | WEEKDAY | #N/A | 1976-01-01 | 10:00 | 1.1 | 33.98 |  |  | 2003-01-01 | 10:00 | 4 | 39.2 |  |  | 1999-01-01 | 10:00 | -2.2 | 28.04 | [5 empty] | 3.9 | 39.02 |  |  |  | 11 | 51.8 |  |  |  |  | -4.4 | 24.08 |  |  |  |  | -2.8 | 26.96 | [5 empty] | 1.1 | 33.98 |  |  |  | -0.6 | 30.92 |  |  |  |  | -1.1 | 30.02 |  |  |  |  | -8.3 | 17.06 |  |  | 80 | 81 | 82 | 0 | 0 | 0 | 0 | 0 | 0 | 0 | 0 | 0 | 0 | 0 | 0 | 0 | 0 | 0 | 0 | 0 | 0 | 0 | 0 | 0 | 0 | 0 | 0 | 10:00 | #N/A | #N/A | #N/A |  | 81 | 0
1991-01-01 | 11:00 | 0 | 32 | WEEKDAY | #N/A | 1976-01-01 | 11:00 | 1.7 | 35.06 |  |  | 2003-01-01 | 11:00 | 4 | 39.2 |  |  | 1999-01-01 | 11:00 | -1.1 | 30.02 | [5 empty] | 4.4 | 39.92 |  |  |  | 12 | 53.6 |  |  |  |  | -4.4 | 24.08 |  |  |  |  | -2.2 | 28.04 | [5 empty] | 1.7 | 35.06 |  |  |  | 0 | 32 |  |  |  |  | -1.1 | 30.02 |  |  |  |  | -6.7 | 19.94 |  |  | 78 | 79 | 80 | 0 | 0 | 0 | 0 | 0 | 0 | 0 | 0 | 0 | 0 | 0 | 0 | 0 | 0 | 0 | 0 | 0 | 0 | 0 | 0 | 0 | 0 | 0 | 0 | 11:00 | #N/A | #N/A | #N/A |  | 79 | 0
1991-01-01 | 12:00 | 2.2 | 35.96 | WEEKDAY | #N/A | 1976-01-01 | 12:00 | 2.2 | 35.96 |  |  | 2003-01-01 | 12:00 | 3 | 37.4 |  |  | 1999-01-01 | 12:00 | -1.7 | 28.94 | [5 empty] | 4.4 | 39.92 |  |  |  | 13 | 55.4 |  |  |  |  | -4.4 | 24.08 |  |  |  |  | -1.1 | 30.02 | [5 empty] | 2.2 | 35.96 |  |  |  | 0 | 32 |  |  |  |  | -1.1 | 30.02 |  |  |  |  | -6.1 | 21.02 |  |  | 76 | 77 | 78 | 0 | 0 | 0 | 0 | 0 | 0 | 0 | 0 | 0 | 0 | 0 | 0 | 0 | 0 | 0 | 0 | 0 | 0 | 0 | 0 | 0 | 0 | 0 | 0 | 12:00 | #N/A | #N/A | #N/A |  | 77 | 0
1991-01-01 | 13:00 | 2.8 | 37.04 | WEEKDAY | #N/A | 1976-01-01 | 13:00 | 3.9 | 39.02 |  |  | 2003-01-01 | 13:00 | 3 | 37.4 |  |  | 1999-01-01 | 13:00 | -2.2 | 28.04 | [5 empty] | 5.6 | 42.08 |  |  |  | 12 | 53.6 |  |  |  |  | -4.4 | 24.08 |  |  |  |  | 1.1 | 33.98 | [5 empty] | 2.8 | 37.04 |  |  |  | 0 | 32 |  |  |  |  | -1.1 | 30.02 |  |  |  |  | -5.6 | 21.92 |  |  | 74 | 75 | 76 | 0 | 0 | 0 | 0 | 0 | 0 | 0 | 0 | 0 | 0 | 0 | 0 | 0 | 0 | 0 | 0 | 0 | 0 | 0 | 0 | 0 | 0 | 0 | 0 | 13:00 | #N/A | #N/A | #N/A |  | 75 | 0
1991-01-01 | 14:00 | 2.2 | 35.96 | WEEKDAY | #N/A | 1976-01-01 | 14:00 | 4.4 | 39.92 |  |  | 2003-01-01 | 14:00 | 3 | 37.4 |  |  | 1999-01-01 | 14:00 | -3.3 | 26.06 | [5 empty] | 6.7 | 44.06 |  |  |  | 11 | 51.8 |  |  |  |  | -3.9 | 24.98 |  |  |  |  | 2.2 | 35.96 | [5 empty] | 2.6 | 36.68 |  |  |  | 0.6 | 33.08 |  |  |  |  | -1.1 | 30.02 |  |  |  |  | -5.6 | 21.92 |  |  | 72 | 73 | 74 | 0 | 0 | 0 | 0 | 0 | 0 | 0 | 0 | 0 | 0 | 0 | 0 | 0 | 0 | 0 | 0 | 0 | 0 | 0 | 0 | 0 | 0 | 0 | 0 | 14:00 | #N/A | #N/A | #N/A |  | 73 | 0
1991-01-01 | 15:00 | 2.2 | 35.96 | WEEKDAY | #N/A | 1976-01-01 | 15:00 | 4.4 | 39.92 |  |  | 2003-01-01 | 15:00 | 2 | 35.6 |  |  | 1999-01-01 | 15:00 | -2.8 | 26.96 | [5 empty] | 8.3 | 46.94 |  |  |  | 10 | 50 |  |  |  |  | -3.9 | 24.98 |  |  |  |  | 3.3 | 37.94 | [5 empty] | 2.4 | 36.32 |  |  |  | 0.6 | 33.08 |  |  |  |  | -1.1 | 30.02 |  |  |  |  | -6.1 | 21.02 |  |  | 70 | 71 | 72 | 0 | 0 | 0 | 0 | 0 | 0 | 0 | 0 | 0 | 0 | 0 | 0 | 0 | 0 | 0 | 0 | 0 | 0 | 0 | 0 | 0 | 0 | 0 | 0 | 15:00 | #N/A | #N/A | #N/A |  | 71 | 0
1991-01-01 | 16:00 | 2.8 | 37.04 | WEEKDAY | #N/A | 1976-01-01 | 16:00 | 3.3 | 37.94 |  |  | 2003-01-01 | 16:00 | 2 | 35.6 |  |  | 1999-01-01 | 16:00 | -2.8 | 26.96 | [5 empty] | 7.8 | 46.04 |  |  |  | 8 | 46.4 |  |  |  |  | -3.9 | 24.98 |  |  |  |  | 4.4 | 39.92 | [5 empty] | 2.2 | 35.96 |  |  |  | 0.6 | 33.08 |  |  |  |  | -1.1 | 30.02 |  |  |  |  | -7.2 | 19.04 |  |  | 68 | 69 | 70 | 0 | 0 | 0 | 0 | 0 | 0 | 0 | 0 | 0 | 0 | 0 | 0 | 0 | 0 | 0 | 0 | 0 | 0 | 0 | 0 | 0 | 0 | 0 | 0 | 16:00 | #N/A | #N/A | #N/A |  | 69 | 0
1991-01-01 | 17:00 | 1.7 | 35.06 | WEEKDAY | #N/A | 1976-01-01 | 17:00 | 1.7 | 35.06 |  |  | 2003-01-01 | 17:00 | 2 | 35.6 |  |  | 1999-01-01 | 17:00 | -5 | 23 | [5 empty] | 6.7 | 44.06 |  |  |  | 6 | 42.8 |  |  |  |  | -5.6 | 21.92 |  |  |  |  | 5 | 41 | [5 empty] | 0.9 | 33.62 |  |  |  | 0.6 | 33.08 |  |  |  |  | -1.1 | 30.02 |  |  |  |  | -9.4 | 15.08 |  |  | 66 | 67 | 68 | 0 | 0 | 0 | 0 | 0 | 0 | 0 | 0 | 0 | 0 | 0 | 0 | 0 | 0 | 0 | 0 | 0 | 0 | 0 | 0 | 0 | 0 | 0 | 0 | 17:00 | #N/A | #N/A | #N/A |  | 67 | 0
1991-01-01 | 18:00 | 2.2 | 35.96 | WEEKDAY | #N/A | 1976-01-01 | 18:00 | 1.1 | 33.98 |  |  | 2003-01-01 | 18:00 | 2 | 35.6 |  |  | 1999-01-01 | 18:00 | -5.6 | 21.92 | [5 empty] | 6.7 | 44.06 |  |  |  | 4 | 39.2 |  |  |  |  | -6.1 | 21.02 |  |  |  |  | 5.6 | 42.08 | [5 empty] | -0.4 | 31.28 |  |  |  | 0 | 32 |  |  |  |  | -1.1 | 30.02 |  |  |  |  | -8.9 | 15.98 |  |  | 64 | 65 | 66 | 0 | 0 | 0 | 0 | 0 | 0 | 0 | 0 | 0 | 0 | 0 | 0 | 0 | 0 | 0 | 0 | 0 | 0 | 0 | 0 | 0 | 0 | 0 | 0 | 18:00 | #N/A | #N/A | #N/A |  | 65 | 0
1991-01-01 | 19:00 | 2.8 | 37.04 | WEEKDAY | #N/A | 1976-01-01 | 19:00 | 1.1 | 33.98 |  |  | 2003-01-01 | 19:00 | 2 | 35.6 |  |  | 1999-01-01 | 19:00 | -6.1 | 21.02 | [5 empty] | 6.7 | 44.06 |  |  |  | 3 | 37.4 |  |  |  |  | -5.6 | 21.92 |  |  |  |  | 6.7 | 44.06 | [5 empty] | -1.7 | 28.94 |  |  |  | -0.6 | 30.92 |  |  |  |  | -1.1 | 30.02 |  |  |  |  | -8.3 | 17.06 |  |  | 62 | 63 | 64 | 0 | 0 | 0 | 0 | 0 | 0 | 0 | 0 | 0 | 0 | 0 | 0 | 0 | 0 | 0 | 0 | 0 | 0 | 0 | 0 | 0 | 0 | 0 | 0 | 19:00 | #N/A | #N/A | #N/A |  | 63 | 0
1991-01-01 | 20:00 | 2.2 | 35.96 | WEEKDAY | #N/A | 1976-01-01 | 20:00 | 1.1 | 33.98 |  |  | 2003-01-01 | 20:00 | 2 | 35.6 |  |  | 1999-01-01 | 20:00 | -6.7 | 19.94 | [5 empty] | 3.9 | 39.02 |  |  |  | 1 | 33.8 |  |  |  |  | -6.1 | 21.02 |  |  |  |  | 8.3 | 46.94 | [5 empty] | -1.5 | 29.3 |  |  |  | -0.6 | 30.92 |  |  |  |  | -0.9 | 30.38 |  |  |  |  | -8.3 | 17.06 |  |  | 60 | 61 | 62 | 0 | 0 | 0 | 0 | 0 | 0 | 0 | 0 | 0 | 0 | 0 | 0 | 0 | 0 | 0 | 0 | 0 | 0 | 0 | 0 | 0 | 0 | 0 | 0 | 20:00 | #N/A | #N/A | #N/A |  | 61 | 0
1991-01-01 | 21:00 | 3.3 | 37.94 | WEEKDAY | #N/A | 1976-01-01 | 21:00 | 0.6 | 33.08 |  |  | 2003-01-01 | 21:00 | 1.9 | 35.42 |  |  | 1999-01-01 | 21:00 | -8.3 | 17.06 | [5 empty] | 3.9 | 39.02 |  |  |  | -1 | 30.2 |  |  |  |  | -6.1 | 21.02 |  |  |  |  | 9.4 | 48.92 | [5 empty] | -1.3 | 29.66 |  |  |  | -1.1 | 30.02 |  |  |  |  | -0.8 | 30.56 |  |  |  |  | -5.6 | 21.92 |  |  | 58 | 59 | 60 | 0 | 0 | 0 | 0 | 0 | 0 | 0 | 0 | 0 | 0 | 0 | 0 | 0 | 0 | 0 | 0 | 0 | 0 | 0 | 0 | 0 | 0 | 0 | 0 | 21:00 | #N/A | #N/A | #N/A |  | 59 | 0
1991-01-01 | 22:00 | 3.3 | 37.94 | WEEKDAY | #N/A | 1976-01-01 | 22:00 | 0 | 32 |  |  | 2003-01-01 | 22:00 | 2 | 35.6 |  |  | 1999-01-01 | 22:00 | -9.4 | 15.08 | [5 empty] | 5 | 41 |  |  |  | -2 | 28.4 |  |  |  |  | -6.1 | 21.02 |  |  |  |  | 10 | 50 | [5 empty] | -1.1 | 30.02 |  |  |  | -1.1 | 30.02 |  |  |  |  | -0.6 | 30.92 |  |  |  |  | -5 | 23 |  |  | 56 | 57 | 58 | 0 | 0 | 0 | 0 | 0 | 0 | 0 | 0 | 0 | 0 | 0 | 0 | 0 | 0 | 0 | 0 | 0 | 0 | 0 | 0 | 0 | 0 | 0 | 0 | 22:00 | #N/A | #N/A | #N/A |  | 57 | 0
1991-01-01 | 23:00 | 3.3 | 37.94 | WEEKDAY | #N/A | 1976-01-01 | 23:00 | -0.6 | 30.92 |  |  | 2003-01-01 | 23:00 | 1 | 33.8 |  |  | 1999-01-01 | 23:00 | -10 | 14 | [5 empty] | 6.1 | 42.98 |  |  |  | -1 | 30.2 |  |  |  |  | -5.6 | 21.92 |  |  |  |  | 10.6 | 51.08 | [5 empty] | -0.9 | 30.38 |  |  |  | -1.1 | 30.02 |  |  |  |  | -1 | 30.2 |  |  |  |  | -5 | 23 |  |  | 54 | 55 | 56 | 0 | 0 | 0 | 0 | 0 | 0 | 0 | 0 | 0 | 0 | 0 | 0 | 0 | 0 | 0 | 0 | 0 | 0 | 0 | 0 | 0 | 0 | 0 | 0 | 23:00 | #N/A | #N/A | #N/A |  | 55 | 0
1991-01-01 | 0:00 | 3.9 | 39.02 | WEEKDAY | #N/A | 1976-01-01 | 24:00 | -1.1 | 30.02 |  |  | 2003-01-01 | 24:00 | 1 | 33.8 |  |  | 1999-01-01 | 24:00 | -10.6 | 12.92 | [5 empty] | 4.4 | 39.92 |  |  |  | -1 | 30.2 |  |  |  |  | -5.6 | 21.92 |  |  |  |  | 10.6 | 51.08 | [5 empty] | -0.8 | 30.56 |  |  |  | -1.1 | 30.02 |  |  |  |  | -1.3 | 29.66 |  |  |  |  | -5 | 23 |  |  | 52 | 53 | 54 | 0 | 0 | 0 | 0 | 0 | 0 | 0 | 0 | 0 | 0 | 0 | 0 | 0 | 0 | 0 | 0 | 0 | 0 | 0 | 0 | 0 | 0 | 0 | 0 | 0:00 | #N/A | #N/A | #N/A |  | 53 | 0
1991-01-02 | 1:00 | 4.4 | 39.92 | WEEKDAY | #N/A | 1976-01-02 | 1:00 | -2.8 | 26.96 |  |  | 2003-01-02 | 1:00 | 2 | 35.6 |  |  | 1999-01-02 | 1:00 | -11.1 | 12.02 | [5 empty] | 4.4 | 39.92 |  |  |  | -2 | 28.4 |  |  |  |  | -5 | 23 |  |  |  |  | 10 | 50 | [5 empty] | -0.6 | 30.92 |  |  |  | -1.7 | 28.94 |  |  |  |  | -1.7 | 28.94 |  |  |  |  | -5 | 23 |  |  | 50 | 51 | 52 | 0 | 0 | 0 | 0 | 0 | 0 | 0 | 0 | 0 | 0 | 0 | 0 | 0 | 0 | 0 | 0 | 0 | 0 | 0 | 0 | 0 | 0 | 0 | 0 | [5 empty] | 51 | 0
1991-01-02 | 2:00 | 4.4 | 39.92 | WEEKDAY | #N/A | 1976-01-02 | 2:00 | -3.3 | 26.06 |  |  | 2003-01-02 | 2:00 | 2 | 35.6 |  |  | 1999-01-02 | 2:00 | -11.7 | 10.94 | [5 empty] | 3.9 | 39.02 |  |  |  | -2 | 28.4 |  |  |  |  | -5 | 23 |  |  |  |  | 7.2 | 44.96 | [5 empty] | -0.4 | 31.28 |  |  |  | -1.7 | 28.94 |  |  |  |  | -1.7 | 28.94 |  |  |  |  | -6.1 | 21.02 |  |  | 48 | 49 | 50 | 0 | 0 | 0 | 0 | 0 | 0 | 0 | 0 | 0 | 0 | 0 | 0 | 0 | 0 | 0 | 0 | 0 | 0 | 0 | 0 | 0 | 0 | 0 | 0 | [5 empty] | 49 | 0
1991-01-02 | 3:00 | 5 | 41 | WEEKDAY | #N/A | 1976-01-02 | 3:00 | -3.9 | 24.98 |  |  | 2003-01-02 | 3:00 | 2 | 35.6 |  |  | 1999-01-02 | 3:00 | -11.7 | 10.94 | [5 empty] | 5 | 41 |  |  |  | -3 | 26.6 |  |  |  |  | -5 | 23 |  |  |  |  | 5.6 | 42.08 | [5 empty] | -0.2 | 31.64 |  |  |  | -1.7 | 28.94 |  |  |  |  | -1.7 | 28.94 |  |  |  |  | -5 | 23 |  |  | 46 | 47 | 48 | 0 | 0 | 0 | 0 | 0 | 0 | 0 | 0 | 0 | 0 | 0 | 0 | 0 | 0 | 0 | 0 | 0 | 0 | 0 | 0 | 0 | 0 | 0 | 0 | [5 empty] | 47 | 0
1991-01-02 | 4:00 | 4.4 | 39.92 | WEEKDAY | #N/A | 1976-01-02 | 4:00 | -4.4 | 24.08 |  |  | 2003-01-02 | 4:00 | 2 | 35.6 |  |  | 1999-01-02 | 4:00 | -11.7 | 10.94 | [5 empty] | 4.4 | 39.92 |  |  |  | -3 | 26.6 |  |  |  |  | -4.4 | 24.08 |  |  |  |  | 4.4 | 39.92 | [5 empty] | 0 | 32 |  |  |  | -1.1 | 30.02 |  |  |  |  | -1.7 | 28.94 |  |  |  |  | -5 | 23 |  |  | 44 | 45 | 46 | 0 | 0 | 0 | 0 | 0 | 0 | 0 | 0 | 0 | 0 | 0 | 0 | 0 | 0 | 0 | 0 | 0 | 0 | 0 | 0 | 0 | 0 | 0 | 0 | [5 empty] | 45 | 0.018
1991-01-02 | 5:00 | 4.4 | 39.92 | WEEKDAY | #N/A | 1976-01-02 | 5:00 | -5 | 23 |  |  | 2003-01-02 | 5:00 | 1 | 33.8 |  |  | 1999-01-02 | 5:00 | -12.2 | 10.04 | [5 empty] | 3.9 | 39.02 |  |  |  | -4 | 24.8 |  |  |  |  | -5 | 23 |  |  |  |  | 3.9 | 39.02 | [5 empty] | -0.2 | 31.64 |  |  |  | -0.6 | 30.92 |  |  |  |  | -1.5 | 29.3 |  |  |  |  | -5.6 | 21.92 |  |  | 42 | 43 | 44 | 0 | 0 | 0 | 0 | 0 | 0 | 0 | 0 | 0 | 0 | 0 | 0 | 0 | 0 | 0 | 0 | 0 | 0 | 0 | 0 | 0 | 0 | 0 | 0 | [5 empty] | 43 | 0.036
1991-01-02 | 6:00 | 3.9 | 39.02 | WEEKDAY | #N/A | 1976-01-02 | 6:00 | -5.6 | 21.92 |  |  | 2003-01-02 | 6:00 | -0.4 | 31.28 |  |  | 1999-01-02 | 6:00 | -11.7 | 10.94 | [5 empty] | 4.4 | 39.92 |  |  |  | -2 | 28.4 |  |  |  |  | -5 | 23 |  |  |  |  | 2.8 | 37.04 | [5 empty] | -0.4 | 31.28 |  |  |  | -1.1 | 30.02 |  |  |  |  | -1.3 | 29.66 |  |  |  |  | -4.4 | 24.08 |  |  | 40 | 41 | 42 | 0 | 0 | 0 | 0 | 0 | 0 | 0 | 0 | 0 | 0 | 0 | 0 | 0 | 0 | 0 | 0 | 0 | 0 | 0 | 0 | 0 | 0 | 0 | 0 | [5 empty] | 41 | 0.054
1991-01-02 | 7:00 | 3.9 | 39.02 | WEEKDAY | #N/A | 1976-01-02 | 7:00 | -5.6 | 21.92 |  |  | 2003-01-02 | 7:00 | -2 | 28.4 |  |  | 1999-01-02 | 7:00 | -11.7 | 10.94 | [5 empty] | 5.6 | 42.08 |  |  |  | -2 | 28.4 |  |  |  |  | -4.4 | 24.08 |  |  |  |  | 2.2 | 35.96 | [5 empty] | -0.6 | 30.92 |  |  |  | -1.1 | 30.02 |  |  |  |  | -1.1 | 30.02 |  |  |  |  | -3.3 | 26.06 |  |  | 38 | 39 | 40 | 0 | 0 | 0 | 0 | 0 | 0 | 0 | 0 | 0 | 0 | 0 | 0 | 0 | 0 | 0 | 0 | 0 | 0 | 0 | 0 | 0 | 0 | 0 | 0 | [5 empty] | 39 | 0.072
1991-01-02 | 8:00 | 3.3 | 37.94 | WEEKDAY | #N/A | 1976-01-02 | 8:00 | -5.6 | 21.92 |  |  | 2003-01-02 | 8:00 | -2.8 | 26.96 |  |  | 1999-01-02 | 8:00 | -11.1 | 12.02 | [5 empty] | 7.8 | 46.04 |  |  |  | -4 | 24.8 |  |  |  |  | -3.9 | 24.98 |  |  |  |  | 1.7 | 35.06 | [5 empty] | -0.2 | 31.64 |  |  |  | -1.1 | 30.02 |  |  |  |  | -1.1 | 30.02 |  |  |  |  | -2.8 | 26.96 |  |  | 36 | 37 | 38 | 0 | 0 | 0 | 0 | 0 | 0 | 0 | 0 | 0 | 0 | 0 | 0 | 0 | 0 | 0 | 0 | 0 | 0 | 0 | 0 | 0 | 0 | 0 | 0 | [5 empty] | 37 | 0.09
1991-01-02 | 9:00 | 4.4 | 39.92 | WEEKDAY | #N/A | 1976-01-02 | 9:00 | -5.6 | 21.92 |  |  | 2003-01-02 | 9:00 | -2.8 | 26.96 |  |  | 1999-01-02 | 9:00 | -10.6 | 12.92 | [5 empty] | 8.9 | 48.02 |  |  |  | -1 | 30.2 |  |  |  |  | -3.3 | 26.06 |  |  |  |  | 1.7 | 35.06 | [5 empty] | 0.2 | 32.36 |  |  |  | -1.1 | 30.02 |  |  |  |  | -1.1 | 30.02 |  |  |  |  | -2.8 | 26.96 |  |  | 34 | 35 | 36 | 0 | 0 | 0 | 0 | 0 | 0 | 0 | 0 | 0 | 0 | 0 | 0 | 0 | 0 | 0 | 0 | 0 | 0 | 0 | 0 | 0 | 0 | 0 | 0 | [5 empty] | 35 | 0.094
1991-01-02 | 10:00 | 5 | 41 | WEEKDAY | #N/A | 1976-01-02 | 10:00 | -4.4 | 24.08 |  |  | 2003-01-02 | 10:00 | -2.9 | 26.78 |  |  | 1999-01-02 | 10:00 | -8.9 | 15.98 | [5 empty] | 10.6 | 51.08 |  |  |  | 1 | 33.8 |  |  |  |  | -2.8 | 26.96 |  |  |  |  | 1.7 | 35.06 | [5 empty] | 0.6 | 33.08 |  |  |  | -0.6 | 30.92 |  |  |  |  | -1.1 | 30.02 |  |  |  |  | -3.3 | 26.06 |  |  | 32 | 33 | 34 | 0 | 0 | 0 | 0 | 0 | 0 | 0 | 0 | 0 | 0 | 0 | 0 | 0 | 0 | 0 | 0 | 0 | 0 | 0 | 0 | 0 | 0 | 0 | 0 | [5 empty] | 33 | 0.098
1991-01-02 | 11:00 | 5.6 | 42.08 | WEEKDAY | #N/A | 1976-01-02 | 11:00 | -2.8 | 26.96 |  |  | 2003-01-02 | 11:00 | -3 | 26.6 |  |  | 1999-01-02 | 11:00 | -8.3 | 17.06 | [5 empty] | 11.7 | 53.06 |  |  |  | 3 | 37.4 |  |  |  |  | -1.1 | 30.02 |  |  |  |  | 1.7 | 35.06 | [5 empty] | 0.4 | 32.72 |  |  |  | -0.6 | 30.92 |  |  |  |  | -0.9 | 30.38 |  |  |  |  | -2.2 | 28.04 |  |  | 30 | 31 | 32 | 0 | 0 | 0 | 0 | 0 | 0 | 0 | 0 | 0 | 0 | 0 | 0 | 0 | 0 | 0 | 0 | 0 | 0 | 0 | 0 | 0 | 0 | 0 | 0 | [5 empty] | 31 | 0.102
1991-01-02 | 12:00 | 6.7 | 44.06 | WEEKDAY | #N/A | 1976-01-02 | 12:00 | -2.2 | 28.04 |  |  | 2003-01-02 | 12:00 | -2 | 28.4 |  |  | 1999-01-02 | 12:00 | -7.2 | 19.04 | [5 empty] | 12.8 | 55.04 |  |  |  | 4 | 39.2 |  |  |  |  | -0.6 | 30.92 |  |  |  |  | 1.1 | 33.98 | [5 empty] | 0.2 | 32.36 |  |  |  | 0 | 32 |  |  |  |  | -0.8 | 30.56 |  |  |  |  | -1.1 | 30.02 |  |  | 28 | 29 | 30 | 0 | 0 | 0 | 0 | 0 | 0 | 0 | 0 | 0 | 0 | 0 | 0 | 0 | 0 | 0 | 0 | 0 | 0 | 0 | 0 | 0 | 0 | 0 | 0 | [5 empty] | 29 | 0.106
1991-01-02 | 13:00 | 7.2 | 44.96 | WEEKDAY | #N/A | 1976-01-02 | 13:00 | -1.7 | 28.94 |  |  | 2003-01-02 | 13:00 | -2 | 28.4 |  |  | 1999-01-02 | 13:00 | -6.1 | 21.02 | [5 empty] | 13.3 | 55.94 |  |  |  | 4 | 39.2 |  |  |  |  | 0 | 32 |  |  |  |  | 1.1 | 33.98 | [5 empty] | 0 | 32 |  |  |  | 0 | 32 |  |  |  |  | -0.6 | 30.92 |  |  |  |  | -1.1 | 30.02 |  |  | 26 | 27 | 28 | 0 | 0 | 0 | 0 | 0 | 0 | 0 | 0 | 0 | 0 | 0 | 0 | 0 | 0 | 0 | 0 | 0 | 0 | 0 | 0 | 0 | 0 | 0 | 0 | [5 empty] | 27 | 0.11
1991-01-02 | 14:00 | 7.8 | 46.04 | WEEKDAY | #N/A | 1976-01-02 | 14:00 | -1.1 | 30.02 |  |  | 2003-01-02 | 14:00 | -1 | 30.2 |  |  | 1999-01-02 | 14:00 | -6.1 | 21.02 | [5 empty] | 13.9 | 57.02 |  |  |  | 3 | 37.4 |  |  |  |  | 1.7 | 35.06 |  |  |  |  | 1.1 | 33.98 | [5 empty] | -0.4 | 31.28 |  |  |  | 0 | 32 |  |  |  |  | -0.6 | 30.92 |  |  |  |  | -2.2 | 28.04 |  |  | 24 | 25 | 26 | 0 | 0 | 0 | 0 | 0 | 0 | 0 | 0 | 0 | 0 | 0 | 0 | 0 | 0 | 0 | 0 | 0 | 0 | 0 | 0 | 0 | 0 | 0 | 0 | [5 empty] | 25 | 0.105
1991-01-02 | 15:00 | 8.3 | 46.94 | WEEKDAY | #N/A | 1976-01-02 | 15:00 | -0.6 | 30.92 |  |  | 2003-01-02 | 15:00 | -1 | 30.2 |  |  | 1999-01-02 | 15:00 | -6.1 | 21.02 | [5 empty] | 11.7 | 53.06 |  |  |  | 3 | 37.4 |  |  |  |  | 2.2 | 35.96 |  |  |  |  | 1.1 | 33.98 | [5 empty] | -0.7 | 30.74 |  |  |  | 0 | 32 |  |  |  |  | -0.6 | 30.92 |  |  |  |  | -2.2 | 28.04 |  |  | 22 | 23 | 24 | 0 | 0 | 0 | 0 | 0 | 0 | 0 | 0 | 0 | 0 | 0 | 0 | 0 | 0 | 0 | 0 | 0 | 0 | 0 | 0 | 0 | 0 | 0 | 0 | [5 empty] | 23 | 0.1
1991-01-02 | 16:00 | 8.3 | 46.94 | WEEKDAY | #N/A | 1976-01-02 | 16:00 | -0.6 | 30.92 |  |  | 2003-01-02 | 16:00 | -2 | 28.4 |  |  | 1999-01-02 | 16:00 | -6.1 | 21.02 | [5 empty] | 12.2 | 53.96 |  |  |  | 3 | 37.4 |  |  |  |  | 2.2 | 35.96 |  |  |  |  | 1.1 | 33.98 | [5 empty] | -1.1 | 30.02 |  |  |  | 0 | 32 |  |  |  |  | -0.6 | 30.92 |  |  |  |  | -2.2 | 28.04 |  |  | 20 | 21 | 22 | 0 | 0 | 0 | 0 | 0 | 0 | 0 | 0 | 0 | 0 | 0 | 0 | 0 | 0 | 0 | 0 | 0 | 0 | 0 | 0 | 0 | 0 | 0 | 0 | [5 empty] | 21 | 0.095
1991-01-02 | 17:00 | 7.8 | 46.04 | WEEKDAY | #N/A | 1976-01-02 | 17:00 | -1.1 | 30.02 |  |  | 2003-01-02 | 17:00 | -2 | 28.4 |  |  | 1999-01-02 | 17:00 | -5.6 | 21.92 | [5 empty] | 10.6 | 51.08 |  |  |  | 3 | 37.4 |  |  |  |  | 2.2 | 35.96 |  |  |  |  | 0.6 | 33.08 | [5 empty] | -1.8 | 28.76 |  |  |  | 0 | 32 |  |  |  |  | -1 | 30.2 |  |  |  |  | -2.2 | 28.04 |  |  | 18 | 19 | 20 | 0 | 0 | 0 | 0 | 0 | 0 | 0 | 0 | 0 | 0 | 0 | 0 | 0 | 0 | 0 | 0 | 0 | 0 | 0 | 0 | 0 | 0 | 0 | 0 | [5 empty] | 19 | 0.09
1991-01-02 | 18:00 | 7.2 | 44.96 | WEEKDAY | #N/A | 1976-01-02 | 18:00 | -1.1 | 30.02 |  |  | 2003-01-02 | 18:00 | -2 | 28.4 |  |  | 1999-01-02 | 18:00 | -5 | 23 | [5 empty] | 11.1 | 51.98 |  |  |  | 3 | 37.4 |  |  |  |  | 2.2 | 35.96 |  |  |  |  | 0.6 | 33.08 | [5 empty] | -2.6 | 27.32 |  |  |  | -0.6 | 30.92 |  |  |  |  | -1.3 | 29.66 |  |  |  |  | -2.8 | 26.96 |  |  | 16 | 17 | 18 | 0 | 0 | 0 | 0 | 0 | 0 | 0 | 0 | 0 | 0 | 0 | 0 | 0 | 0 | 0 | 0 | 0 | 0 | 0 | 0 | 0 | 0 | 0 | 0 | [5 empty] | 17 | 0.085
1991-01-02 | 19:00 | 6.7 | 44.06 | WEEKDAY | #N/A | 1976-01-02 | 19:00 | -0.6 | 30.92 |  |  | 2003-01-02 | 19:00 | -2 | 28.4 |  |  | 1999-01-02 | 19:00 | -5 | 23 | [5 empty] | 11.7 | 53.06 |  |  |  | 3 | 37.4 |  |  |  |  | 2.2 | 35.96 |  |  |  |  | 0.6 | 33.08 | [5 empty] | -3.3 | 26.06 |  |  |  | -0.6 | 30.92 |  |  |  |  | -1.7 | 28.94 |  |  |  |  | -3.9 | 24.98 |  |  | 14 | 15 | 16 | 0 | 0 | 0 | 0 | 0 | 0 | 0 | 0 | 0 | 0 | 0 | 0 | 0 | 0 | 0 | 0 | 0 | 0 | 0 | 0 | 0 | 0 | 0 | 0 | [5 empty] | 15 | 0.084474
1991-01-02 | 20:00 | 6.1 | 42.98 | WEEKDAY | #N/A | 1976-01-02 | 20:00 | -0.6 | 30.92 |  |  | 2003-01-02 | 20:00 | -2 | 28.4 |  |  | 1999-01-02 | 20:00 | -4.4 | 24.08 | [5 empty] | 11.7 | 53.06 |  |  |  | 3 | 37.4 |  |  |  |  | 2.2 | 35.96 |  |  |  |  | 0.6 | 33.08 | [5 empty] | -4.4 | 24.08 |  |  |  | -1.1 | 30.02 |  |  |  |  | -2.1 | 28.22 |  |  |  |  | -3.9 | 24.98 |  |  | 12 | 13 | 14 | 0 | 0 | 0 | 0 | 0 | 0 | 0 | 0 | 0 | 0 | 0 | 0 | 0 | 0 | 0 | 0 | 0 | 0 | 0 | 0 | 0 | 0 | 0 | 0 | [5 empty] | 13 | 0.083947
1991-01-02 | 21:00 | 6.1 | 42.98 | WEEKDAY | #N/A | 1976-01-02 | 21:00 | -0.6 | 30.92 |  |  | 2003-01-02 | 21:00 | -3 | 26.6 |  |  | 1999-01-02 | 21:00 | -4.4 | 24.08 | [5 empty] | 11.7 | 53.06 |  |  |  | 3 | 37.4 |  |  |  |  | 1.7 | 35.06 |  |  |  |  | -0.6 | 30.92 | [5 empty] | -5.6 | 21.92 |  |  |  | -1.7 | 28.94 |  |  |  |  | -2.4 | 27.68 |  |  |  |  | -4.4 | 24.08 |  |  | 10 | 11 | 12 | 0 | 0 | 0 | 0 | 0 | 0 | 0 | 0 | 0 | 0 | 0 | 0 | 0 | 0 | 0 | 0 | 0 | 0 | 0 | 0 | 0 | 0 | 0 | 0 | [5 empty] | 11 | 0.083421
1991-01-02 | 22:00 | 6.1 | 42.98 | WEEKDAY | #N/A | 1976-01-02 | 22:00 | 0 | 32 |  |  | 2003-01-02 | 22:00 | -3 | 26.6 |  |  | 1999-01-02 | 22:00 | -4.4 | 24.08 | [5 empty] | 11.1 | 51.98 |  |  |  | 2 | 35.6 |  |  |  |  | 1.1 | 33.98 |  |  |  |  | -1.1 | 30.02 | [5 empty] | -6.7 | 19.94 |  |  |  | -1.7 | 28.94 |  |  |  |  | -2.8 | 26.96 |  |  |  |  | -4.4 | 24.08 |  |  | 8 | 9 | 10 | 0 | 0 | 0 | 0 | 0 | 0 | 0 | 0 | 0 | 0 | 0 | 0 | 0 | 0 | 0 | 0 | 0 | 0 | 0 | 0 | 0 | 0 | 0 | 0 | [5 empty] | 9 | 0.082895
1991-01-02 | 23:00 | 5.6 | 42.08 | WEEKDAY | #N/A | 1976-01-02 | 23:00 | 0 | 32 |  |  | 2003-01-02 | 23:00 | -3 | 26.6 |  |  | 1999-01-02 | 23:00 | -4.4 | 24.08 | [5 empty] | 10.6 | 51.08 |  |  |  | 3 | 37.4 |  |  |  |  | 1.1 | 33.98 |  |  |  |  | -1.1 | 30.02 | [5 empty] | -7.1 | 19.22 |  |  |  | -2.2 | 28.04 |  |  |  |  | -3 | 26.6 |  |  |  |  | -4.4 | 24.08 |  |  | 6 | 7 | 8 | 0 | 0 | 0 | 0 | 0 | 0 | 0 | 0 | 0 | 0 | 0 | 0 | 0 | 0 | 0 | 0 | 0 | 0 | 0 | 0 | 0 | 0 | 0 | 0 | [5 empty] | 7 | 0.082368
1991-01-02 | 24:00 | 4.4 | 39.92 | WEEKDAY | #N/A | 1976-01-02 | 24:00 | 0 | 32 |  |  | 2003-01-02 | 24:00 | -3 | 26.6 |  |  | 1999-01-02 | 24:00 | -3.9 | 24.98 | [5 empty] | 10.6 | 51.08 |  |  |  | 3 | 37.4 |  |  |  |  | 1.1 | 33.98 |  |  |  |  | -2.2 | 28.04 | [5 empty] | -7.4 | 18.68 |  |  |  | -2.2 | 28.04 |  |  |  |  | -3.1 | 26.42 |  |  |  |  | -4.4 | 24.08 |  |  | 4 | 5 | 6 | 0 | 0 | 0 | 0 | 0 | 0 | 0 | 0 | 0 | 0 | 0 | 0 | 0 | 0 | 0 | 0 | 0 | 0 | 0 | 0 | 0 | 0 | 0 | 0 | [5 empty] | 5 | 0.081842
1991-01-03 | 1:00 | 2.8 | 37.04 | WEEKDAY | #N/A | 1976-01-03 | 1:00 | 0 | 32 |  |  | 2003-01-03 | 1:00 | -3 | 26.6 |  |  | 1999-01-03 | 1:00 | -3.9 | 24.98 | [5 empty] | 10.6 | 51.08 |  |  |  | 3 | 37.4 |  |  |  |  | 0.6 | 33.08 |  |  |  |  | -2.8 | 26.96 | [5 empty] | -7.8 | 17.96 |  |  |  | -2.8 | 26.96 |  |  |  |  | -3.3 | 26.06 |  |  |  |  | -5 | 23 |  |  | 2 | 3 | 4 | 0 | 0 | 0 | 0 | 0 | 0 | 0 | 0 | 0 | 0 | 0 | 0 | 0 | 0 | 0 | 0 | 0 | 0 | 0 | 0 | 0 | 0 | 0 | 0 | [5 empty] | 3 | 0.081316
1991-01-03 | 2:00 | 2.2 | 35.96 | WEEKDAY | #N/A | 1976-01-03 | 2:00 | 1.7 | 35.06 |  |  | 2003-01-03 | 2:00 | -3 | 26.6 |  |  | 1999-01-03 | 2:00 | -2.8 | 26.96 | [5 empty] | 10.6 | 51.08 |  |  |  | 3 | 37.4 |  |  |  |  | 0.6 | 33.08 |  |  |  |  | -4.4 | 24.08 | [5 empty] | -8.3 | 17.06 |  |  |  | -2.8 | 26.96 |  |  |  |  | -3.7 | 25.34 |  |  |  |  | -6.1 | 21.02 |  |  | 0 | 1 | 2 | 0 | 0 | 0 | 0 | 0 | 0 | 0 | 0 | 0 | 0 | 0 | 0 | 0 | 0 | 0 | 0 | 0 | 0 | 0 | 0 | 0 | 0 | 0 | 0 | [5 empty] | 1 | 0.080789
1991-01-03 | 3:00 | 2.2 | 35.96 | WEEKDAY | #N/A | 1976-01-03 | 3:00 | 1.7 | 35.06 |  |  | 2003-01-03 | 3:00 | -3 | 26.6 |  |  | 1999-01-03 | 3:00 | -1.1 | 30.02 | [5 empty] | 10.6 | 51.08 |  |  |  | 3 | 37.4 |  |  |  |  | 1.1 | 33.98 |  |  |  |  | -3.9 | 24.98 | [5 empty] | -8.9 | 15.98 |  |  |  | -3.3 | 26.06 |  |  |  |  | -4 | 24.8 |  |  |  |  | -6.7 | 19.94 |  |  | -2 | -1 | 0 | 0 | 0 | 0 | 0 | 0 | 0 | 0 | 0 | 0 | 0 | 0 | 0 | 0 | 0 | 0 | 0 | 0 | 0 | 0 | 0 | 0 | 0 | 0 | 0 | [5 empty] | -1 | 0.080263
1991-01-03 | 4:00 | 2.2 | 35.96 | WEEKDAY | #N/A | 1976-01-03 | 4:00 | 1.7 | 35.06 |  |  | 2003-01-03 | 4:00 | -3 | 26.6 |  |  | 1999-01-03 | 4:00 | 2.2 | 35.96 | [5 empty] | 10 | 50 |  |  |  | 3 | 37.4 |  |  |  |  | 1.1 | 33.98 |  |  |  |  | -4.4 | 24.08 | [5 empty] | -9.4 | 15.08 |  |  |  | -3.3 | 26.06 |  |  |  |  | -4.4 | 24.08 |  |  |  |  | -7.8 | 17.96 |  |  | -4 | -3 | -2 | 0 | 0 | 0 | 0 | 0 | 0 | 0 | 0 | 0 | 0 | 0 | 0 | 0 | 0 | 0 | 0 | 0 | 0 | 0 | 0 | 0 | 0 | 0 | 0 | [5 empty] | -3 | 0.079737
1991-01-03 | 5:00 | 1.7 | 35.06 | WEEKDAY | #N/A | 1976-01-03 | 5:00 | 2.2 | 35.96 |  |  | 2003-01-03 | 5:00 | -3 | 26.6 |  |  | 1999-01-03 | 5:00 | 3.9 | 39.02 | [5 empty] | 10 | 50 |  |  |  | 4 | 39.2 |  |  |  |  | 1.1 | 33.98 |  |  |  |  | -5 | 23 | [5 empty] | -9.2 | 15.44 |  |  |  | -3.9 | 24.98 |  |  |  |  | -4.8 | 23.36 |  |  |  |  | -9.4 | 15.08 |  |  | -6 | -5 | -4 | 0 | 0 | 0 | 0 | 0 | 0 | 0 | 0 | 0 | 0 | 0 | 0 | 0 | 0 | 0 | 0 | 0 | 0 | 0 | 0 | 0 | 0 | 0 | 0 | [5 empty] | -5 | 0.079211
1991-01-03 | 6:00 | 1.7 | 35.06 | WEEKDAY | #N/A | 1976-01-03 | 6:00 | 2.2 | 35.96 |  |  | 2003-01-03 | 6:00 | -2 | 28.4 |  |  | 1999-01-03 | 6:00 | 4 | 39.2 | [5 empty] | 10 | 50 |  |  |  | 4 | 39.2 |  |  |  |  | 1.7 | 35.06 |  |  |  |  | -5 | 23 | [5 empty] | -9.1 | 15.62 |  |  |  | -4.4 | 24.08 |  |  |  |  | -5.2 | 22.64 |  |  |  |  | -10.6 | 12.92 |  |  | -8 | -7 | -6 | 0 | 0 | 0 | 0 | 0 | 0 | 0 | 0 | 0 | 0 | 0 | 0 | 0 | 0 | 0 | 0 | 0 | 0 | 0 | 0 | 0 | 0 | 0 | 0 | [5 empty] | -7 | 0.078684
1991-01-03 | 7:00 | 1.7 | 35.06 | WEEKDAY | #N/A | 1976-01-03 | 7:00 | 2.8 | 37.04 |  |  | 2003-01-03 | 7:00 | -2 | 28.4 |  |  | 1999-01-03 | 7:00 | 5.6 | 42.08 | [5 empty] | 10 | 50 |  |  |  | 6 | 42.8 |  |  |  |  | 1.7 | 35.06 |  |  |  |  | -5.6 | 21.92 | [5 empty] | -8.9 | 15.98 |  |  |  | -4.4 | 24.08 |  |  |  |  | -5.6 | 21.92 |  |  |  |  | -10.6 | 12.92 |  |  | -10 | -9 | -8 | 0 | 0 | 0 | 0 | 0 | 0 | 0 | 0 | 0 | 0 | 0 | 0 | 0 | 0 | 0 | 0 | 0 | 0 | 0 | 0 | 0 | 0 | 0 | 0 | [5 empty] | -9 | 0.078158
1991-01-03 | 8:00 | 2.2 | 35.96 | WEEKDAY | #N/A | 1976-01-03 | 8:00 | 4.4 | 39.92 |  |  | 2003-01-03 | 8:00 | -2 | 28.4 |  |  | 1999-01-03 | 8:00 | 7.8 | 46.04 | [5 empty] | 10 | 50 |  |  |  | 7 | 44.6 |  |  |  |  | 2.2 | 35.96 |  |  |  |  | -5 | 23 | [5 empty] | -8.3 | 17.06 |  |  |  | -4.4 | 24.08 |  |  |  |  | -5.6 | 21.92 |  |  |  |  | -11.1 | 12.02 |  |  | -12 | -11 | -10 | 0 | 0 | 0 | 0 | 0 | 0 | 0 | 0 | 0 | 0 | 0 | 0 | 0 | 0 | 0 | 0 | 0 | 0 | 0 | 0 | 0 | 0 | 0 | 0 | [5 empty] | -11 | 0.077632
1991-01-03 | 9:00 | 2.2 | 35.96 | WEEKDAY | #N/A | 1976-01-03 | 9:00 | 4.4 | 39.92 |  |  | 2003-01-03 | 9:00 | -1 | 30.2 |  |  | 1999-01-03 | 9:00 | 8.3 | 46.94 | [5 empty] | 11.1 | 51.98 |  |  |  | 7 | 44.6 |  |  |  |  | 2.2 | 35.96 |  |  |  |  | -4.4 | 24.08 | [5 empty] | -7.8 | 17.96 |  |  |  | -5 | 23 |  |  |  |  | -5.6 | 21.92 |  |  |  |  | -11.7 | 10.94 |  |  | -14 | -13 | -12 | 0 | 0 | 0 | 0 | 0 | 0 | 0 | 0 | 0 | 0 | 0 | 0 | 0 | 0 | 0 | 0 | 0 | 0 | 0 | 0 | 0 | 0 | 0 | 0 | [5 empty] | -13 | 0.077105
1991-01-03 | 10:00 | 2.8 | 37.04 | WEEKDAY | #N/A | 1976-01-03 | 10:00 | 5 | 41 |  |  | 2003-01-03 | 10:00 | -1 | 30.2 |  |  | 1999-01-03 | 10:00 | 10 | 50 | [5 empty] | 12.2 | 53.96 |  |  |  | 8 | 46.4 |  |  |  |  | 2.8 | 37.04 |  |  |  |  | -4.4 | 24.08 | [5 empty] | -7.2 | 19.04 |  |  |  | -5.6 | 21.92 |  |  |  |  | -5.6 | 21.92 |  |  |  |  | -11.7 | 10.94 |  |  | -16 | -15 | -14 | 0 | 0 | 0 | 0 | 0 | 0 | 0 | 0 | 0 | 0 | 0 | 0 | 0 | 0 | 0 | 0 | 0 | 0 | 0 | 0 | 0 | 0 | 0 | 0 | [5 empty] | -15 | 0.076579
1991-01-03 | 11:00 | 3.3 | 37.94 | WEEKDAY | #N/A | 1976-01-03 | 11:00 | 5.6 | 42.08 |  |  | 2003-01-03 | 11:00 | -1 | 30.2 |  |  | 1999-01-03 | 11:00 | 12 | 53.6 | [5 empty] | 15 | 59 |  |  |  | 9 | 48.2 |  |  |  |  | 3.3 | 37.94 |  |  |  |  | -3.9 | 24.98 | [5 empty] | -6.5 | 20.3 |  |  |  | -5 | 23 |  |  |  |  | -5.6 | 21.92 |  |  |  |  | -11.7 | 10.94 |  |  | -18 | -17 | -16 | 0 | 0 | 0 | 0 | 0 | 0 | 0 | 0 | 0 | 0 | 0 | 0 | 0 | 0 | 0 | 0 | 0 | 0 | 0 | 0 | 0 | 0 | 0 | 0 | [5 empty] | -17 | 0.076053
1991-01-03 | 12:00 | 3.9 | 39.02 | WEEKDAY | #N/A | 1976-01-03 | 12:00 | 5.6 | 42.08 |  |  | 2003-01-03 | 12:00 | -1 | 30.2 |  |  | 1999-01-03 | 12:00 | 10.6 | 51.08 | [5 empty] | 15.6 | 60.08 |  |  |  | 9 | 48.2 |  |  |  |  | 3.9 | 39.02 |  |  |  |  | -3.9 | 24.98 | [5 empty] | -5.7 | 21.74 |  |  |  | -5 | 23 |  |  |  |  | -5.6 | 21.92 |  |  |  |  | -11.1 | 12.02 |  |  | -20 | -19 | -18 | 0 | 0 | 0 | 0 | 0 | 0 | 0 | 0 | 0 | 0 | 0 | 0 | 0 | 0 | 0 | 0 | 0 | 0 | 0 | 0 | 0 | 0 | 0 | 0 | [5 empty] | -19 | 0.075526
1991-01-03 | 13:00 | 4.4 | 39.92 | WEEKDAY | #N/A | 1976-01-03 | 13:00 | 5 | 41 |  |  | 2003-01-03 | 13:00 | -1 | 30.2 |  |  | 1999-01-03 | 13:00 | 10 | 50 | [5 empty] | 17.2 | 62.96 |  |  |  | 10 | 50 |  |  |  |  | 3.3 | 37.94 |  |  |  |  | -2.8 | 26.96 | [5 empty] | -5 | 23 |  |  |  | -5 | 23 |  |  |  |  | -5.6 | 21.92 |  |  |  |  | -11.1 | 12.02 |  |  | -22 | -21 | -20 | 0 | 0 | 0 | 0 | 0 | 0 | 0 | 0 | 0 | 0 | 0 | 0 | 0 | 0 | 0 | 0 | 0 | 0 | 0 | 0 | 0 | 0 | 0 | 0 | [5 empty] | -21 | 0.075
1991-01-03 | 14:00 | 3.9 | 39.02 | WEEKDAY | #N/A | 1976-01-03 | 14:00 | 5 | 41 |  |  | 2003-01-03 | 14:00 | -1 | 30.2 |  |  | 1999-01-03 | 14:00 | 10 | 50 | [5 empty] | 13.9 | 57.02 |  |  |  | 11 | 51.8 |  |  |  |  | 3.3 | 37.94 |  |  |  |  | -2.2 | 28.04 | [5 empty] | -5.4 | 22.28 |  |  |  | -5.6 | 21.92 |  |  |  |  | -6 | 21.2 |  |  |  |  | -10.6 | 12.92 |  |  | -24 | -23 | -22 | 0 | 0 | 0 | 0 | 0 | 0 | 0 | 0 | 0 | 0 | 0 | 0 | 0 | 0 | 0 | 0 | 0 | 0 | 0 | 0 | 0 | 0 | 0 | 0 | [5 empty] | -23 | 0.074474
1991-01-03 | 15:00 | 4.4 | 39.92 | WEEKDAY | #N/A | 1976-01-03 | 15:00 | 5 | 41 |  |  | 2003-01-03 | 15:00 | -1 | 30.2 |  |  | 1999-01-03 | 15:00 | 10 | 50 | [5 empty] | 12.2 | 53.96 |  |  |  | 10 | 50 |  |  |  |  | 2.8 | 37.04 |  |  |  |  | -1.7 | 28.94 | [5 empty] | -5.7 | 21.74 |  |  |  | -6.1 | 21.02 |  |  |  |  | -6.3 | 20.66 |  |  |  |  | -10.6 | 12.92 | [5 empty] | 0 | 0 | 0 | 0 | 0 | 0 | 0 | 0 | 0 | 0 | 0 | 0 | 0 | 0 | 0 | 0 | 0 | 0 | 0 | 0 | 0 | 0 | 0 | 0
1991-01-03 | 16:00 | 4.4 | 39.92 | WEEKDAY | #N/A | 1976-01-03 | 16:00 | 4.4 | 39.92 |  |  | 2003-01-03 | 16:00 | -1 | 30.2 |  |  | 1999-01-03 | 16:00 | 10 | 50 | [5 empty] | 11.1 | 51.98 |  |  |  | 9 | 48.2 |  |  |  |  | 1.7 | 35.06 |  |  |  |  | -3.9 | 24.98 | [5 empty] | -6.1 | 21.02 |  |  |  | -6.1 | 21.02 |  |  |  |  | -6.7 | 19.94 |  |  |  |  | -10.6 | 12.92 |  |  |  |  | TOTAL | 0 |  | 0 |  | 0 |  | 0 |  | 0 |  | 0 |  | 0 |  | 0 |  | 0 |  | 0 |  | 0 |  | 0
1991-01-03 | 17:00 | 3.9 | 39.02 | WEEKDAY | #N/A | 1976-01-03 | 17:00 | 4.4 | 39.92 |  |  | 2003-01-03 | 17:00 | -1 | 30.2 |  |  | 1999-01-03 | 17:00 | 5.6 | 42.08 | [5 empty] | 10 | 50 |  |  |  | 8 | 46.4 |  |  |  |  | 1.7 | 35.06 |  |  |  |  | -4.4 | 24.08 | [5 empty] | -6.8 | 19.76 |  |  |  | -6.7 | 19.94 |  |  |  |  | -7.4 | 18.68 |  |  |  |  | -10.6 | 12.92
1991-01-03 | 18:00 | 3.3 | 37.94 | WEEKDAY | #N/A | 1976-01-03 | 18:00 | 4.4 | 39.92 |  |  | 2003-01-03 | 18:00 | -1 | 30.2 |  |  | 1999-01-03 | 18:00 | 6.1 | 42.98 | [5 empty] | 8.9 | 48.02 |  |  |  | 8 | 46.4 |  |  |  |  | 0.6 | 33.08 |  |  |  |  | -5 | 23 | [5 empty] | -7.6 | 18.32 |  |  |  | -7.2 | 19.04 |  |  |  |  | -8.2 | 17.24 |  |  |  |  | -10.6 | 12.92
1991-01-03 | 19:00 | 3.3 | 37.94 | WEEKDAY | #N/A | 1976-01-03 | 19:00 | 4.4 | 39.92 |  |  | 2003-01-03 | 19:00 | -1 | 30.2 |  |  | 1999-01-03 | 19:00 | 7.8 | 46.04 | [5 empty] | 8.9 | 48.02 |  |  |  | 8 | 46.4 |  |  |  |  | 0.6 | 33.08 |  |  |  |  | -5 | 23 | [5 empty] | -8.3 | 17.06 |  |  |  | -7.2 | 19.04 |  |  |  |  | -8.9 | 15.98 |  |  |  |  | -10.6 | 12.92
1991-01-03 | 20:00 | 2.8 | 37.04 | WEEKDAY | #N/A | 1976-01-03 | 20:00 | 3.9 | 39.02 |  |  | 2003-01-03 | 20:00 | -1 | 30.2 |  |  | 1999-01-03 | 20:00 | 7.2 | 44.96 | [5 empty] | 8.9 | 48.02 |  |  |  | 8 | 46.4 |  |  |  |  | -2.8 | 26.96 |  |  |  |  | -6.7 | 19.94 | [5 empty] | -8.7 | 16.34 |  |  |  | -7.8 | 17.96 |  |  |  |  | -9.1 | 15.62 |  |  |  |  | -10.6 | 12.92
1991-01-03 | 21:00 | 1.7 | 35.06 | WEEKDAY | #N/A | 1976-01-03 | 21:00 | 3.9 | 39.02 |  |  | 2003-01-03 | 21:00 | -1 | 30.2 |  |  | 1999-01-03 | 21:00 | 5.6 | 42.08 | [5 empty] | 9.4 | 48.92 |  |  |  | 7 | 44.6 |  |  |  |  | -5 | 23 |  |  |  |  | -6.7 | 19.94 | [5 empty] | -9 | 15.8 |  |  |  | -7.8 | 17.96 |  |  |  |  | -9.2 | 15.44 |  |  |  |  | -10.6 | 12.92
1991-01-03 | 22:00 | 1.7 | 35.06 | WEEKDAY | #N/A | 1976-01-03 | 22:00 | 3.3 | 37.94 |  |  | 2003-01-03 | 22:00 | 0 | 32 |  |  | 1999-01-03 | 22:00 | 3.3 | 37.94 | [5 empty] | 10 | 50 |  |  |  | 7 | 44.6 |  |  |  |  | -6.7 | 19.94 |  |  |  |  | -7.2 | 19.04 | [5 empty] | -9.4 | 15.08 |  |  |  | -8.9 | 15.98 |  |  |  |  | -9.4 | 15.08 |  |  |  |  | -10.6 | 12.92
1991-01-03 | 23:00 | 1.7 | 35.06 | WEEKDAY | #N/A | 1976-01-03 | 23:00 | 3.3 | 37.94 |  |  | 2003-01-03 | 23:00 | 1 | 33.8 |  |  | 1999-01-03 | 23:00 | 1.1 | 33.98 | [5 empty] | 9.4 | 48.92 |  |  |  | 7 | 44.6 |  |  |  |  | -7.2 | 19.04 |  |  |  |  | -7.8 | 17.96 | [5 empty] | -10.3 | 13.46 |  |  |  | -8.3 | 17.06 |  |  |  |  | -10.5 | 13.1 |  |  |  |  | -10.6 | 12.92
1991-01-03 | 24:00 | 1.7 | 35.06 | WEEKDAY | #N/A | 1976-01-03 | 24:00 | 3.3 | 37.94 |  |  | 2003-01-03 | 24:00 | 1 | 33.8 |  |  | 1999-01-03 | 24:00 | 0.6 | 33.08 | [5 empty] | 10 | 50 |  |  |  | 7 | 44.6 |  |  |  |  | -7.8 | 17.96 |  |  |  |  | -8.3 | 17.06 | [5 empty] | -11.3 | 11.66 |  |  |  | -8.3 | 17.06 |  |  |  |  | -11.7 | 10.94 |  |  |  |  | -10.6 | 12.92
1991-01-04 | 1:00 | 1.7 | 35.06 | WEEKDAY | #N/A | 1976-01-04 | 1:00 | 2.8 | 37.04 |  |  | 2003-01-04 | 1:00 | 0 | 32 |  |  | 1999-01-04 | 1:00 | 0 | 32 | [5 empty] | 10 | 50 |  |  |  | 7 | 44.6 |  |  |  |  | -7.8 | 17.96 |  |  |  |  | -10 | 14 | [5 empty] | -12.2 | 10.04 |  |  |  | -8.3 | 17.06 |  |  |  |  | -12.8 | 8.96 |  |  |  |  | -10.6 | 12.92
1991-01-04 | 2:00 | 1.7 | 35.06 | WEEKDAY | #N/A | 1976-01-04 | 2:00 | 2.2 | 35.96 |  |  | 2003-01-04 | 2:00 | 0 | 32 |  |  | 1999-01-04 | 2:00 | -0.5 | 31.1 | [5 empty] | 10.6 | 51.08 |  |  |  | 6 | 42.8 |  |  |  |  | -7.8 | 17.96 |  |  |  |  | -10 | 14 | [5 empty] | -11.8 | 10.76 |  |  |  | -8.3 | 17.06 |  |  |  |  | -12.6 | 9.32 |  |  |  |  | -10.6 | 12.92
1991-01-04 | 3:00 | 1.1 | 33.98 | WEEKDAY | #N/A | 1976-01-04 | 3:00 | 1.7 | 35.06 |  |  | 2003-01-04 | 3:00 | -1 | 30.2 |  |  | 1999-01-04 | 3:00 | -1.1 | 30.02 | [5 empty] | 12.2 | 53.96 |  |  |  | 6 | 42.8 |  |  |  |  | -7.8 | 17.96 |  |  |  |  | -10 | 14 | [5 empty] | -11.5 | 11.3 |  |  |  | -10 | 14 |  |  |  |  | -12.4 | 9.68 |  |  |  |  | -12.2 | 10.04
1991-01-04 | 4:00 | 0.6 | 33.08 | WEEKDAY | #N/A | 1976-01-04 | 4:00 | 1.1 | 33.98 |  |  | 2003-01-04 | 4:00 | -1 | 30.2 |  |  | 1999-01-04 | 4:00 | -1.7 | 28.94 | [5 empty] | 12.8 | 55.04 |  |  |  | 6 | 42.8 |  |  |  |  | -7.8 | 17.96 |  |  |  |  | -10 | 14 | [5 empty] | -11.1 | 12.02 |  |  |  | -10.6 | 12.92 |  |  |  |  | -12.2 | 10.04 |  |  |  |  | -13.3 | 8.06
1991-01-04 | 5:00 | 0 | 32 | WEEKDAY | #N/A | 1976-01-04 | 5:00 | 0 | 32 |  |  | 2003-01-04 | 5:00 | -2 | 28.4 |  |  | 1999-01-04 | 5:00 | -2.8 | 26.96 | [5 empty] | 12.2 | 53.96 |  |  |  | 6 | 42.8 |  |  |  |  | -7.8 | 17.96 |  |  |  |  | -10.6 | 12.92 | [5 empty] | -11.7 | 10.94 |  |  |  | -12.2 | 10.04 |  |  |  |  | -12.9 | 8.78 |  |  |  |  | -14.4 | 6.08
1991-01-04 | 6:00 | -1.1 | 30.02 | WEEKDAY | #N/A | 1976-01-04 | 6:00 | -0.6 | 30.92 |  |  | 2003-01-04 | 6:00 | -2 | 28.4 |  |  | 1999-01-04 | 6:00 | -3.3 | 26.06 | [5 empty] | 12.8 | 55.04 |  |  |  | 5 | 41 |  |  |  |  | -7.8 | 17.96 |  |  |  |  | -10.6 | 12.92 | [5 empty] | -12.2 | 10.04 |  |  |  | -12.2 | 10.04 |  |  |  |  | -13.7 | 7.34 |  |  |  |  | -15 | 5
1991-01-04 | 7:00 | -1.7 | 28.94 | WEEKDAY | #N/A | 1976-01-04 | 7:00 | -0.6 | 30.92 |  |  | 2003-01-04 | 7:00 | -2 | 28.4 |  |  | 1999-01-04 | 7:00 | -3.9 | 24.98 | [5 empty] | 11.7 | 53.06 |  |  |  | 5 | 41 |  |  |  |  | -7.8 | 17.96 |  |  |  |  | -10.6 | 12.92 | [5 empty] | -12.8 | 8.96 |  |  |  | -12.8 | 8.96 |  |  |  |  | -14.4 | 6.08 |  |  |  |  | -17.2 | 1.04
1991-01-04 | 8:00 | -1.7 | 28.94 | WEEKDAY | #N/A | 1976-01-04 | 8:00 | -1.7 | 28.94 |  |  | 2003-01-04 | 8:00 | -2 | 28.4 |  |  | 1999-01-04 | 8:00 | -3.9 | 24.98 | [5 empty] | 12.2 | 53.96 |  |  |  | 4 | 39.2 |  |  |  |  | -7.8 | 17.96 |  |  |  |  | -10 | 14 | [5 empty] | -11.7 | 10.94 |  |  |  | -13.3 | 8.06 |  |  |  |  | -13.1 | 8.42 |  |  |  |  | -16.7 | 1.94
1991-01-04 | 9:00 | -1.1 | 30.02 | WEEKDAY | #N/A | 1976-01-04 | 9:00 | -1.7 | 28.94 |  |  | 2003-01-04 | 9:00 | -2 | 28.4 |  |  | 1999-01-04 | 9:00 | -3.3 | 26.06 | [5 empty] | 12.2 | 53.96 |  |  |  | 5 | 41 |  |  |  |  | -7.8 | 17.96 |  |  |  |  | -7.8 | 17.96 | [5 empty] | -10.5 | 13.1 |  |  |  | -12.2 | 10.04 |  |  |  |  | -11.9 | 10.58 |  |  |  |  | -16.7 | 1.94
1991-01-04 | 10:00 | -1.1 | 30.02 | WEEKDAY | #N/A | 1976-01-04 | 10:00 | -1.7 | 28.94 |  |  | 2003-01-04 | 10:00 | -1 | 30.2 |  |  | 1999-01-04 | 10:00 | -3.3 | 26.06 | [5 empty] | 12.2 | 53.96 |  |  |  | 6 | 42.8 |  |  |  |  | -7.2 | 19.04 |  |  |  |  | -6.1 | 21.02 | [5 empty] | -9.4 | 15.08 |  |  |  | -8.9 | 15.98 |  |  |  |  | -10.6 | 12.92 |  |  |  |  | -16.1 | 3.02
1991-01-04 | 11:00 | 0 | 32 | WEEKDAY | #N/A | 1976-01-04 | 11:00 | -2.2 | 28.04 |  |  | 2003-01-04 | 11:00 | -1 | 30.2 |  |  | 1999-01-04 | 11:00 | -2.8 | 26.96 | [5 empty] | 12.8 | 55.04 |  |  |  | 7 | 44.6 |  |  |  |  | -6.1 | 21.02 |  |  |  |  | -5 | 23 | [5 empty] | -7.9 | 17.78 |  |  |  | -6.7 | 19.94 |  |  |  |  | -9.5 | 14.9 |  |  |  |  | -15 | 5
1991-01-04 | 12:00 | 0.6 | 33.08 | WEEKDAY | #N/A | 1976-01-04 | 12:00 | -1.7 | 28.94 |  |  | 2003-01-04 | 12:00 | -1 | 30.2 |  |  | 1999-01-04 | 12:00 | -2.8 | 26.96 | [5 empty] | 13.3 | 55.94 |  |  |  | 7 | 44.6 |  |  |  |  | -6.1 | 21.02 |  |  |  |  | -3.3 | 26.06 | [5 empty] | -6.5 | 20.3 |  |  |  | -5.6 | 21.92 |  |  |  |  | -8.3 | 17.06 |  |  |  |  | -13.3 | 8.06
1991-01-04 | 13:00 | 1.1 | 33.98 | WEEKDAY | #N/A | 1976-01-04 | 13:00 | -1.1 | 30.02 |  |  | 2003-01-04 | 13:00 | 0 | 32 |  |  | 1999-01-04 | 13:00 | -2.2 | 28.04 | [5 empty] | 12.8 | 55.04 |  |  |  | 7 | 44.6 |  |  |  |  | -5.6 | 21.92 |  |  |  |  | -3.9 | 24.98 | [5 empty] | -5 | 23 |  |  |  | -6.1 | 21.02 |  |  |  |  | -7.2 | 19.04 |  |  |  |  | -12.8 | 8.96
1991-01-04 | 14:00 | 1.7 | 35.06 | WEEKDAY | #N/A | 1976-01-04 | 14:00 | -0.6 | 30.92 |  |  | 2003-01-04 | 14:00 | 0 | 32 |  |  | 1999-01-04 | 14:00 | -1.7 | 28.94 | [5 empty] | 13.3 | 55.94 |  |  |  | 8 | 46.4 |  |  |  |  | -4.4 | 24.08 |  |  |  |  | -3.3 | 26.06 | [5 empty] | -5 | 23 |  |  |  | -5 | 23 |  |  |  |  | -7.4 | 18.68 |  |  |  |  | -13.3 | 8.06
1991-01-04 | 15:00 | 1.7 | 35.06 | WEEKDAY | #N/A | 1976-01-04 | 15:00 | -0.6 | 30.92 |  |  | 2003-01-04 | 15:00 | -1 | 30.2 |  |  | 1999-01-04 | 15:00 | -1.7 | 28.94 | [5 empty] | 13.3 | 55.94 |  |  |  | 8 | 46.4 |  |  |  |  | -5.6 | 21.92 |  |  |  |  | -2.8 | 26.96 | [5 empty] | -5 | 23 |  |  |  | -5.6 | 21.92 |  |  |  |  | -7.6 | 18.32 |  |  |  |  | -13.3 | 8.06
1991-01-04 | 16:00 | 2.2 | 35.96 | WEEKDAY | #N/A | 1976-01-04 | 16:00 | -0.6 | 30.92 |  |  | 2003-01-04 | 16:00 | -1 | 30.2 |  |  | 1999-01-04 | 16:00 | -2.2 | 28.04 | [5 empty] | 13.3 | 55.94 |  |  |  | 8 | 46.4 |  |  |  |  | -5 | 23 |  |  |  |  | -2.8 | 26.96 | [5 empty] | -5 | 23 |  |  |  | -6.1 | 21.02 |  |  |  |  | -7.8 | 17.96 |  |  |  |  | -13.3 | 8.06
1991-01-04 | 17:00 | 1.7 | 35.06 | WEEKDAY | #N/A | 1976-01-04 | 17:00 | -0.6 | 30.92 |  |  | 2003-01-04 | 17:00 | -1 | 30.2 |  |  | 1999-01-04 | 17:00 | -2.8 | 26.96 | [5 empty] | 12.8 | 55.04 |  |  |  | 7 | 44.6 |  |  |  |  | -5.6 | 21.92 |  |  |  |  | -3.3 | 26.06 | [5 empty] | -5.4 | 22.28 |  |  |  | -6.7 | 19.94 |  |  |  |  | -7.8 | 17.96 |  |  |  |  | -13.3 | 8.06
1991-01-04 | 18:00 | 1.7 | 35.06 | WEEKDAY | #N/A | 1976-01-04 | 18:00 | -1.1 | 30.02 |  |  | 2003-01-04 | 18:00 | -1 | 30.2 |  |  | 1999-01-04 | 18:00 | -3.3 | 26.06 | [5 empty] | 12.8 | 55.04 |  |  |  | 7 | 44.6 |  |  |  |  | -5 | 23 |  |  |  |  | -2.8 | 26.96 | [5 empty] | -5.7 | 21.74 |  |  |  | -6.7 | 19.94 |  |  |  |  | -7.8 | 17.96 |  |  |  |  | -13.9 | 6.98
1991-01-04 | 19:00 | 1.7 | 35.06 | WEEKDAY | #N/A | 1976-01-04 | 19:00 | -1.1 | 30.02 |  |  | 2003-01-04 | 19:00 | -1 | 30.2 |  |  | 1999-01-04 | 19:00 | -3.3 | 26.06 | [5 empty] | 13.9 | 57.02 |  |  |  | 7 | 44.6 |  |  |  |  | -5 | 23 |  |  |  |  | -2.2 | 28.04 | [5 empty] | -6.1 | 21.02 |  |  |  | -7.2 | 19.04 |  |  |  |  | -7.8 | 17.96 |  |  |  |  | -13.9 | 6.98
1991-01-04 | 20:00 | 1.1 | 33.98 | WEEKDAY | #N/A | 1976-01-04 | 20:00 | -1.7 | 28.94 |  |  | 2003-01-04 | 20:00 | -1 | 30.2 |  |  | 1999-01-04 | 20:00 | -3.9 | 24.98 | [5 empty] | 12.8 | 55.04 |  |  |  | 6 | 42.8 |  |  |  |  | -3.9 | 24.98 |  |  |  |  | -2.2 | 28.04 | [5 empty] | -6.3 | 20.66 |  |  |  | -7.2 | 19.04 |  |  |  |  | -7.8 | 17.96 |  |  |  |  | -13.3 | 8.06
1991-01-04 | 21:00 | 1.1 | 33.98 | WEEKDAY | #N/A | 1976-01-04 | 21:00 | -2.2 | 28.04 |  |  | 2003-01-04 | 21:00 | -1.1 | 30.02 |  |  | 1999-01-04 | 21:00 | -4.4 | 24.08 | [5 empty] | 10.6 | 51.08 |  |  |  | 6 | 42.8 |  |  |  |  | -2.8 | 26.96 |  |  |  |  | -2.8 | 26.96 | [5 empty] | -6.5 | 20.3 |  |  |  | -7.2 | 19.04 |  |  |  |  | -7.8 | 17.96 |  |  |  |  | -13.9 | 6.98
1991-01-04 | 22:00 | 0.6 | 33.08 | WEEKDAY | #N/A | 1976-01-04 | 22:00 | -2.8 | 26.96 |  |  | 2003-01-04 | 22:00 | -1 | 30.2 |  |  | 1999-01-04 | 22:00 | -5 | 23 | [5 empty] | 10 | 50 |  |  |  | 5 | 41 |  |  |  |  | -2.8 | 26.96 |  |  |  |  | -2.8 | 26.96 | [5 empty] | -6.7 | 19.94 |  |  |  | -7.2 | 19.04 |  |  |  |  | -7.8 | 17.96 |  |  |  |  | -13.9 | 6.98
1991-01-04 | 23:00 | 0.6 | 33.08 | WEEKDAY | #N/A | 1976-01-04 | 23:00 | -3.3 | 26.06 |  |  | 2003-01-04 | 23:00 | -1 | 30.2 |  |  | 1999-01-04 | 23:00 | -5.6 | 21.92 | [5 empty] | 10 | 50 |  |  |  | 4 | 39.2 |  |  |  |  | -2.8 | 26.96 |  |  |  |  | -2.8 | 26.96 | [5 empty] | -6.3 | 20.66 |  |  |  | -6.7 | 19.94 |  |  |  |  | -7.8 | 17.96 |  |  |  |  | -13.9 | 6.98
1991-01-04 | 24:00 | 0 | 32 | WEEKDAY | #N/A | 1976-01-04 | 24:00 | -3.3 | 26.06 |  |  | 2003-01-04 | 24:00 | -1 | 30.2 |  |  | 1999-01-04 | 24:00 | -6.1 | 21.02 | [5 empty] | 9.4 | 48.92 |  |  |  | 4 | 39.2 |  |  |  |  | -2.8 | 26.96 |  |  |  |  | -2.8 | 26.96 | [5 empty] | -6 | 21.2 |  |  |  | -6.7 | 19.94 |  |  |  |  | -7.8 | 17.96 |  |  |  |  | -13.9 | 6.98
1991-01-05 | 1:00 | 0 | 32 | SATURDAY | #N/A | 1976-01-05 | 1:00 | -3.9 | 24.98 |  |  | 2003-01-05 | 1:00 | -1 | 30.2 |  |  | 1999-01-05 | 1:00 | -6.1 | 21.02 | [5 empty] | 7.8 | 46.04 |  |  |  | 3 | 37.4 |  |  |  |  | -2.2 | 28.04 |  |  |  |  | -2.8 | 26.96 | [5 empty] | -5.6 | 21.92 |  |  |  | -6.7 | 19.94 |  |  |  |  | -7.8 | 17.96 |  |  |  |  | -13.9 | 6.98
1991-01-05 | 2:00 | 0 | 32 | SATURDAY | #N/A | 1976-01-05 | 2:00 | -3.9 | 24.98 |  |  | 2003-01-05 | 2:00 | -2 | 28.4 |  |  | 1999-01-05 | 2:00 | -6.7 | 19.94 | [5 empty] | 7.2 | 44.96 |  |  |  | 3 | 37.4 |  |  |  |  | -1.7 | 28.94 |  |  |  |  | -2.8 | 26.96 | [5 empty] | -6 | 21.2 |  |  |  | -6.1 | 21.02 |  |  |  |  | -7.4 | 18.68 |  |  |  |  | -13.3 | 8.06
1991-01-05 | 3:00 | -0.6 | 30.92 | SATURDAY | #N/A | 1976-01-05 | 3:00 | -4.4 | 24.08 |  |  | 2003-01-05 | 3:00 | -2 | 28.4 |  |  | 1999-01-05 | 3:00 | -7.2 | 19.04 | [5 empty] | 5.6 | 42.08 |  |  |  | 3 | 37.4 |  |  |  |  | -1.7 | 28.94 |  |  |  |  | -2.8 | 26.96 | [5 empty] | -6.3 | 20.66 |  |  |  | -6.1 | 21.02 |  |  |  |  | -7.1 | 19.22 |  |  |  |  | -13.3 | 8.06
1991-01-05 | 4:00 | -0.6 | 30.92 | SATURDAY | #N/A | 1976-01-05 | 4:00 | -4.4 | 24.08 |  |  | 2003-01-05 | 4:00 | -3 | 26.6 |  |  | 1999-01-05 | 4:00 | -7.2 | 19.04 | [5 empty] | 5.6 | 42.08 |  |  |  | 3 | 37.4 |  |  |  |  | -1.7 | 28.94 |  |  |  |  | -3.3 | 26.06 | [5 empty] | -6.7 | 19.94 |  |  |  | -6.7 | 19.94 |  |  |  |  | -6.7 | 19.94 |  |  |  |  | -13.3 | 8.06
1991-01-05 | 5:00 | -0.6 | 30.92 | SATURDAY | #N/A | 1976-01-05 | 5:00 | -5 | 23 |  |  | 2003-01-05 | 5:00 | -2 | 28.4 |  |  | 1999-01-05 | 5:00 | -7.8 | 17.96 | [5 empty] | 5 | 41 |  |  |  | 2 | 35.6 |  |  |  |  | -1.7 | 28.94 |  |  |  |  | -3.3 | 26.06 | [5 empty] | -6.9 | 19.58 |  |  |  | -6.7 | 19.94 |  |  |  |  | -7.2 | 19.04 |  |  |  |  | -12.2 | 10.04
1991-01-05 | 6:00 | -1.1 | 30.02 | SATURDAY | #N/A | 1976-01-05 | 6:00 | -5.6 | 21.92 |  |  | 2003-01-05 | 6:00 | -3 | 26.6 |  |  | 1999-01-05 | 6:00 | -7.8 | 17.96 | [5 empty] | 3.9 | 39.02 |  |  |  | 2 | 35.6 |  |  |  |  | -1.7 | 28.94 |  |  |  |  | -3.9 | 24.98 | [5 empty] | -7 | 19.4 |  |  |  | -7.2 | 19.04 |  |  |  |  | -7.8 | 17.96 |  |  |  |  | -11.7 | 10.94
1991-01-05 | 7:00 | -0.6 | 30.92 | SATURDAY | #N/A | 1976-01-05 | 7:00 | -5.6 | 21.92 |  |  | 2003-01-05 | 7:00 | -5 | 23 |  |  | 1999-01-05 | 7:00 | -7.8 | 17.96 | [5 empty] | 2.8 | 37.04 |  |  |  | 2 | 35.6 |  |  |  |  | -1.1 | 30.02 |  |  |  |  | -3.3 | 26.06 | [5 empty] | -7.2 | 19.04 |  |  |  | -7.2 | 19.04 |  |  |  |  | -8.3 | 17.06 |  |  |  |  | -11.7 | 10.94
1991-01-05 | 8:00 | -0.6 | 30.92 | SATURDAY | #N/A | 1976-01-05 | 8:00 | -5.6 | 21.92 |  |  | 2003-01-05 | 8:00 | -4 | 24.8 |  |  | 1999-01-05 | 8:00 | -7.2 | 19.04 | [5 empty] | 2.2 | 35.96 |  |  |  | 1 | 33.8 |  |  |  |  | -1.1 | 30.02 |  |  |  |  | -3.3 | 26.06 | [5 empty] | -6.1 | 21.02 |  |  |  | -6.7 | 19.94 |  |  |  |  | -6.6 | 20.12 |  |  |  |  | -10.6 | 12.92
1991-01-05 | 9:00 | 0 | 32 | SATURDAY | #N/A | 1976-01-05 | 9:00 | -5.6 | 21.92 |  |  | 2003-01-05 | 9:00 | -2 | 28.4 |  |  | 1999-01-05 | 9:00 | -6.7 | 19.94 | [5 empty] | 2.2 | 35.96 |  |  |  | 1 | 33.8 |  |  |  |  | -1.1 | 30.02 |  |  |  |  | -3.3 | 26.06 | [5 empty] | -5 | 23 |  |  |  | -6.7 | 19.94 |  |  |  |  | -5 | 23 |  |  |  |  | -10.6 | 12.92
1991-01-05 | 10:00 | 1.1 | 33.98 | SATURDAY | #N/A | 1976-01-05 | 10:00 | -5.6 | 21.92 |  |  | 2003-01-05 | 10:00 | -1 | 30.2 |  |  | 1999-01-05 | 10:00 | -5 | 23 | [5 empty] | 3.3 | 37.94 |  |  |  | 1 | 33.8 |  |  |  |  | -0.6 | 30.92 |  |  |  |  | -2.8 | 26.96 | [5 empty] | -3.9 | 24.98 |  |  |  | -5.6 | 21.92 |  |  |  |  | -3.3 | 26.06 |  |  |  |  | -10 | 14
1991-01-05 | 11:00 | 2.2 | 35.96 | SATURDAY | #N/A | 1976-01-05 | 11:00 | -5.6 | 21.92 |  |  | 2003-01-05 | 11:00 | -1 | 30.2 |  |  | 1999-01-05 | 11:00 | -3.9 | 24.98 | [5 empty] | 3.3 | 37.94 |  |  |  | 1 | 33.8 |  |  |  |  | 0 | 32 |  |  |  |  | -1.7 | 28.94 | [5 empty] | -3.2 | 26.24 |  |  |  | -3.9 | 24.98 |  |  |  |  | -3.1 | 26.42 |  |  |  |  | -9.4 | 15.08
1991-01-05 | 12:00 | 2.2 | 35.96 | SATURDAY | #N/A | 1976-01-05 | 12:00 | -5 | 23 |  |  | 2003-01-05 | 12:00 | -1 | 30.2 |  |  | 1999-01-05 | 12:00 | -3.3 | 26.06 | [5 empty] | 2.8 | 37.04 |  |  |  | 1 | 33.8 |  |  |  |  | -2.8 | 26.96 |  |  |  |  | -0.6 | 30.92 | [5 empty] | -2.4 | 27.68 |  |  |  | -2.8 | 26.96 |  |  |  |  | -3 | 26.6 |  |  |  |  | -10 | 14
1991-01-05 | 13:00 | 3.3 | 37.94 | SATURDAY | #N/A | 1976-01-05 | 13:00 | -4.4 | 24.08 |  |  | 2003-01-05 | 13:00 | -1 | 30.2 |  |  | 1999-01-05 | 13:00 | -2.2 | 28.04 | [5 empty] | 3.3 | 37.94 |  |  |  | 1 | 33.8 |  |  |  |  | -2.8 | 26.96 |  |  |  |  | -1.7 | 28.94 | [5 empty] | -1.7 | 28.94 |  |  |  | -2.2 | 28.04 |  |  |  |  | -2.8 | 26.96 |  |  |  |  | -9.4 | 15.08
1991-01-05 | 14:00 | 3.9 | 39.02 | SATURDAY | #N/A | 1976-01-05 | 14:00 | -3.9 | 24.98 |  |  | 2003-01-05 | 14:00 | -1 | 30.2 |  |  | 1999-01-05 | 14:00 | -1.7 | 28.94 | [5 empty] | 3.9 | 39.02 |  |  |  | 1 | 33.8 |  |  |  |  | -2.8 | 26.96 |  |  |  |  | -2.2 | 28.04 | [5 empty] | -1.9 | 28.58 |  |  |  | -2.8 | 26.96 |  |  |  |  | -3.2 | 26.24 |  |  |  |  | -9.4 | 15.08
1991-01-05 | 15:00 | 3.3 | 37.94 | SATURDAY | #N/A | 1976-01-05 | 15:00 | -3.9 | 24.98 |  |  | 2003-01-05 | 15:00 | 0 | 32 |  |  | 1999-01-05 | 15:00 | -1.7 | 28.94 | [5 empty] | 3.3 | 37.94 |  |  |  | 1 | 33.8 |  |  |  |  | -4.4 | 24.08 |  |  |  |  | -2.8 | 26.96 | [5 empty] | -2 | 28.4 |  |  |  | -2.8 | 26.96 |  |  |  |  | -3.5 | 25.7 |  |  |  |  | -8.9 | 15.98
1991-01-05 | 16:00 | 3.9 | 39.02 | SATURDAY | #N/A | 1976-01-05 | 16:00 | -3.3 | 26.06 |  |  | 2003-01-05 | 16:00 | 0 | 32 |  |  | 1999-01-05 | 16:00 | -2.2 | 28.04 | [5 empty] | 2.8 | 37.04 |  |  |  | 1 | 33.8 |  |  |  |  | -4.4 | 24.08 |  |  |  |  | -3.3 | 26.06 | [5 empty] | -2.2 | 28.04 |  |  |  | -3.9 | 24.98 |  |  |  |  | -3.9 | 24.98 |  |  |  |  | -8.9 | 15.98
1991-01-05 | 17:00 | 4.4 | 39.92 | SATURDAY | #N/A | 1976-01-05 | 17:00 | -3.3 | 26.06 |  |  | 2003-01-05 | 17:00 | 0 | 32 |  |  | 1999-01-05 | 17:00 | -2.8 | 26.96 | [5 empty] | 1.7 | 35.06 |  |  |  | 1 | 33.8 |  |  |  |  | -4.4 | 24.08 |  |  |  |  | -5.6 | 21.92 | [5 empty] | -3.9 | 24.98 |  |  |  | -5 | 23 |  |  |  |  | -4.5 | 23.9 |  |  |  |  | -10 | 14
1991-01-05 | 18:00 | 4.4 | 39.92 | SATURDAY | #N/A | 1976-01-05 | 18:00 | -4.4 | 24.08 |  |  | 2003-01-05 | 18:00 | -1 | 30.2 |  |  | 1999-01-05 | 18:00 | -3.9 | 24.98 | [5 empty] | 0.6 | 33.08 |  |  |  | 1 | 33.8 |  |  |  |  | -5.6 | 21.92 |  |  |  |  | -6.7 | 19.94 | [5 empty] | -5.5 | 22.1 |  |  |  | -6.1 | 21.02 |  |  |  |  | -5 | 23 |  |  |  |  | -10 | 14
1991-01-05 | 19:00 | 4.4 | 39.92 | SATURDAY | #N/A | 1976-01-05 | 19:00 | -4.4 | 24.08 |  |  | 2003-01-05 | 19:00 | -1 | 30.2 |  |  | 1999-01-05 | 19:00 | -3.3 | 26.06 | [5 empty] | 0 | 32 |  |  |  | 0 | 32 |  |  |  |  | -5.6 | 21.92 |  |  |  |  | -7.2 | 19.04 | [5 empty] | -7.2 | 19.04 |  |  |  | -7.2 | 19.04 |  |  |  |  | -5.6 | 21.92 |  |  |  |  | -8.3 | 17.06
1991-01-05 | 20:00 | 4.4 | 39.92 | SATURDAY | #N/A | 1976-01-05 | 20:00 | -4.4 | 24.08 |  |  | 2003-01-05 | 20:00 | -2 | 28.4 |  |  | 1999-01-05 | 20:00 | -4.4 | 24.08 | [5 empty] | 0 | 32 |  |  |  | 0 | 32 |  |  |  |  | -5.6 | 21.92 |  |  |  |  | -7.2 | 19.04 | [5 empty] | -7.8 | 17.96 |  |  |  | -7.8 | 17.96 |  |  |  |  | -6 | 21.2 |  |  |  |  | -8.9 | 15.98
1991-01-05 | 21:00 | 3.9 | 39.02 | SATURDAY | #N/A | 1976-01-05 | 21:00 | -5 | 23 |  |  | 2003-01-05 | 21:00 | -1 | 30.2 |  |  | 1999-01-05 | 21:00 | -3.9 | 24.98 | [5 empty] | -0.6 | 30.92 |  |  |  | -1 | 30.2 |  |  |  |  | -6.1 | 21.02 |  |  |  |  | -8.3 | 17.06 | [5 empty] | -8.3 | 17.06 |  |  |  | -6.7 | 19.94 |  |  |  |  | -6.3 | 20.66 |  |  |  |  | -8.3 | 17.06
1991-01-05 | 22:00 | 4.4 | 39.92 | SATURDAY | #N/A | 1976-01-05 | 22:00 | -5.6 | 21.92 |  |  | 2003-01-05 | 22:00 | -1 | 30.2 |  |  | 1999-01-05 | 22:00 | -3.9 | 24.98 | [5 empty] | -1.1 | 30.02 |  |  |  | -2 | 28.4 |  |  |  |  | -6.1 | 21.02 |  |  |  |  | -8.3 | 17.06 | [5 empty] | -8.9 | 15.98 |  |  |  | -8.3 | 17.06 |  |  |  |  | -6.7 | 19.94 |  |  |  |  | -7.2 | 19.04
1991-01-05 | 23:00 | 4.4 | 39.92 | SATURDAY | #N/A | 1976-01-05 | 23:00 | -5.6 | 21.92 |  |  | 2003-01-05 | 23:00 | -1 | 30.2 |  |  | 1999-01-05 | 23:00 | -4.4 | 24.08 | [5 empty] | -2.2 | 28.04 |  |  |  | -2 | 28.4 |  |  |  |  | -6.1 | 21.02 |  |  |  |  | -6.7 | 19.94 | [5 empty] | -9.6 | 14.72 |  |  |  | -8.9 | 15.98 |  |  |  |  | -6.9 | 19.58 |  |  |  |  | -7.2 | 19.04
1991-01-05 | 24:00 | 4.4 | 39.92 | SATURDAY | #N/A | 1976-01-05 | 24:00 | -6.1 | 21.02 |  |  | 2003-01-05 | 24:00 | -1 | 30.2 |  |  | 1999-01-05 | 24:00 | -4.4 | 24.08 | [5 empty] | -3.9 | 24.98 |  |  |  | -3 | 26.6 |  |  |  |  | -6.7 | 19.94 |  |  |  |  | -6.7 | 19.94 | [5 empty] | -10.4 | 13.28 |  |  |  | -10 | 14 |  |  |  |  | -7 | 19.4 |  |  |  |  | -6.7 | 19.94
1991-01-06 | 1:00 | 3.9 | 39.02 | SUNDAY | #N/A | 1976-01-06 | 1:00 | -6.7 | 19.94 |  |  | 2003-01-06 | 1:00 | -1 | 30.2 |  |  | 1999-01-06 | 1:00 | -5.6 | 21.92 | [5 empty] | -4.4 | 24.08 |  |  |  | -3 | 26.6 |  |  |  |  | -6.1 | 21.02 |  |  |  |  | -7.8 | 17.96 | [5 empty] | -11.1 | 12.02 |  |  |  | -10 | 14 |  |  |  |  | -7.2 | 19.04 |  |  |  |  | -6.1 | 21.02
1991-01-06 | 2:00 | 4.4 | 39.92 | SUNDAY | #N/A | 1976-01-06 | 2:00 | -6.7 | 19.94 |  |  | 2003-01-06 | 2:00 | -1 | 30.2 |  |  | 1999-01-06 | 2:00 | -5 | 23 | [5 empty] | -6.1 | 21.02 |  |  |  | -3 | 26.6 |  |  |  |  | -6.1 | 21.02 |  |  |  |  | -8.3 | 17.06 | [5 empty] | -11.7 | 10.94 |  |  |  | -10.6 | 12.92 |  |  |  |  | -7.2 | 19.04 |  |  |  |  | -5.6 | 21.92
1991-01-06 | 3:00 | 4.4 | 39.92 | SUNDAY | #N/A | 1976-01-06 | 3:00 | -7.2 | 19.04 |  |  | 2003-01-06 | 3:00 | -1 | 30.2 |  |  | 1999-01-06 | 3:00 | -6.1 | 21.02 | [5 empty] | -5.6 | 21.92 |  |  |  | -3 | 26.6 |  |  |  |  | -5.6 | 21.92 |  |  |  |  | -8.3 | 17.06 | [5 empty] | -12.2 | 10.04 |  |  |  | -10.6 | 12.92 |  |  |  |  | -7.2 | 19.04 |  |  |  |  | -5 | 23
1991-01-06 | 4:00 | 3.9 | 39.02 | SUNDAY | #N/A | 1976-01-06 | 4:00 | -6.7 | 19.94 |  |  | 2003-01-06 | 4:00 | -1 | 30.2 |  |  | 1999-01-06 | 4:00 | -6.7 | 19.94 | [5 empty] | -6.1 | 21.02 |  |  |  | -3 | 26.6 |  |  |  |  | -5.6 | 21.92 |  |  |  |  | -6.1 | 21.02 | [5 empty] | -12.8 | 8.96 |  |  |  | -11.1 | 12.02 |  |  |  |  | -7.2 | 19.04 |  |  |  |  | -6.1 | 21.02
1991-01-06 | 5:00 | 4.4 | 39.92 | SUNDAY | #N/A | 1976-01-06 | 5:00 | -6.7 | 19.94 |  |  | 2003-01-06 | 5:00 | -1 | 30.2 |  |  | 1999-01-06 | 5:00 | -7.2 | 19.04 | [5 empty] | -7.2 | 19.04 |  |  |  | -4 | 24.8 |  |  |  |  | -5.6 | 21.92 |  |  |  |  | -5 | 23 | [5 empty] | -13.3 | 8.06 |  |  |  | -11.7 | 10.94 |  |  |  |  | -7.9 | 17.78 |  |  |  |  | -6.7 | 19.94
1991-01-06 | 6:00 | 4.4 | 39.92 | SUNDAY | #N/A | 1976-01-06 | 6:00 | -6.7 | 19.94 |  |  | 2003-01-06 | 6:00 | -1 | 30.2 |  |  | 1999-01-06 | 6:00 | -7.2 | 19.04 | [5 empty] | -7.2 | 19.04 |  |  |  | -4 | 24.8 |  |  |  |  | -5.6 | 21.92 |  |  |  |  | -4.4 | 24.08 | [5 empty] | -13.9 | 6.98 |  |  |  | -11.7 | 10.94 |  |  |  |  | -8.7 | 16.34 |  |  |  |  | -7.2 | 19.04
1991-01-06 | 7:00 | 4.4 | 39.92 | SUNDAY | #N/A | 1976-01-06 | 7:00 | -6.7 | 19.94 |  |  | 2003-01-06 | 7:00 | -1 | 30.2 |  |  | 1999-01-06 | 7:00 | -7.2 | 19.04 | [5 empty] | -6.1 | 21.02 |  |  |  | -4 | 24.8 |  |  |  |  | -5.6 | 21.92 |  |  |  |  | -3.9 | 24.98 | [5 empty] | -14.4 | 6.08 |  |  |  | -12.2 | 10.04 |  |  |  |  | -9.4 | 15.08 |  |  |  |  | -7.8 | 17.96
1991-01-06 | 8:00 | 4.4 | 39.92 | SUNDAY | #N/A | 1976-01-06 | 8:00 | -6.1 | 21.02 |  |  | 2003-01-06 | 8:00 | -1 | 30.2 |  |  | 1999-01-06 | 8:00 | -6.7 | 19.94 | [5 empty] | -4.4 | 24.08 |  |  |  | -4 | 24.8 |  |  |  |  | -5 | 23 |  |  |  |  | -3.3 | 26.06 | [5 empty] | -12.7 | 9.14 |  |  |  | -13.3 | 8.06 |  |  |  |  | -9.4 | 15.08 |  |  |  |  | -6.7 | 19.94
1991-01-06 | 9:00 | 5.6 | 42.08 | SUNDAY | #N/A | 1976-01-06 | 9:00 | -5 | 23 |  |  | 2003-01-06 | 9:00 | -1 | 30.2 |  |  | 1999-01-06 | 9:00 | -5 | 23 | [5 empty] | -1.1 | 30.02 |  |  |  | -3.6 | 25.52 |  |  |  |  | -6.7 | 19.94 |  |  |  |  | -3.3 | 26.06 | [5 empty] | -11.1 | 12.02 |  |  |  | -10.6 | 12.92 |  |  |  |  | -9.4 | 15.08 |  |  |  |  | -7.2 | 19.04
1991-01-06 | 10:00 | 5.6 | 42.08 | SUNDAY | #N/A | 1976-01-06 | 10:00 | -3.9 | 24.98 |  |  | 2003-01-06 | 10:00 | -1 | 30.2 |  |  | 1999-01-06 | 10:00 | -4.4 | 24.08 | [5 empty] | 0.6 | 33.08 |  |  |  | -3 | 26.6 |  |  |  |  | -6.7 | 19.94 |  |  |  |  | -2.8 | 26.96 | [5 empty] | -9.4 | 15.08 |  |  |  | -7.2 | 19.04 |  |  |  |  | -9.4 | 15.08 |  |  |  |  | -8.3 | 17.06
1991-01-06 | 11:00 | 6.1 | 42.98 | SUNDAY | #N/A | 1976-01-06 | 11:00 | -2.8 | 26.96 |  |  | 2003-01-06 | 11:00 | -1 | 30.2 |  |  | 1999-01-06 | 11:00 | -3.9 | 24.98 | [5 empty] | 2.8 | 37.04 |  |  |  | -3 | 26.6 |  |  |  |  | -6.1 | 21.02 |  |  |  |  | -3.3 | 26.06 | [5 empty] | -7.6 | 18.32 |  |  |  | -5.6 | 21.92 |  |  |  |  | -7.9 | 17.78 |  |  |  |  | -8.9 | 15.98
1991-01-06 | 12:00 | 6.1 | 42.98 | SUNDAY | #N/A | 1976-01-06 | 12:00 | -2.2 | 28.04 |  |  | 2003-01-06 | 12:00 | -1 | 30.2 |  |  | 1999-01-06 | 12:00 | -2.8 | 26.96 | [5 empty] | 3.9 | 39.02 |  |  |  | -1 | 30.2 |  |  |  |  | -5.6 | 21.92 |  |  |  |  | -5 | 23 | [5 empty] | -5.7 | 21.74 |  |  |  | -3.9 | 24.98 |  |  |  |  | -6.5 | 20.3 |  |  |  |  | -9.4 | 15.08
1991-01-06 | 13:00 | 6.7 | 44.06 | SUNDAY | #N/A | 1976-01-06 | 13:00 | -1.7 | 28.94 |  |  | 2003-01-06 | 13:00 | 0 | 32 |  |  | 1999-01-06 | 13:00 | -2.2 | 28.04 | [5 empty] | 5 | 41 |  |  |  | -1 | 30.2 |  |  |  |  | -6.1 | 21.02 |  |  |  |  | -5.6 | 21.92 | [5 empty] | -3.9 | 24.98 |  |  |  | -3.3 | 26.06 |  |  |  |  | -5 | 23 |  |  |  |  | -8.9 | 15.98
1991-01-06 | 14:00 | 5.6 | 42.08 | SUNDAY | #N/A | 1976-01-06 | 14:00 | -1.1 | 30.02 |  |  | 2003-01-06 | 14:00 | -0.4 | 31.28 |  |  | 1999-01-06 | 14:00 | -1.7 | 28.94 | [5 empty] | 5.6 | 42.08 |  |  |  | 0 | 32 |  |  |  |  | -6.7 | 19.94 |  |  |  |  | -5 | 23 | [5 empty] | -4.1 | 24.62 |  |  |  | -2.8 | 26.96 |  |  |  |  | -4.8 | 23.36 |  |  |  |  | -10 | 14
1991-01-06 | 15:00 | 5.6 | 42.08 | SUNDAY | #N/A | 1976-01-06 | 15:00 | -0.6 | 30.92 |  |  | 2003-01-06 | 15:00 | -1 | 30.2 |  |  | 1999-01-06 | 15:00 | -0.6 | 30.92 | [5 empty] | 5 | 41 |  |  |  | 1 | 33.8 |  |  |  |  | -6.1 | 21.02 |  |  |  |  | -4.4 | 24.08 | [5 empty] | -4.2 | 24.44 |  |  |  | -2.2 | 28.04 |  |  |  |  | -4.6 | 23.72 |  |  |  |  | -9.4 | 15.08
1991-01-06 | 16:00 | 5 | 41 | SUNDAY | #N/A | 1976-01-06 | 16:00 | -1.1 | 30.02 |  |  | 2003-01-06 | 16:00 | -1 | 30.2 |  |  | 1999-01-06 | 16:00 | 0 | 32 | [5 empty] | 5 | 41 |  |  |  | 0 | 32 |  |  |  |  | -7.2 | 19.04 |  |  |  |  | -5 | 23 | [5 empty] | -4.4 | 24.08 |  |  |  | -2.2 | 28.04 |  |  |  |  | -4.4 | 24.08 |  |  |  |  | -10 | 14
1991-01-06 | 17:00 | 5.6 | 42.08 | SUNDAY | #N/A | 1976-01-06 | 17:00 | -0.6 | 30.92 |  |  | 2003-01-06 | 17:00 | -1 | 30.2 |  |  | 1999-01-06 | 17:00 | 0 | 32 | [5 empty] | 4.4 | 39.92 |  |  |  | 0 | 32 |  |  |  |  | -7.8 | 17.96 |  |  |  |  | -5 | 23 | [5 empty] | -5.7 | 21.74 |  |  |  | -3.3 | 26.06 |  |  |  |  | -5.2 | 22.64 |  |  |  |  | -11.7 | 10.94
1991-01-06 | 18:00 | 5 | 41 | SUNDAY | #N/A | 1976-01-06 | 18:00 | -1.1 | 30.02 |  |  | 2003-01-06 | 18:00 | -2 | 28.4 |  |  | 1999-01-06 | 18:00 | -0.6 | 30.92 | [5 empty] | 4.4 | 39.92 |  |  |  | 1 | 33.8 |  |  |  |  | -8.3 | 17.06 |  |  |  |  | -5.6 | 21.92 | [5 empty] | -7 | 19.4 |  |  |  | -3.9 | 24.98 |  |  |  |  | -5.9 | 21.38 |  |  |  |  | -13.3 | 8.06
1991-01-06 | 19:00 | 5 | 41 | SUNDAY | #N/A | 1976-01-06 | 19:00 | -1.1 | 30.02 |  |  | 2003-01-06 | 19:00 | -2 | 28.4 |  |  | 1999-01-06 | 19:00 | -0.6 | 30.92 | [5 empty] | 5 | 41 |  |  |  | 0 | 32 |  |  |  |  | -8.3 | 17.06 |  |  |  |  | -5.6 | 21.92 | [5 empty] | -8.3 | 17.06 |  |  |  | -3.9 | 24.98 |  |  |  |  | -6.7 | 19.94 |  |  |  |  | -14.4 | 6.08
1991-01-06 | 20:00 | 5 | 41 | SUNDAY | #N/A | 1976-01-06 | 20:00 | -1.1 | 30.02 |  |  | 2003-01-06 | 20:00 | -2 | 28.4 |  |  | 1999-01-06 | 20:00 | -0.6 | 30.92 | [5 empty] | 4.4 | 39.92 |  |  |  | 0 | 32 |  |  |  |  | -8.9 | 15.98 |  |  |  |  | -5.6 | 21.92 | [5 empty] | -7.8 | 17.96 |  |  |  | -3.3 | 26.06 |  |  |  |  | -6.1 | 21.02 |  |  |  |  | -14.4 | 6.08
1991-01-06 | 21:00 | 5 | 41 | SUNDAY | #N/A | 1976-01-06 | 21:00 | -1.1 | 30.02 |  |  | 2003-01-06 | 21:00 | -2 | 28.4 |  |  | 1999-01-06 | 21:00 | 0 | 32 | [5 empty] | 3.3 | 37.94 |  |  |  | 0 | 32 |  |  |  |  | -10 | 14 |  |  |  |  | -5.6 | 21.92 | [5 empty] | -7.2 | 19.04 |  |  |  | -1.7 | 28.94 |  |  |  |  | -5.6 | 21.92 |  |  |  |  | -15 | 5
1991-01-06 | 22:00 | 4.4 | 39.92 | SUNDAY | #N/A | 1976-01-06 | 22:00 | -1.7 | 28.94 |  |  | 2003-01-06 | 22:00 | -2 | 28.4 |  |  | 1999-01-06 | 22:00 | -0.6 | 30.92 | [5 empty] | -1.1 | 30.02 |  |  |  | 0 | 32 |  |  |  |  | -10.6 | 12.92 |  |  |  |  | -6.7 | 19.94 | [5 empty] | -6.7 | 19.94 |  |  |  | -1.7 | 28.94 |  |  |  |  | -5 | 23 |  |  |  |  | -15 | 5
1991-01-06 | 23:00 | 4.4 | 39.92 | SUNDAY | #N/A | 1976-01-06 | 23:00 | -1.7 | 28.94 |  |  | 2003-01-06 | 23:00 | -3 | 26.6 |  |  | 1999-01-06 | 23:00 | 0.6 | 33.08 | [5 empty] | -1.7 | 28.94 |  |  |  | 1 | 33.8 |  |  |  |  | -10.6 | 12.92 |  |  |  |  | -6.7 | 19.94 | [5 empty] | -5 | 23 |  |  |  | -0.6 | 30.92 |  |  |  |  | -3.7 | 25.34 |  |  |  |  | -15.6 | 3.92
1991-01-06 | 24:00 | 4.4 | 39.92 | SUNDAY | #N/A | 1976-01-06 | 24:00 | -1.7 | 28.94 |  |  | 2003-01-06 | 24:00 | -3 | 26.6 |  |  | 1999-01-06 | 24:00 | 0.6 | 33.08 | [5 empty] | -2.2 | 28.04 |  |  |  | 1 | 33.8 |  |  |  |  | -11.7 | 10.94 |  |  |  |  | -7.2 | 19.04 | [5 empty] | -3.4 | 25.88 |  |  |  | 0.6 | 33.08 |  |  |  |  | -2.4 | 27.68 |  |  |  |  | -15.6 | 3.92
1991-01-07 | 1:00 | 3.9 | 39.02 | WEEKDAY | #N/A | 1976-01-07 | 1:00 | -1.7 | 28.94 |  |  | 2003-01-07 | 1:00 | -3 | 26.6 |  |  | 1999-01-07 | 1:00 | 0.6 | 33.08 | [5 empty] | -2.8 | 26.96 |  |  |  | 1 | 33.8 |  |  |  |  | -11.7 | 10.94 |  |  |  |  | -7.2 | 19.04 | [5 empty] | -1.7 | 28.94 |  |  |  | 1.1 | 33.98 |  |  |  |  | -1.1 | 30.02 |  |  |  |  | -16.1 | 3.02
1991-01-07 | 2:00 | 3.3 | 37.94 | WEEKDAY | #N/A | 1976-01-07 | 2:00 | -1.1 | 30.02 |  |  | 2003-01-07 | 2:00 | -3 | 26.6 |  |  | 1999-01-07 | 2:00 | 0.6 | 33.08 | [5 empty] | -2.2 | 28.04 |  |  |  | 0 | 32 |  |  |  |  | -12.2 | 10.04 |  |  |  |  | -7.2 | 19.04 | [5 empty] | -1.3 | 29.66 |  |  |  | 1.7 | 35.06 |  |  |  |  | -0.7 | 30.74 |  |  |  |  | -17.2 | 1.04
1991-01-07 | 3:00 | 2.8 | 37.04 | WEEKDAY | #N/A | 1976-01-07 | 3:00 | -1.7 | 28.94 |  |  | 2003-01-07 | 3:00 | -3 | 26.6 |  |  | 1999-01-07 | 3:00 | 1.1 | 33.98 | [5 empty] | -1.7 | 28.94 |  |  |  | 2 | 35.6 |  |  |  |  | -12.8 | 8.96 |  |  |  |  | -7.8 | 17.96 | [5 empty] | -1 | 30.2 |  |  |  | 2.8 | 37.04 |  |  |  |  | -0.4 | 31.28 |  |  |  |  | -17.8 | -0.04
1991-01-07 | 4:00 | 2.8 | 37.04 | WEEKDAY | #N/A | 1976-01-07 | 4:00 | -1.7 | 28.94 |  |  | 2003-01-07 | 4:00 | -4 | 24.8 |  |  | 1999-01-07 | 4:00 | 1.1 | 33.98 | [5 empty] | -1.7 | 28.94 |  |  |  | 2 | 35.6 |  |  |  |  | -12.8 | 8.96 |  |  |  |  | -8.3 | 17.06 | [5 empty] | -0.6 | 30.92 |  |  |  | 2.2 | 35.96 |  |  |  |  | 0 | 32 |  |  |  |  | -18.3 | -0.94
1991-01-07 | 5:00 | 2.8 | 37.04 | WEEKDAY | #N/A | 1976-01-07 | 5:00 | -1.7 | 28.94 |  |  | 2003-01-07 | 5:00 | -4 | 24.8 |  |  | 1999-01-07 | 5:00 | 1.1 | 33.98 | [5 empty] | -2.2 | 28.04 |  |  |  | 2 | 35.6 |  |  |  |  | -13.3 | 8.06 |  |  |  |  | -8.9 | 15.98 | [5 empty] | -0.4 | 31.28 |  |  |  | 0 | 32 |  |  |  |  | -0.6 | 30.92 |  |  |  |  | -20 | -4
1991-01-07 | 6:00 | 2.2 | 35.96 | WEEKDAY | #N/A | 1976-01-07 | 6:00 | -1.7 | 28.94 |  |  | 2003-01-07 | 6:00 | -4 | 24.8 |  |  | 1999-01-07 | 6:00 | 0.6 | 33.08 | [5 empty] | -1.7 | 28.94 |  |  |  | 2 | 35.6 |  |  |  |  | -13.9 | 6.98 |  |  |  |  | -9.4 | 15.08 | [5 empty] | -0.2 | 31.64 |  |  |  | 0 | 32 |  |  |  |  | -1.1 | 30.02 |  |  |  |  | -21.1 | -5.98
1991-01-07 | 7:00 | 2.2 | 35.96 | WEEKDAY | #N/A | 1976-01-07 | 7:00 | -1.1 | 30.02 |  |  | 2003-01-07 | 7:00 | -4 | 24.8 |  |  | 1999-01-07 | 7:00 | 1.7 | 35.06 | [5 empty] | 0.6 | 33.08 |  |  |  | 2 | 35.6 |  |  |  |  | -13.9 | 6.98 |  |  |  |  | -9.4 | 15.08 | [5 empty] | 0 | 32 |  |  |  | 1.7 | 35.06 |  |  |  |  | -1.7 | 28.94 |  |  |  |  | -23.9 | -11.02
1991-01-07 | 8:00 | 2.2 | 35.96 | WEEKDAY | #N/A | 1976-01-07 | 8:00 | -0.6 | 30.92 |  |  | 2003-01-07 | 8:00 | -4 | 24.8 |  |  | 1999-01-07 | 8:00 | 1.7 | 35.06 | [5 empty] | 2.2 | 35.96 |  |  |  | 1 | 33.8 |  |  |  |  | -15 | 5 |  |  |  |  | -9.4 | 15.08 | [5 empty] | 0.6 | 33.08 |  |  |  | 2.2 | 35.96 |  |  |  |  | -0.6 | 30.92 |  |  |  |  | -23.3 | -9.94
1991-01-07 | 9:00 | 2.2 | 35.96 | WEEKDAY | #N/A | 1976-01-07 | 9:00 | 0.6 | 33.08 |  |  | 2003-01-07 | 9:00 | -4 | 24.8 |  |  | 1999-01-07 | 9:00 | 1.7 | 35.06 | [5 empty] | 5.6 | 42.08 |  |  |  | 1 | 33.8 |  |  |  |  | -13.3 | 8.06 |  |  |  |  | -9.4 | 15.08 | [5 empty] | 1.1 | 33.98 |  |  |  | 2.2 | 35.96 |  |  |  |  | 0.6 | 33.08 |  |  |  |  | -20.6 | -5.08
1991-01-07 | 10:00 | 2.2 | 35.96 | WEEKDAY | #N/A | 1976-01-07 | 10:00 | 2.2 | 35.96 |  |  | 2003-01-07 | 10:00 | -4 | 24.8 |  |  | 1999-01-07 | 10:00 | 0 | 32 | [5 empty] | 6.7 | 44.06 |  |  |  | 1.1 | 33.98 |  |  |  |  | -12.2 | 10.04 |  |  |  |  | -8.9 | 15.98 | [5 empty] | 1.7 | 35.06 |  |  |  | 0.6 | 33.08 |  |  |  |  | 1.7 | 35.06 |  |  |  |  | -18.9 | -2.02
1991-01-07 | 11:00 | 2.2 | 35.96 | WEEKDAY | #N/A | 1976-01-07 | 11:00 | 2.8 | 37.04 |  |  | 2003-01-07 | 11:00 | -4 | 24.8 |  |  | 1999-01-07 | 11:00 | 0 | 32 | [5 empty] | 8.3 | 46.94 |  |  |  | 1 | 33.8 |  |  |  |  | -11.1 | 12.02 |  |  |  |  | -8.3 | 17.06 | [5 empty] | 2.6 | 36.68 |  |  |  | 0 | 32 |  |  |  |  | 1.3 | 34.34 |  |  |  |  | -18.3 | -0.94
1991-01-07 | 12:00 | 2.2 | 35.96 | WEEKDAY | #N/A | 1976-01-07 | 12:00 | 2.8 | 37.04 |  |  | 2003-01-07 | 12:00 | -4 | 24.8 |  |  | 1999-01-07 | 12:00 | 0.6 | 33.08 | [5 empty] | 8.9 | 48.02 |  |  |  | 2 | 35.6 |  |  |  |  | -11.1 | 12.02 |  |  |  |  | -7.8 | 17.96 | [5 empty] | 3.5 | 38.3 |  |  |  | -1.1 | 30.02 |  |  |  |  | 1 | 33.8 |  |  |  |  | -18.3 | -0.94
1991-01-07 | 13:00 | 2.2 | 35.96 | WEEKDAY | #N/A | 1976-01-07 | 13:00 | 2.8 | 37.04 |  |  | 2003-01-07 | 13:00 | -4 | 24.8 |  |  | 1999-01-07 | 13:00 | 0.6 | 33.08 | [5 empty] | 8.3 | 46.94 |  |  |  | 2 | 35.6 |  |  |  |  | -11.7 | 10.94 |  |  |  |  | -7.8 | 17.96 | [5 empty] | 4.4 | 39.92 |  |  |  | -1.1 | 30.02 |  |  |  |  | 0.6 | 33.08 |  |  |  |  | -18.3 | -0.94
1991-01-07 | 14:00 | 1.7 | 35.06 | WEEKDAY | #N/A | 1976-01-07 | 14:00 | 2.8 | 37.04 |  |  | 2003-01-07 | 14:00 | -4 | 24.8 |  |  | 1999-01-07 | 14:00 | 0.6 | 33.08 | [5 empty] | 10 | 50 |  |  |  | 2 | 35.6 |  |  |  |  | -10.6 | 12.92 |  |  |  |  | -7.2 | 19.04 | [5 empty] | 4.2 | 39.56 |  |  |  | -0.6 | 30.92 |  |  |  |  | 0 | 32 |  |  |  |  | -18.3 | -0.94
1991-01-07 | 15:00 | 1.7 | 35.06 | WEEKDAY | #N/A | 1976-01-07 | 15:00 | 2.8 | 37.04 |  |  | 2003-01-07 | 15:00 | -4 | 24.8 |  |  | 1999-01-07 | 15:00 | 0.6 | 33.08 | [5 empty] | 9.4 | 48.92 |  |  |  | 2 | 35.6 |  |  |  |  | -11.7 | 10.94 |  |  |  |  | -6.7 | 19.94 | [5 empty] | 4.1 | 39.38 |  |  |  | -1.7 | 28.94 |  |  |  |  | -0.5 | 31.1 |  |  |  |  | -17.8 | -0.04
1991-01-07 | 16:00 | 1.7 | 35.06 | WEEKDAY | #N/A | 1976-01-07 | 16:00 | 1.7 | 35.06 |  |  | 2003-01-07 | 16:00 | -4 | 24.8 |  |  | 1999-01-07 | 16:00 | 0 | 32 | [5 empty] | 8.9 | 48.02 |  |  |  | 2 | 35.6 |  |  |  |  | -11.7 | 10.94 |  |  |  |  | -7.2 | 19.04 | [5 empty] | 3.9 | 39.02 |  |  |  | -1.7 | 28.94 |  |  |  |  | -1.1 | 30.02 |  |  |  |  | -18.3 | -0.94
1991-01-07 | 17:00 | 1.1 | 33.98 | WEEKDAY | #N/A | 1976-01-07 | 17:00 | 1.7 | 35.06 |  |  | 2003-01-07 | 17:00 | -5 | 23 |  |  | 1999-01-07 | 17:00 | -1.7 | 28.94 | [5 empty] | 7.2 | 44.96 |  |  |  | 1 | 33.8 |  |  |  |  | -12.8 | 8.96 |  |  |  |  | -7.2 | 19.04 | [5 empty] | 2.2 | 35.96 |  |  |  | -2.8 | 26.96 |  |  |  |  | -1.5 | 29.3 |  |  |  |  | -18.9 | -2.02
1991-01-07 | 18:00 | 0 | 32 | WEEKDAY | #N/A | 1976-01-07 | 18:00 | 1.7 | 35.06 |  |  | 2003-01-07 | 18:00 | -5 | 23 |  |  | 1999-01-07 | 18:00 | -1.7 | 28.94 | [5 empty] | 6.1 | 42.98 |  |  |  | -1 | 30.2 |  |  |  |  | -13.3 | 8.06 |  |  |  |  | -7.2 | 19.04 | [5 empty] | 0.6 | 33.08 |  |  |  | -2.2 | 28.04 |  |  |  |  | -1.8 | 28.76 |  |  |  |  | -18.9 | -2.02
1991-01-07 | 19:00 | -0.6 | 30.92 | WEEKDAY | #N/A | 1976-01-07 | 19:00 | 1.7 | 35.06 |  |  | 2003-01-07 | 19:00 | -6 | 21.2 |  |  | 1999-01-07 | 19:00 | -1.7 | 28.94 | [5 empty] | 4.4 | 39.92 |  |  |  | -1 | 30.2 |  |  |  |  | -13.3 | 8.06 |  |  |  |  | -7.8 | 17.96 | [5 empty] | -1.1 | 30.02 |  |  |  | -1.7 | 28.94 |  |  |  |  | -2.2 | 28.04 |  |  |  |  | -18.9 | -2.02
1991-01-07 | 20:00 | -1.7 | 28.94 | WEEKDAY | #N/A | 1976-01-07 | 20:00 | 1.7 | 35.06 |  |  | 2003-01-07 | 20:00 | -6 | 21.2 |  |  | 1999-01-07 | 20:00 | -2.2 | 28.04 | [5 empty] | 3.3 | 37.94 |  |  |  | -2 | 28.4 |  |  |  |  | -13.9 | 6.98 |  |  |  |  | -7.2 | 19.04 | [5 empty] | -0.7 | 30.74 |  |  |  | -3.3 | 26.06 |  |  |  |  | -3.1 | 26.42 |  |  |  |  | -19.4 | -2.92
1991-01-07 | 21:00 | -2.2 | 28.04 | WEEKDAY | #N/A | 1976-01-07 | 21:00 | 1.7 | 35.06 |  |  | 2003-01-07 | 21:00 | -4 | 24.8 |  |  | 1999-01-07 | 21:00 | -2.8 | 26.96 | [5 empty] | 3.3 | 37.94 |  |  |  | -3 | 26.6 |  |  |  |  | -13.9 | 6.98 |  |  |  |  | -7.2 | 19.04 | [5 empty] | -0.4 | 31.28 |  |  |  | -4.4 | 24.08 |  |  |  |  | -4.1 | 24.62 |  |  |  |  | -19.4 | -2.92
1991-01-07 | 22:00 | -2.8 | 26.96 | WEEKDAY | #N/A | 1976-01-07 | 22:00 | 2.2 | 35.96 |  |  | 2003-01-07 | 22:00 | -4 | 24.8 |  |  | 1999-01-07 | 22:00 | -3.3 | 26.06 | [5 empty] | 2.2 | 35.96 |  |  |  | -3 | 26.6 |  |  |  |  | -13.3 | 8.06 |  |  |  |  | -7.8 | 17.96 | [5 empty] | 0 | 32 |  |  |  | -5 | 23 |  |  |  |  | -5 | 23 |  |  |  |  | -20 | -4
1991-01-07 | 23:00 | -3.3 | 26.06 | WEEKDAY | #N/A | 1976-01-07 | 23:00 | 2.2 | 35.96 |  |  | 2003-01-07 | 23:00 | -4 | 24.8 |  |  | 1999-01-07 | 23:00 | -3.9 | 24.98 | [5 empty] | 1.7 | 35.06 |  |  |  | -3 | 26.6 |  |  |  |  | -13.3 | 8.06 |  |  |  |  | -8.3 | 17.06 | [5 empty] | -0.9 | 30.38 |  |  |  | -5 | 23 |  |  |  |  | -5 | 23 |  |  |  |  | -20 | -4
1991-01-07 | 24:00 | -3.9 | 24.98 | WEEKDAY | #N/A | 1976-01-07 | 24:00 | 2.2 | 35.96 |  |  | 2003-01-07 | 24:00 | -4 | 24.8 |  |  | 1999-01-07 | 24:00 | -4.4 | 24.08 | [5 empty] | 1.1 | 33.98 |  |  |  | -3 | 26.6 |  |  |  |  | -13.3 | 8.06 |  |  |  |  | -8.3 | 17.06 | [5 empty] | -1.9 | 28.58 |  |  |  | -5 | 23 |  |  |  |  | -5 | 23 |  |  |  |  | -20.6 | -5.08
1991-01-08 | 1:00 | -4.4 | 24.08 | WEEKDAY | #N/A | 1976-01-08 | 1:00 | 2.8 | 37.04 |  |  | 2003-01-08 | 1:00 | -4 | 24.8 |  |  | 1999-01-08 | 1:00 | -4.4 | 24.08 | [5 empty] | 1.1 | 33.98 |  |  |  | -2 | 28.4 |  |  |  |  | -13.9 | 6.98 |  |  |  |  | -8.3 | 17.06 | [5 empty] | -2.8 | 26.96 |  |  |  | -5.6 | 21.92 |  |  |  |  | -5 | 23 |  |  |  |  | -20.6 | -5.08
1991-01-08 | 2:00 | -5 | 23 | WEEKDAY | #N/A | 1976-01-08 | 2:00 | 2.2 | 35.96 |  |  | 2003-01-08 | 2:00 | -4 | 24.8 |  |  | 1999-01-08 | 2:00 | -5 | 23 | [5 empty] | 0 | 32 |  |  |  | -2 | 28.4 |  |  |  |  | -14.4 | 6.08 |  |  |  |  | -8.3 | 17.06 | [5 empty] | -3.2 | 26.24 |  |  |  | -5.6 | 21.92 |  |  |  |  | -5.2 | 22.64 |  |  |  |  | -21.1 | -5.98
1991-01-08 | 3:00 | -5.6 | 21.92 | WEEKDAY | #N/A | 1976-01-08 | 3:00 | 2.2 | 35.96 |  |  | 2003-01-08 | 3:00 | -3 | 26.6 |  |  | 1999-01-08 | 3:00 | -5 | 23 | [5 empty] | 0 | 32 |  |  |  | -1 | 30.2 |  |  |  |  | -15 | 5 |  |  |  |  | -8.9 | 15.98 | [5 empty] | -3.5 | 25.7 |  |  |  | -5.6 | 21.92 |  |  |  |  | -5.4 | 22.28 |  |  |  |  | -22.2 | -7.96
1991-01-08 | 4:00 | -5.6 | 21.92 | WEEKDAY | #N/A | 1976-01-08 | 4:00 | 2.2 | 35.96 |  |  | 2003-01-08 | 4:00 | -3 | 26.6 |  |  | 1999-01-08 | 4:00 | -5 | 23 | [5 empty] | -0.6 | 30.92 |  |  |  | -1 | 30.2 |  |  |  |  | -15.6 | 3.92 |  |  |  |  | -8.9 | 15.98 | [5 empty] | -3.9 | 24.98 |  |  |  | -6.1 | 21.02 |  |  |  |  | -5.6 | 21.92 |  |  |  |  | -22.2 | -7.96
1991-01-08 | 5:00 | -6.1 | 21.02 | WEEKDAY | #N/A | 1976-01-08 | 5:00 | 2.2 | 35.96 |  |  | 2003-01-08 | 5:00 | -2 | 28.4 |  |  | 1999-01-08 | 5:00 | -5.6 | 21.92 | [5 empty] | -1.1 | 30.02 |  |  |  | -1 | 30.2 |  |  |  |  | -15.6 | 3.92 |  |  |  |  | -9.4 | 15.08 | [5 empty] | -4.1 | 24.62 |  |  |  | -6.1 | 21.02 |  |  |  |  | -6 | 21.2 |  |  |  |  | -22.2 | -7.96
1991-01-08 | 6:00 | -6.1 | 21.02 | WEEKDAY | #N/A | 1976-01-08 | 6:00 | 2.2 | 35.96 |  |  | 2003-01-08 | 6:00 | -2.3 | 27.86 |  |  | 1999-01-08 | 6:00 | -5 | 23 | [5 empty] | -1.7 | 28.94 |  |  |  | -1 | 30.2 |  |  |  |  | -16.7 | 1.94 |  |  |  |  | -6.7 | 19.94 | [5 empty] | -4.2 | 24.44 |  |  |  | -6.7 | 19.94 |  |  |  |  | -6.3 | 20.66 |  |  |  |  | -22.8 | -9.04
1991-01-08 | 7:00 | -6.1 | 21.02 | WEEKDAY | #N/A | 1976-01-08 | 7:00 | 2.2 | 35.96 |  |  | 2003-01-08 | 7:00 | -2.8 | 26.96 |  |  | 1999-01-08 | 7:00 | -5 | 23 | [5 empty] | -2.8 | 26.96 |  |  |  | 0 | 32 |  |  |  |  | -16.7 | 1.94 |  |  |  |  | -5 | 23 | [5 empty] | -4.4 | 24.08 |  |  |  | -6.7 | 19.94 |  |  |  |  | -6.7 | 19.94 |  |  |  |  | -24.4 | -11.92
1991-01-08 | 8:00 | -5.6 | 21.92 | WEEKDAY | #N/A | 1976-01-08 | 8:00 | 2.2 | 35.96 |  |  | 2003-01-08 | 8:00 | -2.8 | 26.96 |  |  | 1999-01-08 | 8:00 | -4.4 | 24.08 | [5 empty] | -1.7 | 28.94 |  |  |  | 0 | 32 |  |  |  |  | -17.2 | 1.04 |  |  |  |  | -10.6 | 12.92 | [5 empty] | -4.2 | 24.44 |  |  |  | -7.2 | 19.04 |  |  |  |  | -6.7 | 19.94 |  |  |  |  | -24.4 | -11.92
1991-01-08 | 9:00 | -6.1 | 21.02 | WEEKDAY | #N/A | 1976-01-08 | 9:00 | 2.2 | 35.96 |  |  | 2003-01-08 | 9:00 | -2 | 28.4 |  |  | 1999-01-08 | 9:00 | -3.9 | 24.98 | [5 empty] | 0 | 32 |  |  |  | 1 | 33.8 |  |  |  |  | -16.7 | 1.94 |  |  |  |  | -12.2 | 10.04 | [5 empty] | -4.1 | 24.62 |  |  |  | -7.2 | 19.04 |  |  |  |  | -6.7 | 19.94 |  |  |  |  | -22.8 | -9.04
1991-01-08 | 10:00 | -5.6 | 21.92 | WEEKDAY | #N/A | 1976-01-08 | 10:00 | 2.2 | 35.96 |  |  | 2003-01-08 | 10:00 | -1 | 30.2 |  |  | 1999-01-08 | 10:00 | -3.3 | 26.06 | [5 empty] | 1.1 | 33.98 |  |  |  | 1 | 33.8 |  |  |  |  | -15.6 | 3.92 |  |  |  |  | -12.8 | 8.96 | [5 empty] | -3.9 | 24.98 |  |  |  | -7.2 | 19.04 |  |  |  |  | -6.7 | 19.94 |  |  |  |  | -20.6 | -5.08
1991-01-08 | 11:00 | -5 | 23 | WEEKDAY | #N/A | 1976-01-08 | 11:00 | 1.1 | 33.98 |  |  | 2003-01-08 | 11:00 | 0 | 32 |  |  | 1999-01-08 | 11:00 | -3 | 26.6 | [5 empty] | 2.2 | 35.96 |  |  |  | 1 | 33.8 |  |  |  |  | -14.4 | 6.08 |  |  |  |  | -11.7 | 10.94 | [5 empty] | -3.5 | 25.7 |  |  |  | -6.1 | 21.02 |  |  |  |  | -6.3 | 20.66 |  |  |  |  | -19.4 | -2.92
1991-01-08 | 12:00 | -4.4 | 24.08 | WEEKDAY | #N/A | 1976-01-08 | 12:00 | 0 | 32 |  |  | 2003-01-08 | 12:00 | 2 | 35.6 |  |  | 1999-01-08 | 12:00 | -3.9 | 24.98 | [5 empty] | 2.8 | 37.04 |  |  |  | 1 | 33.8 |  |  |  |  | -13.3 | 8.06 |  |  |  |  | -11.1 | 12.02 | [5 empty] | -3.2 | 26.24 |  |  |  | -5.6 | 21.92 |  |  |  |  | -6 | 21.2 |  |  |  |  | -17.8 | -0.04
1991-01-08 | 13:00 | -3.3 | 26.06 | WEEKDAY | #N/A | 1976-01-08 | 13:00 | -0.6 | 30.92 |  |  | 2003-01-08 | 13:00 | 2 | 35.6 |  |  | 1999-01-08 | 13:00 | -3.3 | 26.06 | [5 empty] | 3.3 | 37.94 |  |  |  | 1 | 33.8 |  |  |  |  | -12.2 | 10.04 |  |  |  |  | -10.6 | 12.92 | [5 empty] | -2.8 | 26.96 |  |  |  | -4.4 | 24.08 |  |  |  |  | -5.6 | 21.92 |  |  |  |  | -17.2 | 1.04
1991-01-08 | 14:00 | -2.8 | 26.96 | WEEKDAY | #N/A | 1976-01-08 | 14:00 | -1.1 | 30.02 |  |  | 2003-01-08 | 14:00 | 3 | 37.4 |  |  | 1999-01-08 | 14:00 | -2.8 | 26.96 | [5 empty] | 3.9 | 39.02 |  |  |  | 1 | 33.8 |  |  |  |  | -11.7 | 10.94 |  |  |  |  | -10 | 14 | [5 empty] | -2.6 | 27.32 |  |  |  | -4.4 | 24.08 |  |  |  |  | -5.2 | 22.64 |  |  |  |  | -16.1 | 3.02
1991-01-08 | 15:00 | -2.2 | 28.04 | WEEKDAY | #N/A | 1976-01-08 | 15:00 | -1.1 | 30.02 |  |  | 2003-01-08 | 15:00 | 4 | 39.2 |  |  | 1999-01-08 | 15:00 | -2.2 | 28.04 | [5 empty] | 3.9 | 39.02 |  |  |  | 1 | 33.8 |  |  |  |  | -10.6 | 12.92 |  |  |  |  | -10 | 14 | [5 empty] | -2.4 | 27.68 |  |  |  | -5 | 23 |  |  |  |  | -4.8 | 23.36 |  |  |  |  | -15 | 5
1991-01-08 | 16:00 | -1.1 | 30.02 | WEEKDAY | #N/A | 1976-01-08 | 16:00 | -1.7 | 28.94 |  |  | 2003-01-08 | 16:00 | 4 | 39.2 |  |  | 1999-01-08 | 16:00 | -1.1 | 30.02 | [5 empty] | 2.2 | 35.96 |  |  |  | 1 | 33.8 |  |  |  |  | -11.1 | 12.02 |  |  |  |  | -11.1 | 12.02 | [5 empty] | -2.2 | 28.04 |  |  |  | -4.4 | 24.08 |  |  |  |  | -4.4 | 24.08 |  |  |  |  | -15 | 5
1991-01-08 | 17:00 | -1.1 | 30.02 | WEEKDAY | #N/A | 1976-01-08 | 17:00 | -2.2 | 28.04 |  |  | 2003-01-08 | 17:00 | 4 | 39.2 |  |  | 1999-01-08 | 17:00 | -0.6 | 30.92 | [5 empty] | 1.1 | 33.98 |  |  |  | 1 | 33.8 |  |  |  |  | -11.7 | 10.94 |  |  |  |  | -12.2 | 10.04 | [5 empty] | -2.4 | 27.68 |  |  |  | -3.9 | 24.98 |  |  |  |  | -4.8 | 23.36 |  |  |  |  | -15 | 5
1991-01-08 | 18:00 | -1.1 | 30.02 | WEEKDAY | #N/A | 1976-01-08 | 18:00 | -3.3 | 26.06 |  |  | 2003-01-08 | 18:00 | 4 | 39.2 |  |  | 1999-01-08 | 18:00 | -0.6 | 30.92 | [5 empty] | 0.6 | 33.08 |  |  |  | 1 | 33.8 |  |  |  |  | -12.8 | 8.96 |  |  |  |  | -12.2 | 10.04 | [5 empty] | -2.6 | 27.32 |  |  |  | -4.4 | 24.08 |  |  |  |  | -5.2 | 22.64 |  |  |  |  | -14.4 | 6.08
1991-01-08 | 19:00 | -1.1 | 30.02 | WEEKDAY | #N/A | 1976-01-08 | 19:00 | -3.9 | 24.98 |  |  | 2003-01-08 | 19:00 | 3 | 37.4 |  |  | 1999-01-08 | 19:00 | 0 | 32 | [5 empty] | 0.6 | 33.08 |  |  |  | 1 | 33.8 |  |  |  |  | -12.8 | 8.96 |  |  |  |  | -12.8 | 8.96 | [5 empty] | -2.8 | 26.96 |  |  |  | -5.6 | 21.92 |  |  |  |  | -5.6 | 21.92 |  |  |  |  | -13.9 | 6.98
1991-01-08 | 20:00 | -0.6 | 30.92 | WEEKDAY | #N/A | 1976-01-08 | 20:00 | -5 | 23 |  |  | 2003-01-08 | 20:00 | 3 | 37.4 |  |  | 1999-01-08 | 20:00 | 0 | 32 | [5 empty] | 0 | 32 |  |  |  | 1 | 33.8 |  |  |  |  | -12.8 | 8.96 |  |  |  |  | -13.3 | 8.06 | [5 empty] | -2.8 | 26.96 |  |  |  | -5.6 | 21.92 |  |  |  |  | -6.1 | 21.02 |  |  |  |  | -13.3 | 8.06
1991-01-08 | 21:00 | -1.1 | 30.02 | WEEKDAY | #N/A | 1976-01-08 | 21:00 | -6.7 | 19.94 |  |  | 2003-01-08 | 21:00 | 3 | 37.4 |  |  | 1999-01-08 | 21:00 | 0.6 | 33.08 | [5 empty] | 1.1 | 33.98 |  |  |  | 0 | 32 |  |  |  |  | -12.8 | 8.96 |  |  |  |  | -13.9 | 6.98 | [5 empty] | -2.8 | 26.96 |  |  |  | -6.1 | 21.02 |  |  |  |  | -6.7 | 19.94 |  |  |  |  | -11.1 | 12.02
1991-01-08 | 22:00 | -1.1 | 30.02 | WEEKDAY | #N/A | 1976-01-08 | 22:00 | -7.8 | 17.96 |  |  | 2003-01-08 | 22:00 | 4 | 39.2 |  |  | 1999-01-08 | 22:00 | 1.1 | 33.98 | [5 empty] | 1.7 | 35.06 |  |  |  | 0 | 32 |  |  |  |  | -12.2 | 10.04 |  |  |  |  | -13.9 | 6.98 | [5 empty] | -2.8 | 26.96 |  |  |  | -6.1 | 21.02 |  |  |  |  | -7.2 | 19.04 |  |  |  |  | -10 | 14
1991-01-08 | 23:00 | -1.1 | 30.02 | WEEKDAY | #N/A | 1976-01-08 | 23:00 | -7.8 | 17.96 |  |  | 2003-01-08 | 23:00 | 3 | 37.4 |  |  | 1999-01-08 | 23:00 | 1.7 | 35.06 | [5 empty] | 1.7 | 35.06 |  |  |  | 0 | 32 |  |  |  |  | -12.2 | 10.04 |  |  |  |  | -13.9 | 6.98 | [5 empty] | -3.7 | 25.34 |  |  |  | -6.7 | 19.94 |  |  |  |  | -7.2 | 19.04 |  |  |  |  | -8.9 | 15.98
1991-01-08 | 24:00 | -1.1 | 30.02 | WEEKDAY | #N/A | 1976-01-08 | 24:00 | -8.3 | 17.06 |  |  | 2003-01-08 | 24:00 | 4 | 39.2 |  |  | 1999-01-08 | 24:00 | 2.8 | 37.04 | [5 empty] | 0.6 | 33.08 |  |  |  | 0 | 32 |  |  |  |  | -12.2 | 10.04 |  |  |  |  | -13.9 | 6.98 | [5 empty] | -4.7 | 23.54 |  |  |  | -7.2 | 19.04 |  |  |  |  | -7.2 | 19.04 |  |  |  |  | -8.3 | 17.06
1991-01-09 | 1:00 | -1.7 | 28.94 | WEEKDAY | #N/A | 1976-01-09 | 1:00 | -8.3 | 17.06 |  |  | 2003-01-09 | 1:00 | 3 | 37.4 |  |  | 1999-01-09 | 1:00 | 2.2 | 35.96 | [5 empty] | 1.7 | 35.06 |  |  |  | 1 | 33.8 |  |  |  |  | -11.7 | 10.94 |  |  |  |  | -14.4 | 6.08 | [5 empty] | -5.6 | 21.92 |  |  |  | -7.8 | 17.96 |  |  |  |  | -7.2 | 19.04 |  |  |  |  | -6.7 | 19.94
1991-01-09 | 2:00 | -2.2 | 28.04 | WEEKDAY | #N/A | 1976-01-09 | 2:00 | -8.9 | 15.98 |  |  | 2003-01-09 | 2:00 | 3 | 37.4 |  |  | 1999-01-09 | 2:00 | 2.8 | 37.04 | [5 empty] | 3.3 | 37.94 |  |  |  | 0 | 32 |  |  |  |  | -11.7 | 10.94 |  |  |  |  | -15 | 5 | [5 empty] | -5.4 | 22.28 |  |  |  | -8.3 | 17.06 |  |  |  |  | -7.8 | 17.96 |  |  |  |  | -5 | 23
1991-01-09 | 3:00 | -1.7 | 28.94 | WEEKDAY | #N/A | 1976-01-09 | 3:00 | -8.9 | 15.98 |  |  | 2003-01-09 | 3:00 | 3 | 37.4 |  |  | 1999-01-09 | 3:00 | 2.2 | 35.96 | [5 empty] | 3.9 | 39.02 |  |  |  | 0 | 32 |  |  |  |  | -11.7 | 10.94 |  |  |  |  | -15.6 | 3.92 | [5 empty] | -5.2 | 22.64 |  |  |  | -9.4 | 15.08 |  |  |  |  | -8.3 | 17.06 |  |  |  |  | -5.6 | 21.92
1991-01-09 | 4:00 | -1.7 | 28.94 | WEEKDAY | #N/A | 1976-01-09 | 4:00 | -8.9 | 15.98 |  |  | 2003-01-09 | 4:00 | 3 | 37.4 |  |  | 1999-01-09 | 4:00 | 2.2 | 35.96 | [5 empty] | 4.4 | 39.92 |  |  |  | -1 | 30.2 |  |  |  |  | -11.7 | 10.94 |  |  |  |  | -16.1 | 3.02 | [5 empty] | -5 | 23 |  |  |  | -9.4 | 15.08 |  |  |  |  | -8.9 | 15.98 |  |  |  |  | -5 | 23
1991-01-09 | 5:00 | -1.7 | 28.94 | WEEKDAY | #N/A | 1976-01-09 | 5:00 | -8.3 | 17.06 |  |  | 2003-01-09 | 5:00 | 3 | 37.4 |  |  | 1999-01-09 | 5:00 | 2.2 | 35.96 | [5 empty] | 5 | 41 |  |  |  | -1 | 30.2 |  |  |  |  | -10.6 | 12.92 |  |  |  |  | -16.7 | 1.94 | [5 empty] | -5 | 23 |  |  |  | -9.4 | 15.08 |  |  |  |  | -8.9 | 15.98 |  |  |  |  | -5.6 | 21.92
1991-01-09 | 6:00 | -1.1 | 30.02 | WEEKDAY | #N/A | 1976-01-09 | 6:00 | -8.3 | 17.06 |  |  | 2003-01-09 | 6:00 | 3 | 37.4 |  |  | 1999-01-09 | 6:00 | 1.1 | 33.98 | [5 empty] | 4.4 | 39.92 |  |  |  | -1 | 30.2 |  |  |  |  | -10 | 14 |  |  |  |  | -16.7 | 1.94 | [5 empty] | -5 | 23 |  |  |  | -9.4 | 15.08 |  |  |  |  | -8.9 | 15.98 |  |  |  |  | -5.6 | 21.92
1991-01-09 | 7:00 | -0.6 | 30.92 | WEEKDAY | #N/A | 1976-01-09 | 7:00 | -8.9 | 15.98 |  |  | 2003-01-09 | 7:00 | 5 | 41 |  |  | 1999-01-09 | 7:00 | 1.7 | 35.06 | [5 empty] | 4.4 | 39.92 |  |  |  | -2 | 28.4 |  |  |  |  | -9.4 | 15.08 |  |  |  |  | -17.2 | 1.04 | [5 empty] | -5 | 23 |  |  |  | -9.4 | 15.08 |  |  |  |  | -8.9 | 15.98 |  |  |  |  | -5 | 23
1991-01-09 | 8:00 | -0.6 | 30.92 | WEEKDAY | #N/A | 1976-01-09 | 8:00 | -8.9 | 15.98 |  |  | 2003-01-09 | 8:00 | 6 | 42.8 |  |  | 1999-01-09 | 8:00 | 1.7 | 35.06 | [5 empty] | 4.4 | 39.92 |  |  |  | -3 | 26.6 |  |  |  |  | -10 | 14 |  |  |  |  | -17.2 | 1.04 | [5 empty] | -4.8 | 23.36 |  |  |  | -9.4 | 15.08 |  |  |  |  | -8.9 | 15.98 |  |  |  |  | -4.4 | 24.08
1991-01-09 | 9:00 | -0.6 | 30.92 | WEEKDAY | #N/A | 1976-01-09 | 9:00 | -8.3 | 17.06 |  |  | 2003-01-09 | 9:00 | 7 | 44.6 |  |  | 1999-01-09 | 9:00 | 2 | 35.6 | [5 empty] | 5 | 41 |  |  |  | -2 | 28.4 |  |  |  |  | -8.9 | 15.98 |  |  |  |  | -16.1 | 3.02 | [5 empty] | -4.6 | 23.72 |  |  |  | -8.9 | 15.98 |  |  |  |  | -8.9 | 15.98 |  |  |  |  | -3.9 | 24.98
1991-01-09 | 10:00 | -0.6 | 30.92 | WEEKDAY | #N/A | 1976-01-09 | 10:00 | -7.8 | 17.96 |  |  | 2003-01-09 | 10:00 | 7 | 44.6 |  |  | 1999-01-09 | 10:00 | 6.1 | 42.98 | [5 empty] | 6.7 | 44.06 |  |  |  | -1 | 30.2 |  |  |  |  | -7.2 | 19.04 |  |  |  |  | -15 | 5 | [5 empty] | -4.4 | 24.08 |  |  |  | -8.3 | 17.06 |  |  |  |  | -8.9 | 15.98 |  |  |  |  | -3.3 | 26.06
1991-01-09 | 11:00 | 0.6 | 33.08 | WEEKDAY | #N/A | 1976-01-09 | 11:00 | -7.2 | 19.04 |  |  | 2003-01-09 | 11:00 | 7 | 44.6 |  |  | 1999-01-09 | 11:00 | 5 | 41 | [5 empty] | 8.3 | 46.94 |  |  |  | 0 | 32 |  |  |  |  | -5.6 | 21.92 |  |  |  |  | -13.3 | 8.06 | [5 empty] | -4.6 | 23.72 |  |  |  | -6.7 | 19.94 |  |  |  |  | -7.8 | 17.96 |  |  |  |  | -2.2 | 28.04
1991-01-09 | 12:00 | 0.6 | 33.08 | WEEKDAY | #N/A | 1976-01-09 | 12:00 | -6.1 | 21.02 |  |  | 2003-01-09 | 12:00 | 7 | 44.6 |  |  | 1999-01-09 | 12:00 | 6.1 | 42.98 | [5 empty] | 10 | 50 |  |  |  | 1 | 33.8 |  |  |  |  | -3.9 | 24.98 |  |  |  |  | -12.2 | 10.04 | [5 empty] | -4.8 | 23.36 |  |  |  | -6.1 | 21.02 |  |  |  |  | -6.7 | 19.94 |  |  |  |  | -1.7 | 28.94
1991-01-09 | 13:00 | 0.6 | 33.08 | WEEKDAY | #N/A | 1976-01-09 | 13:00 | -5.6 | 21.92 |  |  | 2003-01-09 | 13:00 | 7 | 44.6 |  |  | 1999-01-09 | 13:00 | 7.8 | 46.04 | [5 empty] | 10 | 50 |  |  |  | 1 | 33.8 |  |  |  |  | -2.2 | 28.04 |  |  |  |  | -11.1 | 12.02 | [5 empty] | -5 | 23 |  |  |  | -5 | 23 |  |  |  |  | -5.6 | 21.92 |  |  |  |  | -0.6 | 30.92
1991-01-09 | 14:00 | 1.1 | 33.98 | WEEKDAY | #N/A | 1976-01-09 | 14:00 | -5.6 | 21.92 |  |  | 2003-01-09 | 14:00 | 7 | 44.6 |  |  | 1999-01-09 | 14:00 | 10 | 50 | [5 empty] | 7.8 | 46.04 |  |  |  | 0 | 32 |  |  |  |  | -1.1 | 30.02 |  |  |  |  | -10.6 | 12.92 | [5 empty] | -4.6 | 23.72 |  |  |  | -5 | 23 |  |  |  |  | -5.4 | 22.28 |  |  |  |  | 0.6 | 33.08
1991-01-09 | 15:00 | 1.1 | 33.98 | WEEKDAY | #N/A | 1976-01-09 | 15:00 | -5.6 | 21.92 |  |  | 2003-01-09 | 15:00 | 7 | 44.6 |  |  | 1999-01-09 | 15:00 | 7.2 | 44.96 | [5 empty] | 7.2 | 44.96 |  |  |  | 1 | 33.8 |  |  |  |  | -0.6 | 30.92 |  |  |  |  | -10.6 | 12.92 | [5 empty] | -4.3 | 24.26 |  |  |  | -5 | 23 |  |  |  |  | -5.2 | 22.64 |  |  |  |  | 0.6 | 33.08
1991-01-09 | 16:00 | 1.7 | 35.06 | WEEKDAY | #N/A | 1976-01-09 | 16:00 | -5.6 | 21.92 |  |  | 2003-01-09 | 16:00 | 7 | 44.6 |  |  | 1999-01-09 | 16:00 | 7 | 44.6 | [5 empty] | 7.2 | 44.96 |  |  |  | 0 | 32 |  |  |  |  | -0.6 | 30.92 |  |  |  |  | -10 | 14 | [5 empty] | -3.9 | 24.98 |  |  |  | -5 | 23 |  |  |  |  | -5 | 23 |  |  |  |  | 1.1 | 33.98
1991-01-09 | 17:00 | 1.7 | 35.06 | WEEKDAY | #N/A | 1976-01-09 | 17:00 | -5.6 | 21.92 |  |  | 2003-01-09 | 17:00 | 6 | 42.8 |  |  | 1999-01-09 | 17:00 | 6.7 | 44.06 | [5 empty] | 7.2 | 44.96 |  |  |  | 0 | 32 |  |  |  |  | 0 | 32 |  |  |  |  | -10.6 | 12.92 | [5 empty] | -4.3 | 24.26 |  |  |  | -5.6 | 21.92 |  |  |  |  | -5.6 | 21.92 |  |  |  |  | 1.1 | 33.98
1991-01-09 | 18:00 | 1.7 | 35.06 | WEEKDAY | #N/A | 1976-01-09 | 18:00 | -6.1 | 21.02 |  |  | 2003-01-09 | 18:00 | 7 | 44.6 |  |  | 1999-01-09 | 18:00 | 2.8 | 37.04 | [5 empty] | 7.2 | 44.96 |  |  |  | 0 | 32 |  |  |  |  | -0.6 | 30.92 |  |  |  |  | -10.6 | 12.92 | [5 empty] | -4.6 | 23.72 |  |  |  | -6.7 | 19.94 |  |  |  |  | -6.1 | 21.02 |  |  |  |  | 1.7 | 35.06
1991-01-09 | 19:00 | 1.7 | 35.06 | WEEKDAY | #N/A | 1976-01-09 | 19:00 | -6.7 | 19.94 |  |  | 2003-01-09 | 19:00 | 6 | 42.8 |  |  | 1999-01-09 | 19:00 | 1.7 | 35.06 | [5 empty] | 6.7 | 44.06 |  |  |  | 0 | 32 |  |  |  |  | 0 | 32 |  |  |  |  | -10.6 | 12.92 | [5 empty] | -5 | 23 |  |  |  | -7.2 | 19.04 |  |  |  |  | -6.7 | 19.94 |  |  |  |  | 2.2 | 35.96
1991-01-09 | 20:00 | 1.1 | 33.98 | WEEKDAY | #N/A | 1976-01-09 | 20:00 | -7.2 | 19.04 |  |  | 2003-01-09 | 20:00 | 6 | 42.8 |  |  | 1999-01-09 | 20:00 | 1.1 | 33.98 | [5 empty] | 6.1 | 42.98 |  |  |  | 0 | 32 |  |  |  |  | 0 | 32 |  |  |  |  | -11.1 | 12.02 | [5 empty] | -5.2 | 22.64 |  |  |  | -8.3 | 17.06 |  |  |  |  | -7.6 | 18.32 |  |  |  |  | 2.2 | 35.96
1991-01-09 | 21:00 | 1.1 | 33.98 | WEEKDAY | #N/A | 1976-01-09 | 21:00 | -7.8 | 17.96 |  |  | 2003-01-09 | 21:00 | 6 | 42.8 |  |  | 1999-01-09 | 21:00 | 0.6 | 33.08 | [5 empty] | 7.2 | 44.96 |  |  |  | 0 | 32 |  |  |  |  | 0 | 32 |  |  |  |  | -11.1 | 12.02 | [5 empty] | -5.4 | 22.28 |  |  |  | -9.4 | 15.08 |  |  |  |  | -8.5 | 16.7 |  |  |  |  | 2.2 | 35.96
1991-01-09 | 22:00 | 1.7 | 35.06 | WEEKDAY | #N/A | 1976-01-09 | 22:00 | -7.8 | 17.96 |  |  | 2003-01-09 | 22:00 | 3 | 37.4 |  |  | 1999-01-09 | 22:00 | 0 | 32 | [5 empty] | 6.1 | 42.98 |  |  |  | 0 | 32 |  |  |  |  | 0 | 32 |  |  |  |  | -11.1 | 12.02 | [5 empty] | -5.6 | 21.92 |  |  |  | -9.4 | 15.08 |  |  |  |  | -9.4 | 15.08 |  |  |  |  | 1.7 | 35.06
1991-01-09 | 23:00 | 2.8 | 37.04 | WEEKDAY | #N/A | 1976-01-09 | 23:00 | -8.3 | 17.06 |  |  | 2003-01-09 | 23:00 | 5 | 41 |  |  | 1999-01-09 | 23:00 | -0.6 | 30.92 | [5 empty] | 6.7 | 44.06 |  |  |  | 0 | 32 |  |  |  |  | 0 | 32 |  |  |  |  | -11.1 | 12.02 | [5 empty] | -6 | 21.2 |  |  |  | -10 | 14 |  |  |  |  | -10.2 | 13.64 |  |  |  |  | 1.7 | 35.06
1991-01-09 | 24:00 | 3.9 | 39.02 | WEEKDAY | #N/A | 1976-01-09 | 24:00 | -8.3 | 17.06 |  |  | 2003-01-09 | 24:00 | 6 | 42.8 |  |  | 1999-01-09 | 24:00 | -1.1 | 30.02 | [5 empty] | 6.1 | 42.98 |  |  |  | 0 | 32 |  |  |  |  | -0.6 | 30.92 |  |  |  |  | -11.1 | 12.02 | [5 empty] | -6.3 | 20.66 |  |  |  | -10.6 | 12.92 |  |  |  |  | -10.9 | 12.38 |  |  |  |  | 1.7 | 35.06
1991-01-10 | 1:00 | 4.4 | 39.92 | WEEKDAY | #N/A | 1976-01-10 | 1:00 | -8.9 | 15.98 |  |  | 2003-01-10 | 1:00 | 6 | 42.8 |  |  | 1999-01-10 | 1:00 | -1.7 | 28.94 | [5 empty] | 5.6 | 42.08 |  |  |  | 1 | 33.8 |  |  |  |  | -0.6 | 30.92 |  |  |  |  | -11.7 | 10.94 | [5 empty] | -6.7 | 19.94 |  |  |  | -11.1 | 12.02 |  |  |  |  | -11.7 | 10.94 |  |  |  |  | 1.7 | 35.06
1991-01-10 | 2:00 | 3.9 | 39.02 | WEEKDAY | #N/A | 1976-01-10 | 2:00 | -8.9 | 15.98 |  |  | 2003-01-10 | 2:00 | 5 | 41 |  |  | 1999-01-10 | 2:00 | -2.2 | 28.04 | [5 empty] | 6.1 | 42.98 |  |  |  | 1 | 33.8 |  |  |  |  | -1.1 | 30.02 |  |  |  |  | -11.7 | 10.94 | [5 empty] | -7.1 | 19.22 |  |  |  | -11.7 | 10.94 |  |  |  |  | -12.1 | 10.22 |  |  |  |  | 2.2 | 35.96
1991-01-10 | 3:00 | 3.9 | 39.02 | WEEKDAY | #N/A | 1976-01-10 | 3:00 | -8.9 | 15.98 |  |  | 2003-01-10 | 3:00 | 4 | 39.2 |  |  | 1999-01-10 | 3:00 | -2.8 | 26.96 | [5 empty] | 5.6 | 42.08 |  |  |  | 1 | 33.8 |  |  |  |  | -1.1 | 30.02 |  |  |  |  | -12.2 | 10.04 | [5 empty] | -7.4 | 18.68 |  |  |  | -11.1 | 12.02 |  |  |  |  | -12.4 | 9.68 |  |  |  |  | 1.7 | 35.06
1991-01-10 | 4:00 | 3.9 | 39.02 | WEEKDAY | #N/A | 1976-01-10 | 4:00 | -8.9 | 15.98 |  |  | 2003-01-10 | 4:00 | 3 | 37.4 |  |  | 1999-01-10 | 4:00 | -2.8 | 26.96 | [5 empty] | 5.6 | 42.08 |  |  |  | 1 | 33.8 |  |  |  |  | -1.1 | 30.02 |  |  |  |  | -12.8 | 8.96 | [5 empty] | -7.8 | 17.96 |  |  |  | -12.2 | 10.04 |  |  |  |  | -12.8 | 8.96 |  |  |  |  | 1.7 | 35.06
1991-01-10 | 5:00 | 3.3 | 37.94 | WEEKDAY | #N/A | 1976-01-10 | 5:00 | -8.9 | 15.98 |  |  | 2003-01-10 | 5:00 | 3 | 37.4 |  |  | 1999-01-10 | 5:00 | -3.3 | 26.06 | [5 empty] | 5.6 | 42.08 |  |  |  | 1 | 33.8 |  |  |  |  | -1.1 | 30.02 |  |  |  |  | -13.3 | 8.06 | [5 empty] | -8.2 | 17.24 |  |  |  | -13.3 | 8.06 |  |  |  |  | -12.6 | 9.32 |  |  |  |  | 1.1 | 33.98
1991-01-10 | 6:00 | 3.3 | 37.94 | WEEKDAY | #N/A | 1976-01-10 | 6:00 | -8.9 | 15.98 |  |  | 2003-01-10 | 6:00 | 3 | 37.4 |  |  | 1999-01-10 | 6:00 | -3.3 | 26.06 | [5 empty] | 6.1 | 42.98 |  |  |  | 2 | 35.6 |  |  |  |  | -1.1 | 30.02 |  |  |  |  | -13.9 | 6.98 | [5 empty] | -8.5 | 16.7 |  |  |  | -13.3 | 8.06 |  |  |  |  | -12.4 | 9.68 |  |  |  |  | 0.6 | 33.08
1991-01-10 | 7:00 | 3.3 | 37.94 | WEEKDAY | #N/A | 1976-01-10 | 7:00 | -8.9 | 15.98 |  |  | 2003-01-10 | 7:00 | 3 | 37.4 |  |  | 1999-01-10 | 7:00 | -3.9 | 24.98 | [5 empty] | 6.1 | 42.98 |  |  |  | 2 | 35.6 |  |  |  |  | -1.1 | 30.02 |  |  |  |  | -13.9 | 6.98 | [5 empty] | -8.9 | 15.98 |  |  |  | -11.7 | 10.94 |  |  |  |  | -12.2 | 10.04 |  |  |  |  | -0.6 | 30.92
1991-01-10 | 8:00 | 3.3 | 37.94 | WEEKDAY | #N/A | 1976-01-10 | 8:00 | -8.9 | 15.98 |  |  | 2003-01-10 | 8:00 | 3 | 37.4 |  |  | 1999-01-10 | 8:00 | -4.4 | 24.08 | [5 empty] | 6.7 | 44.06 |  |  |  | 2 | 35.6 |  |  |  |  | -1.1 | 30.02 |  |  |  |  | -13.3 | 8.06 | [5 empty] | -8 | 17.6 |  |  |  | -10 | 14 |  |  |  |  | -10.5 | 13.1 |  |  |  |  | 0 | 32
1991-01-10 | 9:00 | 3.9 | 39.02 | WEEKDAY | #N/A | 1976-01-10 | 9:00 | -8.3 | 17.06 |  |  | 2003-01-10 | 9:00 | 4 | 39.2 |  |  | 1999-01-10 | 9:00 | -3.3 | 26.06 | [5 empty] | 7.8 | 46.04 |  |  |  | 3 | 37.4 |  |  |  |  | -1.1 | 30.02 |  |  |  |  | -12.8 | 8.96 | [5 empty] | -7 | 19.4 |  |  |  | -9.4 | 15.08 |  |  |  |  | -8.9 | 15.98 |  |  |  |  | 0.6 | 33.08
1991-01-10 | 10:00 | 4.4 | 39.92 | WEEKDAY | #N/A | 1976-01-10 | 10:00 | -7.8 | 17.96 |  |  | 2003-01-10 | 10:00 | 4 | 39.2 |  |  | 1999-01-10 | 10:00 | -3.3 | 26.06 | [5 empty] | 8.3 | 46.94 |  |  |  | 3 | 37.4 |  |  |  |  | -0.6 | 30.92 |  |  |  |  | -11.1 | 12.02 | [5 empty] | -6.1 | 21.02 |  |  |  | -6.7 | 19.94 |  |  |  |  | -7.2 | 19.04 |  |  |  |  | 0.6 | 33.08
1991-01-10 | 11:00 | 4.4 | 39.92 | WEEKDAY | #N/A | 1976-01-10 | 11:00 | -6.7 | 19.94 |  |  | 2003-01-10 | 11:00 | 2 | 35.6 |  |  | 1999-01-10 | 11:00 | -3.3 | 26.06 | [5 empty] | 8.9 | 48.02 |  |  |  | 3 | 37.4 |  |  |  |  | 0 | 32 |  |  |  |  | -10.6 | 12.92 | [5 empty] | -4.6 | 23.72 |  |  |  | -3.9 | 24.98 |  |  |  |  | -5.9 | 21.38 |  |  |  |  | 0.6 | 33.08
1991-01-10 | 12:00 | 4.4 | 39.92 | WEEKDAY | #N/A | 1976-01-10 | 12:00 | -5.6 | 21.92 |  |  | 2003-01-10 | 12:00 | 1 | 33.8 |  |  | 1999-01-10 | 12:00 | -2.2 | 28.04 | [5 empty] | 8.3 | 46.94 |  |  |  | 4 | 39.2 |  |  |  |  | 0 | 32 |  |  |  |  | -9.4 | 15.08 | [5 empty] | -3.2 | 26.24 |  |  |  | -2.8 | 26.96 |  |  |  |  | -4.6 | 23.72 |  |  |  |  | 0.6 | 33.08
1991-01-10 | 13:00 | 4.4 | 39.92 | WEEKDAY | #N/A | 1976-01-10 | 13:00 | -4.4 | 24.08 |  |  | 2003-01-10 | 13:00 | 2 | 35.6 |  |  | 1999-01-10 | 13:00 | -1.7 | 28.94 | [5 empty] | 8.3 | 46.94 |  |  |  | 4 | 39.2 |  |  |  |  | -0.6 | 30.92 |  |  |  |  | -8.9 | 15.98 | [5 empty] | -1.7 | 28.94 |  |  |  | -1.1 | 30.02 |  |  |  |  | -3.3 | 26.06 |  |  |  |  | 0.6 | 33.08
1991-01-10 | 14:00 | 4.4 | 39.92 | WEEKDAY | #N/A | 1976-01-10 | 14:00 | -4.4 | 24.08 |  |  | 2003-01-10 | 14:00 | 2 | 35.6 |  |  | 1999-01-10 | 14:00 | -2.2 | 28.04 | [5 empty] | 8.3 | 46.94 |  |  |  | 5 | 41 |  |  |  |  | 0 | 32 |  |  |  |  | -8.3 | 17.06 | [5 empty] | -1.5 | 29.3 |  |  |  | -1.7 | 28.94 |  |  |  |  | -2.8 | 26.96 |  |  |  |  | -0.6 | 30.92
1991-01-10 | 15:00 | 4.4 | 39.92 | WEEKDAY | #N/A | 1976-01-10 | 15:00 | -3.9 | 24.98 |  |  | 2003-01-10 | 15:00 | 1 | 33.8 |  |  | 1999-01-10 | 15:00 | -1.7 | 28.94 | [5 empty] | 10 | 50 |  |  |  | 6 | 42.8 |  |  |  |  | 0 | 32 |  |  |  |  | -7.8 | 17.96 | [5 empty] | -1.3 | 29.66 |  |  |  | -0.6 | 30.92 |  |  |  |  | -2.2 | 28.04 |  |  |  |  | -1.7 | 28.94
1991-01-10 | 16:00 | 4.4 | 39.92 | WEEKDAY | #N/A | 1976-01-10 | 16:00 | -3.9 | 24.98 |  |  | 2003-01-10 | 16:00 | 0 | 32 |  |  | 1999-01-10 | 16:00 | -2.2 | 28.04 | [5 empty] | 11.1 | 51.98 |  |  |  | 6 | 42.8 |  |  |  |  | -0.6 | 30.92 |  |  |  |  | -8.3 | 17.06 | [5 empty] | -1.1 | 30.02 |  |  |  | -0.6 | 30.92 |  |  |  |  | -1.7 | 28.94 |  |  |  |  | -2.8 | 26.96
1991-01-10 | 17:00 | 4.4 | 39.92 | WEEKDAY | #N/A | 1976-01-10 | 17:00 | -3.9 | 24.98 |  |  | 2003-01-10 | 17:00 | -1 | 30.2 |  |  | 1999-01-10 | 17:00 | -2.8 | 26.96 | [5 empty] | 12.8 | 55.04 |  |  |  | 5 | 41 |  |  |  |  | -1.1 | 30.02 |  |  |  |  | -8.9 | 15.98 | [5 empty] | -1.1 | 30.02 |  |  |  | -0.6 | 30.92 |  |  |  |  | -1.7 | 28.94 |  |  |  |  | -5.6 | 21.92
1991-01-10 | 18:00 | 2.8 | 37.04 | WEEKDAY | #N/A | 1976-01-10 | 18:00 | -3.9 | 24.98 |  |  | 2003-01-10 | 18:00 | -1 | 30.2 |  |  | 1999-01-10 | 18:00 | -3.3 | 26.06 | [5 empty] | 12.8 | 55.04 |  |  |  | 4 | 39.2 |  |  |  |  | -1.7 | 28.94 |  |  |  |  | -8.9 | 15.98 | [5 empty] | -1.1 | 30.02 |  |  |  | -1.7 | 28.94 |  |  |  |  | -1.7 | 28.94 |  |  |  |  | -6.7 | 19.94
1991-01-10 | 19:00 | 2.2 | 35.96 | WEEKDAY | #N/A | 1976-01-10 | 19:00 | -3.9 | 24.98 |  |  | 2003-01-10 | 19:00 | -2 | 28.4 |  |  | 1999-01-10 | 19:00 | -3.3 | 26.06 | [5 empty] | 12.2 | 53.96 |  |  |  | 4 | 39.2 |  |  |  |  | -2.2 | 28.04 |  |  |  |  | -10 | 14 | [5 empty] | -1.1 | 30.02 |  |  |  | -1.7 | 28.94 |  |  |  |  | -1.7 | 28.94 |  |  |  |  | -7.8 | 17.96
1991-01-10 | 20:00 | 1.1 | 33.98 | WEEKDAY | #N/A | 1976-01-10 | 20:00 | -4.4 | 24.08 |  |  | 2003-01-10 | 20:00 | -2 | 28.4 |  |  | 1999-01-10 | 20:00 | -3.3 | 26.06 | [5 empty] | 11.7 | 53.06 |  |  |  | 4 | 39.2 |  |  |  |  | -3.9 | 24.98 |  |  |  |  | -11.1 | 12.02 | [5 empty] | -0.7 | 30.74 |  |  |  | 0 | 32 |  |  |  |  | -1.5 | 29.3 |  |  |  |  | -8.3 | 17.06
1991-01-10 | 21:00 | 0 | 32 | WEEKDAY | #N/A | 1976-01-10 | 21:00 | -4.4 | 24.08 |  |  | 2003-01-10 | 21:00 | -3 | 26.6 |  |  | 1999-01-10 | 21:00 | -2.8 | 26.96 | [5 empty] | 10.6 | 51.08 |  |  |  | 4 | 39.2 |  |  |  |  | -4.4 | 24.08 |  |  |  |  | -12.8 | 8.96 | [5 empty] | -0.4 | 31.28 |  |  |  | 1.1 | 33.98 |  |  |  |  | -1.3 | 29.66 |  |  |  |  | -8.9 | 15.98
1991-01-10 | 22:00 | -0.6 | 30.92 | WEEKDAY | #N/A | 1976-01-10 | 22:00 | -4.4 | 24.08 |  |  | 2003-01-10 | 22:00 | -4 | 24.8 |  |  | 1999-01-10 | 22:00 | -3 | 26.6 | [5 empty] | 10 | 50 |  |  |  | 2 | 35.6 |  |  |  |  | -4.4 | 24.08 |  |  |  |  | -14.4 | 6.08 | [5 empty] | 0 | 32 |  |  |  | 1.1 | 33.98 |  |  |  |  | -1.1 | 30.02 |  |  |  |  | -8.9 | 15.98
1991-01-10 | 23:00 | -1.1 | 30.02 | WEEKDAY | #N/A | 1976-01-10 | 23:00 | -4.4 | 24.08 |  |  | 2003-01-10 | 23:00 | -4 | 24.8 |  |  | 1999-01-10 | 23:00 | -3.3 | 26.06 | [5 empty] | 9.4 | 48.92 |  |  |  | 1 | 33.8 |  |  |  |  | -5 | 23 |  |  |  |  | -15 | 5 | [5 empty] | -0.4 | 31.28 |  |  |  | 1.1 | 33.98 |  |  |  |  | -0.7 | 30.74 |  |  |  |  | -8.9 | 15.98
1991-01-10 | 24:00 | -2.2 | 28.04 | WEEKDAY | #N/A | 1976-01-10 | 24:00 | -4.4 | 24.08 |  |  | 2003-01-10 | 24:00 | -3 | 26.6 |  |  | 1999-01-10 | 24:00 | -3.3 | 26.06 | [5 empty] | 8.3 | 46.94 |  |  |  | -2 | 28.4 |  |  |  |  | -5 | 23 |  |  |  |  | -15 | 5 | [5 empty] | -0.7 | 30.74 |  |  |  | 3.9 | 39.02 |  |  |  |  | -0.4 | 31.28 |  |  |  |  | -8.9 | 15.98
1991-01-11 | 1:00 | -2.8 | 26.96 | WEEKDAY | #N/A | 1976-01-11 | 1:00 | -5 | 23 |  |  | 2003-01-11 | 1:00 | -2 | 28.4 |  |  | 1999-01-11 | 1:00 | -3.3 | 26.06 | [5 empty] | 8.3 | 46.94 |  |  |  | -2 | 28.4 |  |  |  |  | -5 | 23 |  |  |  |  | -15.6 | 3.92 | [5 empty] | -1.1 | 30.02 |  |  |  | 3.9 | 39.02 |  |  |  |  | 0 | 32 |  |  |  |  | -8.9 | 15.98
1991-01-11 | 2:00 | -3.3 | 26.06 | WEEKDAY | #N/A | 1976-01-11 | 2:00 | -5 | 23 |  |  | 2003-01-11 | 2:00 | -3 | 26.6 |  |  | 1999-01-11 | 2:00 | -3.3 | 26.06 | [5 empty] | 7.8 | 46.04 |  |  |  | -3 | 26.6 |  |  |  |  | -5.6 | 21.92 |  |  |  |  | -15.6 | 3.92 | [5 empty] | -0.5 | 31.1 |  |  |  | 5 | 41 |  |  |  |  | 0.7 | 33.26 |  |  |  |  | -8.9 | 15.98
1991-01-11 | 3:00 | -3.3 | 26.06 | WEEKDAY | #N/A | 1976-01-11 | 3:00 | -5 | 23 |  |  | 2003-01-11 | 3:00 | -4 | 24.8 |  |  | 1999-01-11 | 3:00 | -2.8 | 26.96 | [5 empty] | 7.8 | 46.04 |  |  |  | -4 | 24.8 |  |  |  |  | -6.7 | 19.94 |  |  |  |  | -15 | 5 | [5 empty] | 0 | 32 |  |  |  | 4.4 | 39.92 |  |  |  |  | 1.5 | 34.7 |  |  |  |  | -10.6 | 12.92
1991-01-11 | 4:00 | -3.9 | 24.98 | WEEKDAY | #N/A | 1976-01-11 | 4:00 | -5 | 23 |  |  | 2003-01-11 | 4:00 | -5 | 23 |  |  | 1999-01-11 | 4:00 | -3.9 | 24.98 | [5 empty] | 7.8 | 46.04 |  |  |  | -1 | 30.2 |  |  |  |  | -6.7 | 19.94 |  |  |  |  | -15 | 5 | [5 empty] | 0.6 | 33.08 |  |  |  | 4.4 | 39.92 |  |  |  |  | 2.2 | 35.96 |  |  |  |  | -11.1 | 12.02
1991-01-11 | 5:00 | -4.4 | 24.08 | WEEKDAY | #N/A | 1976-01-11 | 5:00 | -4.4 | 24.08 |  |  | 2003-01-11 | 5:00 | -6 | 21.2 |  |  | 1999-01-11 | 5:00 | -3.3 | 26.06 | [5 empty] | 7.8 | 46.04 |  |  |  | -3 | 26.6 |  |  |  |  | -6.7 | 19.94 |  |  |  |  | -15 | 5 | [5 empty] | 2.1 | 35.78 |  |  |  | 5 | 41 |  |  |  |  | 2.4 | 36.32 |  |  |  |  | -15 | 5
1991-01-11 | 6:00 | -4.4 | 24.08 | WEEKDAY | #N/A | 1976-01-11 | 6:00 | -4.4 | 24.08 |  |  | 2003-01-11 | 6:00 | -6 | 21.2 |  |  | 1999-01-11 | 6:00 | -4.4 | 24.08 | [5 empty] | 7.8 | 46.04 |  |  |  | -2 | 28.4 |  |  |  |  | -6.1 | 21.02 |  |  |  |  | -15.6 | 3.92 | [5 empty] | 3.5 | 38.3 |  |  |  | 5.6 | 42.08 |  |  |  |  | 2.6 | 36.68 |  |  |  |  | -17.8 | -0.04
1991-01-11 | 7:00 | -4.4 | 24.08 | WEEKDAY | #N/A | 1976-01-11 | 7:00 | -5 | 23 |  |  | 2003-01-11 | 7:00 | -6 | 21.2 |  |  | 1999-01-11 | 7:00 | -5 | 23 | [5 empty] | 7.8 | 46.04 |  |  |  | -2 | 28.4 |  |  |  |  | -6.7 | 19.94 |  |  |  |  | -15.6 | 3.92 | [5 empty] | 5 | 41 |  |  |  | 6.1 | 42.98 |  |  |  |  | 2.8 | 37.04 |  |  |  |  | -18.9 | -2.02
1991-01-11 | 8:00 | -3.9 | 24.98 | WEEKDAY | #N/A | 1976-01-11 | 8:00 | -5 | 23 |  |  | 2003-01-11 | 8:00 | -6 | 21.2 |  |  | 1999-01-11 | 8:00 | -5 | 23 | [5 empty] | 8.3 | 46.94 |  |  |  | -1 | 30.2 |  |  |  |  | -6.7 | 19.94 |  |  |  |  | -15 | 5 | [5 empty] | 5.7 | 42.26 |  |  |  | 5.6 | 42.08 |  |  |  |  | 3.9 | 39.02 |  |  |  |  | -18.3 | -0.94
1991-01-11 | 9:00 | -3.9 | 24.98 | WEEKDAY | #N/A | 1976-01-11 | 9:00 | -5 | 23 |  |  | 2003-01-11 | 9:00 | -5 | 23 |  |  | 1999-01-11 | 9:00 | -4.4 | 24.08 | [5 empty] | 10 | 50 |  |  |  | -1 | 30.2 |  |  |  |  | -6.1 | 21.02 |  |  |  |  | -13.3 | 8.06 | [5 empty] | 6.5 | 43.7 |  |  |  | 6.7 | 44.06 |  |  |  |  | 5 | 41 |  |  |  |  | -15.6 | 3.92
1991-01-11 | 10:00 | -4.4 | 24.08 | WEEKDAY | #N/A | 1976-01-11 | 10:00 | -3.9 | 24.98 |  |  | 2003-01-11 | 10:00 | -4 | 24.8 |  |  | 1999-01-11 | 10:00 | -3.9 | 24.98 | [5 empty] | 10.6 | 51.08 |  |  |  | 1 | 33.8 |  |  |  |  | -5.6 | 21.92 |  |  |  |  | -12.2 | 10.04 | [5 empty] | 7.2 | 44.96 |  |  |  | 7.8 | 46.04 |  |  |  |  | 6.1 | 42.98 |  |  |  |  | -9.4 | 15.08
1991-01-11 | 11:00 | -5 | 23 | WEEKDAY | #N/A | 1976-01-11 | 11:00 | -3.9 | 24.98 |  |  | 2003-01-11 | 11:00 | -3 | 26.6 |  |  | 1999-01-11 | 11:00 | -3.3 | 26.06 | [5 empty] | 10.6 | 51.08 |  |  |  | 2 | 35.6 |  |  |  |  | -5 | 23 |  |  |  |  | -10.6 | 12.92 | [5 empty] | 8.3 | 46.94 |  |  |  | 8.9 | 48.02 |  |  |  |  | 6.5 | 43.7 |  |  |  |  | -5.6 | 21.92
1991-01-11 | 12:00 | -6.1 | 21.02 | WEEKDAY | #N/A | 1976-01-11 | 12:00 | -3.3 | 26.06 |  |  | 2003-01-11 | 12:00 | -2 | 28.4 |  |  | 1999-01-11 | 12:00 | -3.9 | 24.98 | [5 empty] | 10 | 50 |  |  |  | 1 | 33.8 |  |  |  |  | -3.3 | 26.06 |  |  |  |  | -9.4 | 15.08 | [5 empty] | 9.5 | 49.1 |  |  |  | 9.4 | 48.92 |  |  |  |  | 6.8 | 44.24 |  |  |  |  | -3.3 | 26.06
1991-01-11 | 13:00 | -5 | 23 | WEEKDAY | #N/A | 1976-01-11 | 13:00 | -2.8 | 26.96 |  |  | 2003-01-11 | 13:00 | -2 | 28.4 |  |  | 1999-01-11 | 13:00 | -3.3 | 26.06 | [5 empty] | 10.6 | 51.08 |  |  |  | 1 | 33.8 |  |  |  |  | -2.2 | 28.04 |  |  |  |  | -8.3 | 17.06 | [5 empty] | 10.6 | 51.08 |  |  |  | 9.4 | 48.92 |  |  |  |  | 7.2 | 44.96 |  |  |  |  | -1.1 | 30.02
1991-01-11 | 14:00 | -4.4 | 24.08 | WEEKDAY | #N/A | 1976-01-11 | 14:00 | -1.7 | 28.94 |  |  | 2003-01-11 | 14:00 | -1 | 30.2 |  |  | 1999-01-11 | 14:00 | -3.3 | 26.06 | [5 empty] | 9.4 | 48.92 |  |  |  | 0 | 32 |  |  |  |  | -1.1 | 30.02 |  |  |  |  | -7.8 | 17.96 | [5 empty] | 11.3 | 52.34 |  |  |  | 10 | 50 |  |  |  |  | 8.1 | 46.58 |  |  |  |  | -0.6 | 30.92
1991-01-11 | 15:00 | -4.4 | 24.08 | WEEKDAY | #N/A | 1976-01-11 | 15:00 | 0 | 32 |  |  | 2003-01-11 | 15:00 | -2 | 28.4 |  |  | 1999-01-11 | 15:00 | -3.3 | 26.06 | [5 empty] | 9.4 | 48.92 |  |  |  | -1 | 30.2 |  |  |  |  | -0.6 | 30.92 |  |  |  |  | -5.6 | 21.92 | [5 empty] | 12.1 | 53.78 |  |  |  | 10.6 | 51.08 |  |  |  |  | 9.1 | 48.38 |  |  |  |  | 0 | 32
1991-01-11 | 16:00 | -3.3 | 26.06 | WEEKDAY | #N/A | 1976-01-11 | 16:00 | 0 | 32 |  |  | 2003-01-11 | 16:00 | -2 | 28.4 |  |  | 1999-01-11 | 16:00 | -4.4 | 24.08 | [5 empty] | 9.4 | 48.92 |  |  |  | -1 | 30.2 |  |  |  |  | -0.6 | 30.92 |  |  |  |  | -7.2 | 19.04 | [5 empty] | 12.8 | 55.04 |  |  |  | 11.7 | 53.06 |  |  |  |  | 10 | 50 |  |  |  |  | 0 | 32
1991-01-11 | 17:00 | -2.2 | 28.04 | WEEKDAY | #N/A | 1976-01-11 | 17:00 | 1.1 | 33.98 |  |  | 2003-01-11 | 17:00 | -3 | 26.6 |  |  | 1999-01-11 | 17:00 | -5 | 23 | [5 empty] | 8.3 | 46.94 |  |  |  | -1 | 30.2 |  |  |  |  | -1.7 | 28.94 |  |  |  |  | -8.3 | 17.06 | [5 empty] | 13 | 55.4 |  |  |  | 11.1 | 51.98 |  |  |  |  | 9.8 | 49.64 |  |  |  |  | 0 | 32
1991-01-11 | 18:00 | -1.7 | 28.94 | WEEKDAY | #N/A | 1976-01-11 | 18:00 | 1.7 | 35.06 |  |  | 2003-01-11 | 18:00 | -3 | 26.6 |  |  | 1999-01-11 | 18:00 | -5.6 | 21.92 | [5 empty] | 6.1 | 42.98 |  |  |  | -1 | 30.2 |  |  |  |  | -2.2 | 28.04 |  |  |  |  | -8.9 | 15.98 | [5 empty] | 13.1 | 55.58 |  |  |  | 11.1 | 51.98 |  |  |  |  | 9.6 | 49.28 |  |  |  |  | -0.6 | 30.92
1991-01-11 | 19:00 | -1.1 | 30.02 | WEEKDAY | #N/A | 1976-01-11 | 19:00 | 2.2 | 35.96 |  |  | 2003-01-11 | 19:00 | -3 | 26.6 |  |  | 1999-01-11 | 19:00 | -6 | 21.2 | [5 empty] | 5 | 41 |  |  |  | -1 | 30.2 |  |  |  |  | -1.7 | 28.94 |  |  |  |  | -8.3 | 17.06 | [5 empty] | 13.3 | 55.94 |  |  |  | 6.1 | 42.98 |  |  |  |  | 9.4 | 48.92 |  |  |  |  | 0 | 32
1991-01-11 | 20:00 | -1.7 | 28.94 | WEEKDAY | #N/A | 1976-01-11 | 20:00 | 1.1 | 33.98 |  |  | 2003-01-11 | 20:00 | -4 | 24.8 |  |  | 1999-01-11 | 20:00 | -6.1 | 21.02 | [5 empty] | 8.3 | 46.94 |  |  |  | -1 | 30.2 |  |  |  |  | -2.2 | 28.04 |  |  |  |  | -8.9 | 15.98 | [5 empty] | 10.5 | 50.9 |  |  |  | 3.3 | 37.94 |  |  |  |  | 6.8 | 44.24 |  |  |  |  | 0.6 | 33.08
1991-01-11 | 21:00 | -0.6 | 30.92 | WEEKDAY | #N/A | 1976-01-11 | 21:00 | 1.1 | 33.98 |  |  | 2003-01-11 | 21:00 | -4 | 24.8 |  |  | 1999-01-11 | 21:00 | -6.1 | 21.02 | [5 empty] | 6.1 | 42.98 |  |  |  | -1 | 30.2 |  |  |  |  | -2.2 | 28.04 |  |  |  |  | -9.4 | 15.08 | [5 empty] | 7.8 | 46.04 |  |  |  | 2.2 | 35.96 |  |  |  |  | 4.3 | 39.74 |  |  |  |  | 1.1 | 33.98
1991-01-11 | 22:00 | -0.6 | 30.92 | WEEKDAY | #N/A | 1976-01-11 | 22:00 | -0.6 | 30.92 |  |  | 2003-01-11 | 22:00 | -4 | 24.8 |  |  | 1999-01-11 | 22:00 | -5 | 23 | [5 empty] | 5 | 41 |  |  |  | -1 | 30.2 |  |  |  |  | -2.8 | 26.96 |  |  |  |  | -10 | 14 | [5 empty] | 5 | 41 |  |  |  | 1.1 | 33.98 |  |  |  |  | 1.7 | 35.06 |  |  |  |  | 1.1 | 33.98
1991-01-11 | 23:00 | 0.6 | 33.08 | WEEKDAY | #N/A | 1976-01-11 | 23:00 | -1.1 | 30.02 |  |  | 2003-01-11 | 23:00 | -5 | 23 |  |  | 1999-01-11 | 23:00 | -4.4 | 24.08 | [5 empty] | 4.4 | 39.92 |  |  |  | -1 | 30.2 |  |  |  |  | -2.8 | 26.96 |  |  |  |  | -11.1 | 12.02 | [5 empty] | 3.9 | 39.02 |  |  |  | 0 | 32 |  |  |  |  | 0.4 | 32.72 |  |  |  |  | 1.7 | 35.06
1991-01-11 | 24:00 | 1.1 | 33.98 | WEEKDAY | #N/A | 1976-01-11 | 24:00 | -2.2 | 28.04 |  |  | 2003-01-11 | 24:00 | -5 | 23 |  |  | 1999-01-11 | 24:00 | -2.8 | 26.96 | [5 empty] | 4.4 | 39.92 |  |  |  | -1 | 30.2 |  |  |  |  | -1.7 | 28.94 |  |  |  |  | -11.7 | 10.94 | [5 empty] | 2.8 | 37.04 |  |  |  | -1.1 | 30.02 |  |  |  |  | -0.9 | 30.38 |  |  |  |  | 2.2 | 35.96
1991-01-12 | 1:00 | 1.7 | 35.06 | SATURDAY | #N/A | 1976-01-12 | 1:00 | -2.8 | 26.96 |  |  | 2003-01-12 | 1:00 | -6 | 21.2 |  |  | 1999-01-12 | 1:00 | -1.1 | 30.02 | [5 empty] | 4.4 | 39.92 |  |  |  | -1 | 30.2 |  |  |  |  | -1.1 | 30.02 |  |  |  |  | -11.7 | 10.94 | [5 empty] | 1.7 | 35.06 |  |  |  | -2.8 | 26.96 |  |  |  |  | -2.2 | 28.04 |  |  |  |  | 2.8 | 37.04
1991-01-12 | 2:00 | 1.7 | 35.06 | SATURDAY | #N/A | 1976-01-12 | 2:00 | -3.3 | 26.06 |  |  | 2003-01-12 | 2:00 | -6 | 21.2 |  |  | 1999-01-12 | 2:00 | 1.7 | 35.06 | [5 empty] | 5 | 41 |  |  |  | 0 | 32 |  |  |  |  | -1.1 | 30.02 |  |  |  |  | -13.3 | 8.06 | [5 empty] | 0.2 | 32.36 |  |  |  | -3.9 | 24.98 |  |  |  |  | -3.7 | 25.34 |  |  |  |  | 3.3 | 37.94
1991-01-12 | 3:00 | 2.8 | 37.04 | SATURDAY | #N/A | 1976-01-12 | 3:00 | -3.3 | 26.06 |  |  | 2003-01-12 | 3:00 | -6 | 21.2 |  |  | 1999-01-12 | 3:00 | 4.4 | 39.92 | [5 empty] | 5 | 41 |  |  |  | 0 | 32 |  |  |  |  | -0.6 | 30.92 |  |  |  |  | -12.8 | 8.96 | [5 empty] | -1.3 | 29.66 |  |  |  | -5.6 | 21.92 |  |  |  |  | -5.2 | 22.64 |  |  |  |  | 3.9 | 39.02
1991-01-12 | 4:00 | 3.3 | 37.94 | SATURDAY | #N/A | 1976-01-12 | 4:00 | -3.3 | 26.06 |  |  | 2003-01-12 | 4:00 | -6 | 21.2 |  |  | 1999-01-12 | 4:00 | 5.6 | 42.08 | [5 empty] | 4.4 | 39.92 |  |  |  | 0 | 32 |  |  |  |  | -0.6 | 30.92 |  |  |  |  | -13.3 | 8.06 | [5 empty] | -2.8 | 26.96 |  |  |  | -6.7 | 19.94 |  |  |  |  | -6.7 | 19.94 |  |  |  |  | 4.4 | 39.92
1991-01-12 | 5:00 | 2.8 | 37.04 | SATURDAY | #N/A | 1976-01-12 | 5:00 | -3.3 | 26.06 |  |  | 2003-01-12 | 5:00 | -6 | 21.2 |  |  | 1999-01-12 | 5:00 | 3.3 | 37.94 | [5 empty] | 4.4 | 39.92 |  |  |  | 0 | 32 |  |  |  |  | 0 | 32 |  |  |  |  | -14.4 | 6.08 | [5 empty] | -3.7 | 25.34 |  |  |  | -7.2 | 19.04 |  |  |  |  | -7.1 | 19.22 |  |  |  |  | 5 | 41
1991-01-12 | 6:00 | 2.8 | 37.04 | SATURDAY | #N/A | 1976-01-12 | 6:00 | -3.3 | 26.06 |  |  | 2003-01-12 | 6:00 | -6 | 21.2 |  |  | 1999-01-12 | 6:00 | 1.7 | 35.06 | [5 empty] | 4.4 | 39.92 |  |  |  | 0 | 32 |  |  |  |  | 0 | 32 |  |  |  |  | -15 | 5 | [5 empty] | -4.7 | 23.54 |  |  |  | -7.2 | 19.04 |  |  |  |  | -7.4 | 18.68 |  |  |  |  | 5 | 41
1991-01-12 | 7:00 | 2.8 | 37.04 | SATURDAY | #N/A | 1976-01-12 | 7:00 | -3.3 | 26.06 |  |  | 2003-01-12 | 7:00 | -6 | 21.2 |  |  | 1999-01-12 | 7:00 | 2.2 | 35.96 | [5 empty] | 4.4 | 39.92 |  |  |  | 1 | 33.8 |  |  |  |  | 0.6 | 33.08 |  |  |  |  | -16.1 | 3.02 | [5 empty] | -5.6 | 21.92 |  |  |  | -8.3 | 17.06 |  |  |  |  | -7.8 | 17.96 |  |  |  |  | 5 | 41
1991-01-12 | 8:00 | 0.6 | 33.08 | SATURDAY | #N/A | 1976-01-12 | 8:00 | -2.8 | 26.96 |  |  | 2003-01-12 | 8:00 | -6 | 21.2 |  |  | 1999-01-12 | 8:00 | 3.3 | 37.94 | [5 empty] | 4.4 | 39.92 |  |  |  | 1 | 33.8 |  |  |  |  | 0.6 | 33.08 |  |  |  |  | -15.6 | 3.92 | [5 empty] | -6.5 | 20.3 |  |  |  | -9.4 | 15.08 |  |  |  |  | -8.7 | 16.34 |  |  |  |  | 5 | 41
1991-01-12 | 9:00 | 0 | 32 | SATURDAY | #N/A | 1976-01-12 | 9:00 | -1.7 | 28.94 |  |  | 2003-01-12 | 9:00 | -4 | 24.8 |  |  | 1999-01-12 | 9:00 | 3.9 | 39.02 | [5 empty] | 5.6 | 42.08 |  |  |  | 1 | 33.8 |  |  |  |  | 1.7 | 35.06 |  |  |  |  | -13.3 | 8.06 | [5 empty] | -7.4 | 18.68 |  |  |  | -11.1 | 12.02 |  |  |  |  | -9.7 | 14.54 |  |  |  |  | 5 | 41
1991-01-12 | 10:00 | 0 | 32 | SATURDAY | #N/A | 1976-01-12 | 10:00 | 0 | 32 |  |  | 2003-01-12 | 10:00 | -3 | 26.6 |  |  | 1999-01-12 | 10:00 | 4.4 | 39.92 | [5 empty] | 6.1 | 42.98 |  |  |  | 1 | 33.8 |  |  |  |  | 3.3 | 37.94 |  |  |  |  | -8.9 | 15.98 | [5 empty] | -8.3 | 17.06 |  |  |  | -10 | 14 |  |  |  |  | -10.6 | 12.92 |  |  |  |  | 5 | 41
1991-01-12 | 11:00 | 0.6 | 33.08 | SATURDAY | #N/A | 1976-01-12 | 11:00 | 0.6 | 33.08 |  |  | 2003-01-12 | 11:00 | -2 | 28.4 |  |  | 1999-01-12 | 11:00 | 5.6 | 42.08 | [5 empty] | 6.7 | 44.06 |  |  |  | 1 | 33.8 |  |  |  |  | 3.9 | 39.02 |  |  |  |  | -7.8 | 17.96 | [5 empty] | -7.6 | 18.32 |  |  |  | -8.9 | 15.98 |  |  |  |  | -9.5 | 14.9 |  |  |  |  | 5.6 | 42.08
1991-01-12 | 12:00 | 0 | 32 | SATURDAY | #N/A | 1976-01-12 | 12:00 | 1.1 | 33.98 |  |  | 2003-01-12 | 12:00 | -1 | 30.2 |  |  | 1999-01-12 | 12:00 | 7.2 | 44.96 | [5 empty] | 7.2 | 44.96 |  |  |  | 1 | 33.8 |  |  |  |  | 5 | 41 |  |  |  |  | -6.7 | 19.94 | [5 empty] | -6.8 | 19.76 |  |  |  | -7.8 | 17.96 |  |  |  |  | -8.3 | 17.06 |  |  |  |  | 5.6 | 42.08
1991-01-12 | 13:00 | 0.6 | 33.08 | SATURDAY | #N/A | 1976-01-12 | 13:00 | 1.7 | 35.06 |  |  | 2003-01-12 | 13:00 | 0 | 32 |  |  | 1999-01-12 | 13:00 | 8.9 | 48.02 | [5 empty] | 7.8 | 46.04 |  |  |  | 1 | 33.8 |  |  |  |  | 5.6 | 42.08 |  |  |  |  | -6.1 | 21.02 | [5 empty] | -6.1 | 21.02 |  |  |  | -7.2 | 19.04 |  |  |  |  | -7.2 | 19.04 |  |  |  |  | 5 | 41
1991-01-12 | 14:00 | 0.6 | 33.08 | SATURDAY | #N/A | 1976-01-12 | 14:00 | 2.2 | 35.96 |  |  | 2003-01-12 | 14:00 | 1 | 33.8 |  |  | 1999-01-12 | 14:00 | 8.3 | 46.94 | [5 empty] | 7.8 | 46.04 |  |  |  | 1 | 33.8 |  |  |  |  | 6.7 | 44.06 |  |  |  |  | -5 | 23 | [5 empty] | -5.7 | 21.74 |  |  |  | -6.1 | 21.02 |  |  |  |  | -7 | 19.4 |  |  |  |  | 5 | 41
1991-01-12 | 15:00 | 1.1 | 33.98 | SATURDAY | #N/A | 1976-01-12 | 15:00 | 1.7 | 35.06 |  |  | 2003-01-12 | 15:00 | 1 | 33.8 |  |  | 1999-01-12 | 15:00 | 8.9 | 48.02 | [5 empty] | 7.8 | 46.04 |  |  |  | 1 | 33.8 |  |  |  |  | 6.7 | 44.06 |  |  |  |  | -4.4 | 24.08 | [5 empty] | -5.4 | 22.28 |  |  |  | -5.6 | 21.92 |  |  |  |  | -6.9 | 19.58 |  |  |  |  | 4.4 | 39.92
1991-01-12 | 16:00 | 1.1 | 33.98 | SATURDAY | #N/A | 1976-01-12 | 16:00 | 1.7 | 35.06 |  |  | 2003-01-12 | 16:00 | 0 | 32 |  |  | 1999-01-12 | 16:00 | 8.3 | 46.94 | [5 empty] | 7.2 | 44.96 |  |  |  | 1 | 33.8 |  |  |  |  | 6.7 | 44.06 |  |  |  |  | -5 | 23 | [5 empty] | -5 | 23 |  |  |  | -6.1 | 21.02 |  |  |  |  | -6.7 | 19.94 |  |  |  |  | 4.4 | 39.92
1991-01-12 | 17:00 | 1.1 | 33.98 | SATURDAY | #N/A | 1976-01-12 | 17:00 | 1.1 | 33.98 |  |  | 2003-01-12 | 17:00 | -1 | 30.2 |  |  | 1999-01-12 | 17:00 | 6.1 | 42.98 | [5 empty] | 5.6 | 42.08 |  |  |  | 1 | 33.8 |  |  |  |  | 5.6 | 42.08 |  |  |  |  | -6.1 | 21.02 | [5 empty] | -5 | 23 |  |  |  | -6.7 | 19.94 |  |  |  |  | -7.1 | 19.22 |  |  |  |  | 3.9 | 39.02
1991-01-12 | 18:00 | 1.1 | 33.98 | SATURDAY | #N/A | 1976-01-12 | 18:00 | 0 | 32 |  |  | 2003-01-12 | 18:00 | -1 | 30.2 |  |  | 1999-01-12 | 18:00 | 5 | 41 | [5 empty] | 4.4 | 39.92 |  |  |  | 1 | 33.8 |  |  |  |  | 4.4 | 39.92 |  |  |  |  | -6.7 | 19.94 | [5 empty] | -5 | 23 |  |  |  | -7.8 | 17.96 |  |  |  |  | -7.4 | 18.68 |  |  |  |  | 3.9 | 39.02
1991-01-12 | 19:00 | 1.1 | 33.98 | SATURDAY | #N/A | 1976-01-12 | 19:00 | -0.6 | 30.92 |  |  | 2003-01-12 | 19:00 | -2 | 28.4 |  |  | 1999-01-12 | 19:00 | 5.6 | 42.08 | [5 empty] | 3.9 | 39.02 |  |  |  | 1 | 33.8 |  |  |  |  | 3.9 | 39.02 |  |  |  |  | -6.1 | 21.02 | [5 empty] | -5 | 23 |  |  |  | -7.8 | 17.96 |  |  |  |  | -7.8 | 17.96 |  |  |  |  | 3.3 | 37.94
1991-01-12 | 20:00 | 1.1 | 33.98 | SATURDAY | #N/A | 1976-01-12 | 20:00 | -1.1 | 30.02 |  |  | 2003-01-12 | 20:00 | -2 | 28.4 |  |  | 1999-01-12 | 20:00 | 6.7 | 44.06 | [5 empty] | 0.6 | 33.08 |  |  |  | 1 | 33.8 |  |  |  |  | 3.9 | 39.02 |  |  |  |  | -5 | 23 | [5 empty] | -5.4 | 22.28 |  |  |  | -7.8 | 17.96 |  |  |  |  | -8.2 | 17.24 |  |  |  |  | 2.8 | 37.04
1991-01-12 | 21:00 | 1.1 | 33.98 | SATURDAY | #N/A | 1976-01-12 | 21:00 | -1.7 | 28.94 |  |  | 2003-01-12 | 21:00 | -3 | 26.6 |  |  | 1999-01-12 | 21:00 | 5.6 | 42.08 | [5 empty] | 1.1 | 33.98 |  |  |  | 1 | 33.8 |  |  |  |  | 3.9 | 39.02 |  |  |  |  | -3.9 | 24.98 | [5 empty] | -5.7 | 21.74 |  |  |  | -7.8 | 17.96 |  |  |  |  | -8.5 | 16.7 |  |  |  |  | 2.2 | 35.96
1991-01-12 | 22:00 | 1.7 | 35.06 | SATURDAY | #N/A | 1976-01-12 | 22:00 | -1.7 | 28.94 |  |  | 2003-01-12 | 22:00 | -3 | 26.6 |  |  | 1999-01-12 | 22:00 | 5 | 41 | [5 empty] | 2.8 | 37.04 |  |  |  | 1 | 33.8 |  |  |  |  | 3.3 | 37.94 |  |  |  |  | -3.9 | 24.98 | [5 empty] | -6.1 | 21.02 |  |  |  | -8.3 | 17.06 |  |  |  |  | -8.9 | 15.98 |  |  |  |  | 2.2 | 35.96
1991-01-12 | 23:00 | 1.7 | 35.06 | SATURDAY | #N/A | 1976-01-12 | 23:00 | -2.2 | 28.04 |  |  | 2003-01-12 | 23:00 | -3 | 26.6 |  |  | 1999-01-12 | 23:00 | 5.6 | 42.08 | [5 empty] | 0.6 | 33.08 |  |  |  | 1 | 33.8 |  |  |  |  | 2.2 | 35.96 |  |  |  |  | -3.9 | 24.98 | [5 empty] | -5.7 | 21.74 |  |  |  | -7.8 | 17.96 |  |  |  |  | -9.5 | 14.9 |  |  |  |  | 1.7 | 35.06
1991-01-12 | 24:00 | 2.2 | 35.96 | SATURDAY | #N/A | 1976-01-12 | 24:00 | -2.8 | 26.96 |  |  | 2003-01-12 | 24:00 | -4 | 24.8 |  |  | 1999-01-12 | 24:00 | 5.6 | 42.08 | [5 empty] | 1.1 | 33.98 |  |  |  | 1 | 33.8 |  |  |  |  | 1.7 | 35.06 |  |  |  |  | -3.9 | 24.98 | [5 empty] | -5.4 | 22.28 |  |  |  | -8.3 | 17.06 |  |  |  |  | -10 | 14 |  |  |  |  | 1.1 | 33.98
1991-01-13 | 1:00 | 2.2 | 35.96 | SUNDAY | #N/A | 1976-01-13 | 1:00 | -2.8 | 26.96 |  |  | 2003-01-13 | 1:00 | -4 | 24.8 |  |  | 1999-01-13 | 1:00 | 4.4 | 39.92 | [5 empty] | 2.2 | 35.96 |  |  |  | 1 | 33.8 |  |  |  |  | 1.7 | 35.06 |  |  |  |  | -2.8 | 26.96 | [5 empty] | -5 | 23 |  |  |  | -8.3 | 17.06 |  |  |  |  | -10.6 | 12.92 |  |  |  |  | 1.1 | 33.98
1991-01-13 | 2:00 | 2.8 | 37.04 | SUNDAY | #N/A | 1976-01-13 | 2:00 | -3.3 | 26.06 |  |  | 2003-01-13 | 2:00 | -5 | 23 |  |  | 1999-01-13 | 2:00 | 3.9 | 39.02 | [5 empty] | 2.2 | 35.96 |  |  |  | 1 | 33.8 |  |  |  |  | 1.1 | 33.98 |  |  |  |  | -2.8 | 26.96 | [5 empty] | -5.2 | 22.64 |  |  |  | -8.3 | 17.06 |  |  |  |  | -10 | 14 |  |  |  |  | 1.1 | 33.98
1991-01-13 | 3:00 | 3.3 | 37.94 | SUNDAY | #N/A | 1976-01-13 | 3:00 | -3.3 | 26.06 |  |  | 2003-01-13 | 3:00 | -5 | 23 |  |  | 1999-01-13 | 3:00 | 3.3 | 37.94 | [5 empty] | 1.1 | 33.98 |  |  |  | 1 | 33.8 |  |  |  |  | 0.6 | 33.08 |  |  |  |  | -3.3 | 26.06 | [5 empty] | -5.4 | 22.28 |  |  |  | -8.3 | 17.06 |  |  |  |  | -9.5 | 14.9 |  |  |  |  | 1.1 | 33.98
1991-01-13 | 4:00 | 3.3 | 37.94 | SUNDAY | #N/A | 1976-01-13 | 4:00 | -3.3 | 26.06 |  |  | 2003-01-13 | 4:00 | -6 | 21.2 |  |  | 1999-01-13 | 4:00 | 2.8 | 37.04 | [5 empty] | 1.7 | 35.06 |  |  |  | 1 | 33.8 |  |  |  |  | 0.6 | 33.08 |  |  |  |  | -2.2 | 28.04 | [5 empty] | -5.6 | 21.92 |  |  |  | -7.8 | 17.96 |  |  |  |  | -8.9 | 15.98 |  |  |  |  | -2.8 | 26.96
1991-01-13 | 5:00 | 2.2 | 35.96 | SUNDAY | #N/A | 1976-01-13 | 5:00 | -3.9 | 24.98 |  |  | 2003-01-13 | 5:00 | -6 | 21.2 |  |  | 1999-01-13 | 5:00 | 3.3 | 37.94 | [5 empty] | 2.2 | 35.96 |  |  |  | 1 | 33.8 |  |  |  |  | 0 | 32 |  |  |  |  | -2.2 | 28.04 | [5 empty] | -5.6 | 21.92 |  |  |  | -7.8 | 17.96 |  |  |  |  | -8.5 | 16.7 |  |  |  |  | -3.3 | 26.06
1991-01-13 | 6:00 | 1.1 | 33.98 | SUNDAY | #N/A | 1976-01-13 | 6:00 | -3.9 | 24.98 |  |  | 2003-01-13 | 6:00 | -6 | 21.2 |  |  | 1999-01-13 | 6:00 | 3.9 | 39.02 | [5 empty] | 1.7 | 35.06 |  |  |  | 1 | 33.8 |  |  |  |  | 0 | 32 |  |  |  |  | -1.7 | 28.94 | [5 empty] | -5.6 | 21.92 |  |  |  | -7.8 | 17.96 |  |  |  |  | -8.2 | 17.24 |  |  |  |  | -5 | 23
1991-01-13 | 7:00 | 0.6 | 33.08 | SUNDAY | #N/A | 1976-01-13 | 7:00 | -3.9 | 24.98 |  |  | 2003-01-13 | 7:00 | -6 | 21.2 |  |  | 1999-01-13 | 7:00 | 4.4 | 39.92 | [5 empty] | 2.2 | 35.96 |  |  |  | 1 | 33.8 |  |  |  |  | -1.1 | 30.02 |  |  |  |  | -1.1 | 30.02 | [5 empty] | -5.6 | 21.92 |  |  |  | -7.8 | 17.96 |  |  |  |  | -7.8 | 17.96 |  |  |  |  | -6.7 | 19.94
1991-01-13 | 8:00 | 0 | 32 | SUNDAY | #N/A | 1976-01-13 | 8:00 | -3.3 | 26.06 |  |  | 2003-01-13 | 8:00 | -5 | 23 |  |  | 1999-01-13 | 8:00 | 5 | 41 | [5 empty] | 1.7 | 35.06 |  |  |  | 2 | 35.6 |  |  |  |  | -1.7 | 28.94 |  |  |  |  | -1.1 | 30.02 | [5 empty] | -4.7 | 23.54 |  |  |  | -7.8 | 17.96 |  |  |  |  | -7.1 | 19.22 |  |  |  |  | -7.8 | 17.96
1991-01-13 | 9:00 | -0.6 | 30.92 | SUNDAY | #N/A | 1976-01-13 | 9:00 | -2.8 | 26.96 |  |  | 2003-01-13 | 9:00 | -3 | 26.6 |  |  | 1999-01-13 | 9:00 | 6.7 | 44.06 | [5 empty] | 0 | 32 |  |  |  | 2 | 35.6 |  |  |  |  | -2.2 | 28.04 |  |  |  |  | -1.1 | 30.02 | [5 empty] | -3.7 | 25.34 |  |  |  | -6.7 | 19.94 |  |  |  |  | -6.3 | 20.66 |  |  |  |  | -9.4 | 15.08
1991-01-13 | 10:00 | -0.6 | 30.92 | SUNDAY | #N/A | 1976-01-13 | 10:00 | -1.7 | 28.94 |  |  | 2003-01-13 | 10:00 | -2 | 28.4 |  |  | 1999-01-13 | 10:00 | 7.8 | 46.04 | [5 empty] | 0 | 32 |  |  |  | 3 | 37.4 |  |  |  |  | -2.8 | 26.96 |  |  |  |  | -1.7 | 28.94 | [5 empty] | -2.8 | 26.96 |  |  |  | -5.6 | 21.92 |  |  |  |  | -5.6 | 21.92 |  |  |  |  | -11.1 | 12.02
1991-01-13 | 11:00 | -0.6 | 30.92 | SUNDAY | #N/A | 1976-01-13 | 11:00 | -0.6 | 30.92 |  |  | 2003-01-13 | 11:00 | -1 | 30.2 |  |  | 1999-01-13 | 11:00 | 7.8 | 46.04 | [5 empty] | 0 | 32 |  |  |  | 3 | 37.4 |  |  |  |  | -3.3 | 26.06 |  |  |  |  | -0.6 | 30.92 | [5 empty] | -2.1 | 28.22 |  |  |  | -2.8 | 26.96 |  |  |  |  | -4.1 | 24.62 |  |  |  |  | -11.1 | 12.02
1991-01-13 | 12:00 | 0 | 32 | SUNDAY | #N/A | 1976-01-13 | 12:00 | 3.3 | 37.94 |  |  | 2003-01-13 | 12:00 | 1 | 33.8 |  |  | 1999-01-13 | 12:00 | 8.3 | 46.94 | [5 empty] | -0.6 | 30.92 |  |  |  | 3 | 37.4 |  |  |  |  | -3.3 | 26.06 |  |  |  |  | 0 | 32 | [5 empty] | -1.3 | 29.66 |  |  |  | -0.6 | 30.92 |  |  |  |  | -2.6 | 27.32 |  |  |  |  | -11.7 | 10.94
1991-01-13 | 13:00 | 0 | 32 | SUNDAY | #N/A | 1976-01-13 | 13:00 | 4.4 | 39.92 |  |  | 2003-01-13 | 13:00 | 2 | 35.6 |  |  | 1999-01-13 | 13:00 | 8.9 | 48.02 | [5 empty] | 0.6 | 33.08 |  |  |  | 3 | 37.4 |  |  |  |  | -3.9 | 24.98 |  |  |  |  | 0 | 32 | [5 empty] | -0.6 | 30.92 |  |  |  | -0.6 | 30.92 |  |  |  |  | -1.1 | 30.02 |  |  |  |  | -11.7 | 10.94
1991-01-13 | 14:00 | 0 | 32 | SUNDAY | #N/A | 1976-01-13 | 14:00 | 5 | 41 |  |  | 2003-01-13 | 14:00 | 2 | 35.6 |  |  | 1999-01-13 | 14:00 | 10 | 50 | [5 empty] | 0 | 32 |  |  |  | 4 | 39.2 |  |  |  |  | -6.1 | 21.02 |  |  |  |  | 0 | 32 | [5 empty] | 0 | 32 |  |  |  | 2.2 | 35.96 |  |  |  |  | -0.2 | 31.64 |  |  |  |  | -11.7 | 10.94
1991-01-13 | 15:00 | 0 | 32 | SUNDAY | #N/A | 1976-01-13 | 15:00 | 5.6 | 42.08 |  |  | 2003-01-13 | 15:00 | 2 | 35.6 |  |  | 1999-01-13 | 15:00 | 7.2 | 44.96 | [5 empty] | -0.6 | 30.92 |  |  |  | 5 | 41 |  |  |  |  | -8.3 | 17.06 |  |  |  |  | 0 | 32 | [5 empty] | 0.5 | 32.9 |  |  |  | 2.8 | 37.04 |  |  |  |  | 0.8 | 33.44 |  |  |  |  | -11.7 | 10.94
1991-01-13 | 16:00 | 0.6 | 33.08 | SUNDAY | #N/A | 1976-01-13 | 16:00 | 6.1 | 42.98 |  |  | 2003-01-13 | 16:00 | 1 | 33.8 |  |  | 1999-01-13 | 16:00 | 2.8 | 37.04 | [5 empty] | -1.7 | 28.94 |  |  |  | 6 | 42.8 |  |  |  |  | -9.4 | 15.08 |  |  |  |  | -0.6 | 30.92 | [5 empty] | 1.1 | 33.98 |  |  |  | 2.8 | 37.04 |  |  |  |  | 1.7 | 35.06 |  |  |  |  | -11.7 | 10.94
1991-01-13 | 17:00 | 0 | 32 | SUNDAY | #N/A | 1976-01-13 | 17:00 | 6.1 | 42.98 |  |  | 2003-01-13 | 17:00 | 1 | 33.8 |  |  | 1999-01-13 | 17:00 | 1.1 | 33.98 | [5 empty] | -2.2 | 28.04 |  |  |  | 4 | 39.2 |  |  |  |  | -11.1 | 12.02 |  |  |  |  | -1.1 | 30.02 | [5 empty] | 0.5 | 32.9 |  |  |  | 2.8 | 37.04 |  |  |  |  | 1.7 | 35.06 |  |  |  |  | -13.9 | 6.98
1991-01-13 | 18:00 | -0.6 | 30.92 | SUNDAY | #N/A | 1976-01-13 | 18:00 | 6.1 | 42.98 |  |  | 2003-01-13 | 18:00 | 0 | 32 |  |  | 1999-01-13 | 18:00 | 0 | 32 | [5 empty] | -3.3 | 26.06 |  |  |  | 9 | 48.2 |  |  |  |  | -12.2 | 10.04 |  |  |  |  | -2.2 | 28.04 | [5 empty] | 0 | 32 |  |  |  | 2.2 | 35.96 |  |  |  |  | 1.7 | 35.06 |  |  |  |  | -15 | 5
1991-01-13 | 19:00 | -0.6 | 30.92 | SUNDAY | #N/A | 1976-01-13 | 19:00 | 6.7 | 44.06 |  |  | 2003-01-13 | 19:00 | -1 | 30.2 |  |  | 1999-01-13 | 19:00 | 0 | 32 | [5 empty] | -3.9 | 24.98 |  |  |  | 9 | 48.2 |  |  |  |  | -12.8 | 8.96 |  |  |  |  | -2.2 | 28.04 | [5 empty] | -0.6 | 30.92 |  |  |  | 2.2 | 35.96 |  |  |  |  | 1.7 | 35.06 |  |  |  |  | -16.7 | 1.94
1991-01-13 | 20:00 | -1.1 | 30.02 | SUNDAY | #N/A | 1976-01-13 | 20:00 | 7.2 | 44.96 |  |  | 2003-01-13 | 20:00 | -2 | 28.4 |  |  | 1999-01-13 | 20:00 | -0.6 | 30.92 | [5 empty] | -3.9 | 24.98 |  |  |  | 11 | 51.8 |  |  |  |  | -12.8 | 8.96 |  |  |  |  | -2.8 | 26.96 | [5 empty] | -0.2 | 31.64 |  |  |  | 1.7 | 35.06 |  |  |  |  | 1.1 | 33.98 |  |  |  |  | -17.2 | 1.04
1991-01-13 | 21:00 | -1.7 | 28.94 | SUNDAY | #N/A | 1976-01-13 | 21:00 | 7.8 | 46.04 |  |  | 2003-01-13 | 21:00 | -3 | 26.6 |  |  | 1999-01-13 | 21:00 | -2 | 28.4 | [5 empty] | -4.4 | 24.08 |  |  |  | 12 | 53.6 |  |  |  |  | -12.8 | 8.96 |  |  |  |  | -2.8 | 26.96 | [5 empty] | 0.2 | 32.36 |  |  |  | 2.2 | 35.96 |  |  |  |  | 0.6 | 33.08 |  |  |  |  | -18.3 | -0.94
1991-01-13 | 22:00 | -2.2 | 28.04 | SUNDAY | #N/A | 1976-01-13 | 22:00 | 7.8 | 46.04 |  |  | 2003-01-13 | 22:00 | -4 | 24.8 |  |  | 1999-01-13 | 22:00 | -3 | 26.6 | [5 empty] | -5.6 | 21.92 |  |  |  | 13 | 55.4 |  |  |  |  | -13.3 | 8.06 |  |  |  |  | -3.3 | 26.06 | [5 empty] | 0.6 | 33.08 |  |  |  | 2.8 | 37.04 |  |  |  |  | 0 | 32 |  |  |  |  | -18.9 | -2.02
1991-01-13 | 23:00 | -2.2 | 28.04 | SUNDAY | #N/A | 1976-01-13 | 23:00 | 8.9 | 48.02 |  |  | 2003-01-13 | 23:00 | -5 | 23 |  |  | 1999-01-13 | 23:00 | -3.3 | 26.06 | [5 empty] | -6.1 | 21.02 |  |  |  | 13 | 55.4 |  |  |  |  | -13.9 | 6.98 |  |  |  |  | -6.1 | 21.02 | [5 empty] | 1.1 | 33.98 |  |  |  | 2.8 | 37.04 |  |  |  |  | 0.6 | 33.08 |  |  |  |  | -20 | -4
1991-01-13 | 24:00 | -2.8 | 26.96 | SUNDAY | #N/A | 1976-01-13 | 24:00 | 8.9 | 48.02 |  |  | 2003-01-13 | 24:00 | -6 | 21.2 |  |  | 1999-01-13 | 24:00 | -3.3 | 26.06 | [5 empty] | -7.2 | 19.04 |  |  |  | 14 | 57.2 |  |  |  |  | -14.4 | 6.08 |  |  |  |  | -7.8 | 17.96 | [5 empty] | 1.7 | 35.06 |  |  |  | 3.9 | 39.02 |  |  |  |  | 1.1 | 33.98 |  |  |  |  | -20.6 | -5.08
1991-01-14 | 1:00 | -2.8 | 26.96 | WEEKDAY | #N/A | 1976-01-14 | 1:00 | 10.6 | 51.08 |  |  | 2003-01-14 | 1:00 | -6 | 21.2 |  |  | 1999-01-14 | 1:00 | -4.4 | 24.08 | [5 empty] | -7.8 | 17.96 |  |  |  | 14 | 57.2 |  |  |  |  | -15.6 | 3.92 |  |  |  |  | -8.9 | 15.98 | [5 empty] | 2.2 | 35.96 |  |  |  | 3.9 | 39.02 |  |  |  |  | 1.7 | 35.06 |  |  |  |  | -21.1 | -5.98
1991-01-14 | 2:00 | -2.8 | 26.96 | WEEKDAY | #N/A | 1976-01-14 | 2:00 | 10.6 | 51.08 |  |  | 2003-01-14 | 2:00 | -7 | 19.4 |  |  | 1999-01-14 | 2:00 | -5 | 23 | [5 empty] | -7.8 | 17.96 |  |  |  | 14 | 57.2 |  |  |  |  | -16.7 | 1.94 |  |  |  |  | -10 | 14 | [5 empty] | 2.2 | 35.96 |  |  |  | 3.3 | 37.94 |  |  |  |  | 2.1 | 35.78 |  |  |  |  | -22.2 | -7.96
1991-01-14 | 3:00 | -2.8 | 26.96 | WEEKDAY | #N/A | 1976-01-14 | 3:00 | 11.7 | 53.06 |  |  | 2003-01-14 | 3:00 | -7 | 19.4 |  |  | 1999-01-14 | 3:00 | -6.1 | 21.02 | [5 empty] | -8.3 | 17.06 |  |  |  | 16 | 60.8 |  |  |  |  | -16.7 | 1.94 |  |  |  |  | -6.1 | 21.02 | [5 empty] | 2.2 | 35.96 |  |  |  | 4.4 | 39.92 |  |  |  |  | 2.4 | 36.32 |  |  |  |  | -23.3 | -9.94
1991-01-14 | 4:00 | -3.3 | 26.06 | WEEKDAY | #N/A | 1976-01-14 | 4:00 | 12.2 | 53.96 |  |  | 2003-01-14 | 4:00 | -7 | 19.4 |  |  | 1999-01-14 | 4:00 | -6.7 | 19.94 | [5 empty] | -8.9 | 15.98 |  |  |  | 17 | 62.6 |  |  |  |  | -17.2 | 1.04 |  |  |  |  | -5.6 | 21.92 | [5 empty] | 2.2 | 35.96 |  |  |  | 4.4 | 39.92 |  |  |  |  | 2.8 | 37.04 |  |  |  |  | -27.2 | -16.96
1991-01-14 | 5:00 | -3.3 | 26.06 | WEEKDAY | #N/A | 1976-01-14 | 5:00 | 8.9 | 48.02 |  |  | 2003-01-14 | 5:00 | -8 | 17.6 |  |  | 1999-01-14 | 5:00 | -7.2 | 19.04 | [5 empty] | -9.4 | 15.08 |  |  |  | 18 | 64.4 |  |  |  |  | -18.3 | -0.94 |  |  |  |  | -5.6 | 21.92 | [5 empty] | 2 | 35.6 |  |  |  | 3.3 | 37.94 |  |  |  |  | 2.6 | 36.68 |  |  |  |  | -28.3 | -18.94
1991-01-14 | 6:00 | -3.3 | 26.06 | WEEKDAY | #N/A | 1976-01-14 | 6:00 | 7.2 | 44.96 |  |  | 2003-01-14 | 6:00 | -8 | 17.6 |  |  | 1999-01-14 | 6:00 | -7.8 | 17.96 | [5 empty] | -10 | 14 |  |  |  | 13 | 55.4 |  |  |  |  | -17.8 | -0.04 |  |  |  |  | -6.1 | 21.02 | [5 empty] | 1.9 | 35.42 |  |  |  | 3.3 | 37.94 |  |  |  |  | 2.4 | 36.32 |  |  |  |  | -27.2 | -16.96
1991-01-14 | 7:00 | -3.3 | 26.06 | WEEKDAY | #N/A | 1976-01-14 | 7:00 | 6.7 | 44.06 |  |  | 2003-01-14 | 7:00 | -8 | 17.6 |  |  | 1999-01-14 | 7:00 | -7.8 | 17.96 | [5 empty] | -10 | 14 |  |  |  | 12 | 53.6 |  |  |  |  | -17.8 | -0.04 |  |  |  |  | -6.7 | 19.94 | [5 empty] | 1.7 | 35.06 |  |  |  | 3.3 | 37.94 |  |  |  |  | 2.2 | 35.96 |  |  |  |  | -29.4 | -20.92
1991-01-14 | 8:00 | -2.8 | 26.96 | WEEKDAY | #N/A | 1976-01-14 | 8:00 | 6.1 | 42.98 |  |  | 2003-01-14 | 8:00 | -8 | 17.6 |  |  | 1999-01-14 | 8:00 | -8.3 | 17.06 | [5 empty] | -10 | 14 |  |  |  | 7 | 44.6 |  |  |  |  | -18.3 | -0.94 |  |  |  |  | -6.1 | 21.02 | [5 empty] | 1.3 | 34.34 |  |  |  | 3.3 | 37.94 |  |  |  |  | 2.4 | 36.32 |  |  |  |  | -29.4 | -20.92
1991-01-14 | 9:00 | -1.1 | 30.02 | WEEKDAY | #N/A | 1976-01-14 | 9:00 | 6.1 | 42.98 |  |  | 2003-01-14 | 9:00 | -7 | 19.4 |  |  | 1999-01-14 | 9:00 | -8.3 | 17.06 | [5 empty] | -9.4 | 15.08 |  |  |  | 6 | 42.8 |  |  |  |  | -17.8 | -0.04 |  |  |  |  | -6.1 | 21.02 | [5 empty] | 1 | 33.8 |  |  |  | 3.9 | 39.02 |  |  |  |  | 2.6 | 36.68 |  |  |  |  | -25 | -13
1991-01-14 | 10:00 | -0.6 | 30.92 | WEEKDAY | #N/A | 1976-01-14 | 10:00 | 6.1 | 42.98 |  |  | 2003-01-14 | 10:00 | -6 | 21.2 |  |  | 1999-01-14 | 10:00 | -8.3 | 17.06 | [5 empty] | -8.9 | 15.98 |  |  |  | 4 | 39.2 |  |  |  |  | -16.1 | 3.02 |  |  |  |  | -5 | 23 | [5 empty] | 0.6 | 33.08 |  |  |  | 3.9 | 39.02 |  |  |  |  | 2.8 | 37.04 |  |  |  |  | -21.7 | -7.06
1991-01-14 | 11:00 | 0 | 32 | WEEKDAY | #N/A | 1976-01-14 | 11:00 | 6.1 | 42.98 |  |  | 2003-01-14 | 11:00 | -6 | 21.2 |  |  | 1999-01-14 | 11:00 | -7.2 | 19.04 | [5 empty] | -7.2 | 19.04 |  |  |  | 2 | 35.6 |  |  |  |  | -15 | 5 |  |  |  |  | -4.4 | 24.08 | [5 empty] | 1.3 | 34.34 |  |  |  | 4.4 | 39.92 |  |  |  |  | 3.2 | 37.76 |  |  |  |  | -21.1 | -5.98
1991-01-14 | 12:00 | 0.6 | 33.08 | WEEKDAY | #N/A | 1976-01-14 | 12:00 | 5.6 | 42.08 |  |  | 2003-01-14 | 12:00 | -4 | 24.8 |  |  | 1999-01-14 | 12:00 | -6.7 | 19.94 | [5 empty] | -6.7 | 19.94 |  |  |  | 1 | 33.8 |  |  |  |  | -14.4 | 6.08 |  |  |  |  | -3.3 | 26.06 | [5 empty] | 2.1 | 35.78 |  |  |  | 4.4 | 39.92 |  |  |  |  | 3.5 | 38.3 |  |  |  |  | -20 | -4
1991-01-14 | 13:00 | 0.6 | 33.08 | WEEKDAY | #N/A | 1976-01-14 | 13:00 | 5.6 | 42.08 |  |  | 2003-01-14 | 13:00 | -5 | 23 |  |  | 1999-01-14 | 13:00 | -6.7 | 19.94 | [5 empty] | -6.1 | 21.02 |  |  |  | 1 | 33.8 |  |  |  |  | -13.9 | 6.98 |  |  |  |  | -1.7 | 28.94 | [5 empty] | 2.8 | 37.04 |  |  |  | 4.4 | 39.92 |  |  |  |  | 3.9 | 39.02 |  |  |  |  | -19.4 | -2.92
1991-01-14 | 14:00 | 2.2 | 35.96 | WEEKDAY | #N/A | 1976-01-14 | 14:00 | 6.1 | 42.98 |  |  | 2003-01-14 | 14:00 | -4 | 24.8 |  |  | 1999-01-14 | 14:00 | -6.7 | 19.94 | [5 empty] | -5.6 | 21.92 |  |  |  | 2 | 35.6 |  |  |  |  | -13.3 | 8.06 |  |  |  |  | 0 | 32 | [5 empty] | 3 | 37.4 |  |  |  | 3.9 | 39.02 |  |  |  |  | 3.9 | 39.02 |  |  |  |  | -18.3 | -0.94
1991-01-14 | 15:00 | 2.8 | 37.04 | WEEKDAY | #N/A | 1976-01-14 | 15:00 | 6.1 | 42.98 |  |  | 2003-01-14 | 15:00 | -4 | 24.8 |  |  | 1999-01-14 | 15:00 | -6.7 | 19.94 | [5 empty] | -5.6 | 21.92 |  |  |  | 2 | 35.6 |  |  |  |  | -13.3 | 8.06 |  |  |  |  | 0.6 | 33.08 | [5 empty] | 3.1 | 37.58 |  |  |  | 3.9 | 39.02 |  |  |  |  | 3.9 | 39.02 |  |  |  |  | -17.8 | -0.04
1991-01-14 | 16:00 | 2.8 | 37.04 | WEEKDAY | #N/A | 1976-01-14 | 16:00 | 5.6 | 42.08 |  |  | 2003-01-14 | 16:00 | -4 | 24.8 |  |  | 1999-01-14 | 16:00 | -6.1 | 21.02 | [5 empty] | -6.1 | 21.02 |  |  |  | 2 | 35.6 |  |  |  |  | -13.3 | 8.06 |  |  |  |  | 0.6 | 33.08 | [5 empty] | 3.3 | 37.94 |  |  |  | 3.3 | 37.94 |  |  |  |  | 3.9 | 39.02 |  |  |  |  | -18.3 | -0.94
1991-01-14 | 17:00 | 2.8 | 37.04 | WEEKDAY | #N/A | 1976-01-14 | 17:00 | 4.4 | 39.92 |  |  | 2003-01-14 | 17:00 | -5 | 23 |  |  | 1999-01-14 | 17:00 | -6.1 | 21.02 | [5 empty] | -7.2 | 19.04 |  |  |  | 2 | 35.6 |  |  |  |  | -14.4 | 6.08 |  |  |  |  | 0.6 | 33.08 | [5 empty] | 2.8 | 37.04 |  |  |  | 3.3 | 37.94 |  |  |  |  | 3.5 | 38.3 |  |  |  |  | -19.4 | -2.92
1991-01-14 | 18:00 | 2.8 | 37.04 | WEEKDAY | #N/A | 1976-01-14 | 18:00 | 3.9 | 39.02 |  |  | 2003-01-14 | 18:00 | -6 | 21.2 |  |  | 1999-01-14 | 18:00 | -5.6 | 21.92 | [5 empty] | -7.2 | 19.04 |  |  |  | 1 | 33.8 |  |  |  |  | -15 | 5 |  |  |  |  | 0 | 32 | [5 empty] | 2.2 | 35.96 |  |  |  | 2.8 | 37.04 |  |  |  |  | 3.2 | 37.76 |  |  |  |  | -20.6 | -5.08
1991-01-14 | 19:00 | 2.8 | 37.04 | WEEKDAY | #N/A | 1976-01-14 | 19:00 | 3.3 | 37.94 |  |  | 2003-01-14 | 19:00 | -6 | 21.2 |  |  | 1999-01-14 | 19:00 | -5 | 23 | [5 empty] | -7.8 | 17.96 |  |  |  | 0 | 32 |  |  |  |  | -16.1 | 3.02 |  |  |  |  | -1.1 | 30.02 | [5 empty] | 1.7 | 35.06 |  |  |  | 2.2 | 35.96 |  |  |  |  | 2.8 | 37.04 |  |  |  |  | -21.7 | -7.06
1991-01-14 | 20:00 | 2.8 | 37.04 | WEEKDAY | #N/A | 1976-01-14 | 20:00 | 2.8 | 37.04 |  |  | 2003-01-14 | 20:00 | -6 | 21.2 |  |  | 1999-01-14 | 20:00 | -5.6 | 21.92 | [5 empty] | -7.8 | 17.96 |  |  |  | 0 | 32 |  |  |  |  | -16.7 | 1.94 |  |  |  |  | -1.7 | 28.94 | [5 empty] | 1.9 | 35.42 |  |  |  | 2.2 | 35.96 |  |  |  |  | 2.6 | 36.68 |  |  |  |  | -22.8 | -9.04
1991-01-14 | 21:00 | 2.8 | 37.04 | WEEKDAY | #N/A | 1976-01-14 | 21:00 | 2.2 | 35.96 |  |  | 2003-01-14 | 21:00 | -7 | 19.4 |  |  | 1999-01-14 | 21:00 | -6 | 21.2 | [5 empty] | -8.3 | 17.06 |  |  |  | 0 | 32 |  |  |  |  | -17.8 | -0.04 |  |  |  |  | -1.7 | 28.94 | [5 empty] | 2 | 35.6 |  |  |  | 2.2 | 35.96 |  |  |  |  | 2.4 | 36.32 |  |  |  |  | -23.3 | -9.94
1991-01-14 | 22:00 | 2.2 | 35.96 | WEEKDAY | #N/A | 1976-01-14 | 22:00 | 1.7 | 35.06 |  |  | 2003-01-14 | 22:00 | -7 | 19.4 |  |  | 1999-01-14 | 22:00 | -5.6 | 21.92 | [5 empty] | -8.3 | 17.06 |  |  |  | -1 | 30.2 |  |  |  |  | -18.3 | -0.94 |  |  |  |  | -2.2 | 28.04 | [5 empty] | 2.2 | 35.96 |  |  |  | 1.7 | 35.06 |  |  |  |  | 2.2 | 35.96 |  |  |  |  | -24.4 | -11.92
1991-01-14 | 23:00 | 1.7 | 35.06 | WEEKDAY | #N/A | 1976-01-14 | 23:00 | 1.1 | 33.98 |  |  | 2003-01-14 | 23:00 | -6 | 21.2 |  |  | 1999-01-14 | 23:00 | -5 | 23 | [5 empty] | -8.3 | 17.06 |  |  |  | -1 | 30.2 |  |  |  |  | -18.9 | -2.02 |  |  |  |  | -2.8 | 26.96 | [5 empty] | 2.2 | 35.96 |  |  |  | 1.7 | 35.06 |  |  |  |  | 2 | 35.6 |  |  |  |  | -22.2 | -7.96
1991-01-14 | 24:00 | 1.7 | 35.06 | WEEKDAY | #N/A | 1976-01-14 | 24:00 | 0.6 | 33.08 |  |  | 2003-01-14 | 24:00 | -7 | 19.4 |  |  | 1999-01-14 | 24:00 | -3.3 | 26.06 | [5 empty] | -8.3 | 17.06 |  |  |  | -2 | 28.4 |  |  |  |  | -20 | -4 |  |  |  |  | -3.3 | 26.06 | [5 empty] | 2.2 | 35.96 |  |  |  | 1.7 | 35.06 |  |  |  |  | 1.9 | 35.42 |  |  |  |  | -22.8 | -9.04
1991-01-15 | 1:00 | 1.7 | 35.06 | WEEKDAY | #N/A | 1976-01-15 | 1:00 | 0 | 32 |  |  | 2003-01-15 | 1:00 | -6 | 21.2 |  |  | 1999-01-15 | 1:00 | -2.2 | 28.04 | [5 empty] | -8.3 | 17.06 |  |  |  | -2 | 28.4 |  |  |  |  | -20 | -4 |  |  |  |  | -2.8 | 26.96 | [5 empty] | 2.2 | 35.96 |  |  |  | 1.7 | 35.06 |  |  |  |  | 1.7 | 35.06 |  |  |  |  | -21.1 | -5.98
1991-01-15 | 2:00 | 1.7 | 35.06 | WEEKDAY | #N/A | 1976-01-15 | 2:00 | -0.6 | 30.92 |  |  | 2003-01-15 | 2:00 | -6 | 21.2 |  |  | 1999-01-15 | 2:00 | -1.1 | 30.02 | [5 empty] | -8.9 | 15.98 |  |  |  | -3 | 26.6 |  |  |  |  | -20 | -4 |  |  |  |  | -3.3 | 26.06 | [5 empty] | 2.2 | 35.96 |  |  |  | 1.7 | 35.06 |  |  |  |  | 1.5 | 34.7 |  |  |  |  | -21.7 | -7.06
1991-01-15 | 3:00 | 2.2 | 35.96 | WEEKDAY | #N/A | 1976-01-15 | 3:00 | -0.6 | 30.92 |  |  | 2003-01-15 | 3:00 | -6 | 21.2 |  |  | 1999-01-15 | 3:00 | -0.6 | 30.92 | [5 empty] | -8.9 | 15.98 |  |  |  | -4 | 24.8 |  |  |  |  | -21.1 | -5.98 |  |  |  |  | -3.3 | 26.06 | [5 empty] | 2.2 | 35.96 |  |  |  | 1.7 | 35.06 |  |  |  |  | 1.3 | 34.34 |  |  |  |  | -23.3 | -9.94
1991-01-15 | 4:00 | 1.7 | 35.06 | WEEKDAY | #N/A | 1976-01-15 | 4:00 | -0.6 | 30.92 |  |  | 2003-01-15 | 4:00 | -7 | 19.4 |  |  | 1999-01-15 | 4:00 | 0 | 32 | [5 empty] | -10 | 14 |  |  |  | -4 | 24.8 |  |  |  |  | -21.7 | -7.06 |  |  |  |  | -3.3 | 26.06 | [5 empty] | 2.2 | 35.96 |  |  |  | 1.7 | 35.06 |  |  |  |  | 1.1 | 33.98 |  |  |  |  | -24.4 | -11.92
1991-01-15 | 5:00 | 1.1 | 33.98 | WEEKDAY | #N/A | 1976-01-15 | 5:00 | -0.6 | 30.92 |  |  | 2003-01-15 | 5:00 | -7 | 19.4 |  |  | 1999-01-15 | 5:00 | 1 | 33.8 | [5 empty] | -10 | 14 |  |  |  | -5 | 23 |  |  |  |  | -21.1 | -5.98 |  |  |  |  | -3.3 | 26.06 | [5 empty] | 2 | 35.6 |  |  |  | 1.1 | 33.98 |  |  |  |  | 1.1 | 33.98 |  |  |  |  | -23.9 | -11.02
1991-01-15 | 6:00 | 1.7 | 35.06 | WEEKDAY | #N/A | 1976-01-15 | 6:00 | -0.6 | 30.92 |  |  | 2003-01-15 | 6:00 | -8 | 17.6 |  |  | 1999-01-15 | 6:00 | 1.1 | 33.98 | [5 empty] | -10 | 14 |  |  |  | -6 | 21.2 |  |  |  |  | -21.7 | -7.06 |  |  |  |  | -3.3 | 26.06 | [5 empty] | 1.9 | 35.42 |  |  |  | 0.6 | 33.08 |  |  |  |  | 1.1 | 33.98 |  |  |  |  | -23.3 | -9.94
1991-01-15 | 7:00 | 1.7 | 35.06 | WEEKDAY | #N/A | 1976-01-15 | 7:00 | -0.6 | 30.92 |  |  | 2003-01-15 | 7:00 | -7 | 19.4 |  |  | 1999-01-15 | 7:00 | 1.1 | 33.98 | [5 empty] | -10.6 | 12.92 |  |  |  | -6 | 21.2 |  |  |  |  | -21.1 | -5.98 |  |  |  |  | -3.3 | 26.06 | [5 empty] | 1.7 | 35.06 |  |  |  | 0.6 | 33.08 |  |  |  |  | 1.1 | 33.98 |  |  |  |  | -23.9 | -11.02
1991-01-15 | 8:00 | 2.2 | 35.96 | WEEKDAY | #N/A | 1976-01-15 | 8:00 | -0.6 | 30.92 |  |  | 2003-01-15 | 8:00 | -7 | 19.4 |  |  | 1999-01-15 | 8:00 | 1.1 | 33.98 | [5 empty] | -11.1 | 12.02 |  |  |  | -6 | 21.2 |  |  |  |  | -21.1 | -5.98 |  |  |  |  | -1.1 | 30.02 | [5 empty] | 1.5 | 34.7 |  |  |  | 1.1 | 33.98 |  |  |  |  | 1.5 | 34.7 |  |  |  |  | -24.4 | -11.92
1991-01-15 | 9:00 | 3.9 | 39.02 | WEEKDAY | #N/A | 1976-01-15 | 9:00 | -0.6 | 30.92 |  |  | 2003-01-15 | 9:00 | -7 | 19.4 |  |  | 1999-01-15 | 9:00 | 1 | 33.8 | [5 empty] | -7.8 | 17.96 |  |  |  | -5 | 23 |  |  |  |  | -20 | -4 |  |  |  |  | -2.2 | 28.04 | [5 empty] | 1.3 | 34.34 |  |  |  | 0.6 | 33.08 |  |  |  |  | 1.8 | 35.24 |  |  |  |  | -22.8 | -9.04
1991-01-15 | 10:00 | 5 | 41 | WEEKDAY | #N/A | 1976-01-15 | 10:00 | -1.7 | 28.94 |  |  | 2003-01-15 | 10:00 | -5 | 23 |  |  | 1999-01-15 | 10:00 | 8 | 46.4 | [5 empty] | -7.2 | 19.04 |  |  |  | -3.8 | 25.16 |  |  |  |  | -17.8 | -0.04 |  |  |  |  | -5 | 23 | [5 empty] | 1.1 | 33.98 |  |  |  | 2.2 | 35.96 |  |  |  |  | 2.2 | 35.96 |  |  |  |  | -21.1 | -5.98
1991-01-15 | 11:00 | 6.1 | 42.98 | WEEKDAY | #N/A | 1976-01-15 | 11:00 | -1.7 | 28.94 |  |  | 2003-01-15 | 11:00 | -4 | 24.8 |  |  | 1999-01-15 | 11:00 | 8 | 46.4 | [5 empty] | -6.1 | 21.02 |  |  |  | -2.9 | 26.78 |  |  |  |  | -16.1 | 3.02 |  |  |  |  | -6.1 | 21.02 | [5 empty] | 3.1 | 37.58 |  |  |  | 2.8 | 37.04 |  |  |  |  | 2.4 | 36.32 |  |  |  |  | -19.4 | -2.92
1991-01-15 | 12:00 | 6.7 | 44.06 | WEEKDAY | #N/A | 1976-01-15 | 12:00 | -1.1 | 30.02 |  |  | 2003-01-15 | 12:00 | -3 | 26.6 |  |  | 1999-01-15 | 12:00 | 7 | 44.6 | [5 empty] | -6.1 | 21.02 |  |  |  | -2.3 | 27.86 |  |  |  |  | -14.4 | 6.08 |  |  |  |  | -6.7 | 19.94 | [5 empty] | 5.2 | 41.36 |  |  |  | 4.4 | 39.92 |  |  |  |  | 2.6 | 36.68 |  |  |  |  | -17.8 | -0.04
1991-01-15 | 13:00 | 7.8 | 46.04 | WEEKDAY | #N/A | 1976-01-15 | 13:00 | -0.6 | 30.92 |  |  | 2003-01-15 | 13:00 | -4 | 24.8 |  |  | 1999-01-15 | 13:00 | 2.2 | 35.96 | [5 empty] | -5 | 23 |  |  |  | -2 | 28.4 |  |  |  |  | -13.9 | 6.98 |  |  |  |  | -7.2 | 19.04 | [5 empty] | 7.2 | 44.96 |  |  |  | 4.4 | 39.92 |  |  |  |  | 2.8 | 37.04 |  |  |  |  | -16.1 | 3.02
1991-01-15 | 14:00 | 8.9 | 48.02 | WEEKDAY | #N/A | 1976-01-15 | 14:00 | -0.6 | 30.92 |  |  | 2003-01-15 | 14:00 | -3 | 26.6 |  |  | 1999-01-15 | 14:00 | 2 | 35.6 | [5 empty] | -4.4 | 24.08 |  |  |  | -1.9 | 28.58 |  |  |  |  | -12.2 | 10.04 |  |  |  |  | -8.3 | 17.06 | [5 empty] | 6.3 | 43.34 |  |  |  | 5 | 41 |  |  |  |  | 2.4 | 36.32 |  |  |  |  | -15.6 | 3.92
1991-01-15 | 15:00 | 9.4 | 48.92 | WEEKDAY | #N/A | 1976-01-15 | 15:00 | 0 | 32 |  |  | 2003-01-15 | 15:00 | -3 | 26.6 |  |  | 1999-01-15 | 15:00 | 3.3 | 37.94 | [5 empty] | -3.9 | 24.98 |  |  |  | -2 | 28.4 |  |  |  |  | -12.2 | 10.04 |  |  |  |  | -8.3 | 17.06 | [5 empty] | 5.3 | 41.54 |  |  |  | 5.6 | 42.08 |  |  |  |  | 2.1 | 35.78 |  |  |  |  | -14.4 | 6.08
1991-01-15 | 16:00 | 9.4 | 48.92 | WEEKDAY | #N/A | 1976-01-15 | 16:00 | 0 | 32 |  |  | 2003-01-15 | 16:00 | -4 | 24.8 |  |  | 1999-01-15 | 16:00 | 2.8 | 37.04 | [5 empty] | -4.4 | 24.08 |  |  |  | -2 | 28.4 |  |  |  |  | -11.7 | 10.94 |  |  |  |  | -10.6 | 12.92 | [5 empty] | 4.4 | 39.92 |  |  |  | 5 | 41 |  |  |  |  | 1.7 | 35.06 |  |  |  |  | -14.4 | 6.08
1991-01-15 | 17:00 | 7.2 | 44.96 | WEEKDAY | #N/A | 1976-01-15 | 17:00 | -0.6 | 30.92 |  |  | 2003-01-15 | 17:00 | -4 | 24.8 |  |  | 1999-01-15 | 17:00 | 2.2 | 35.96 | [5 empty] | -5.6 | 21.92 |  |  |  | -2 | 28.4 |  |  |  |  | -12.8 | 8.96 |  |  |  |  | -12.2 | 10.04 | [5 empty] | 2.4 | 36.32 |  |  |  | 3.9 | 39.02 |  |  |  |  | 0.8 | 33.44 |  |  |  |  | -15 | 5
1991-01-15 | 18:00 | 6.1 | 42.98 | WEEKDAY | #N/A | 1976-01-15 | 18:00 | -1.1 | 30.02 |  |  | 2003-01-15 | 18:00 | -5 | 23 |  |  | 1999-01-15 | 18:00 | 1.7 | 35.06 | [5 empty] | -6.7 | 19.94 |  |  |  | -4 | 24.8 |  |  |  |  | -12.8 | 8.96 |  |  |  |  | -12.8 | 8.96 | [5 empty] | 0.3 | 32.54 |  |  |  | 1.1 | 33.98 |  |  |  |  | -0.2 | 31.64 |  |  |  |  | -16.7 | 1.94
1991-01-15 | 19:00 | 5 | 41 | WEEKDAY | #N/A | 1976-01-15 | 19:00 | -1.7 | 28.94 |  |  | 2003-01-15 | 19:00 | -6 | 21.2 |  |  | 1999-01-15 | 19:00 | 1.1 | 33.98 | [5 empty] | -7.2 | 19.04 |  |  |  | -6 | 21.2 |  |  |  |  | -13.3 | 8.06 |  |  |  |  | -12.8 | 8.96 | [5 empty] | -1.7 | 28.94 |  |  |  | 0 | 32 |  |  |  |  | -1.1 | 30.02 |  |  |  |  | -17.2 | 1.04
1991-01-15 | 20:00 | 4.4 | 39.92 | WEEKDAY | #N/A | 1976-01-15 | 20:00 | -2.2 | 28.04 |  |  | 2003-01-15 | 20:00 | -6 | 21.2 |  |  | 1999-01-15 | 20:00 | 0.6 | 33.08 | [5 empty] | -7.8 | 17.96 |  |  |  | -6 | 21.2 |  |  |  |  | -12.2 | 10.04 |  |  |  |  | -13.9 | 6.98 | [5 empty] | -2.1 | 28.22 |  |  |  | 0 | 32 |  |  |  |  | -1.1 | 30.02 |  |  |  |  | -16.7 | 1.94
1991-01-15 | 21:00 | 3.3 | 37.94 | WEEKDAY | #N/A | 1976-01-15 | 21:00 | -2.8 | 26.96 |  |  | 2003-01-15 | 21:00 | -6 | 21.2 |  |  | 1999-01-15 | 21:00 | -0.6 | 30.92 | [5 empty] | -7.8 | 17.96 |  |  |  | -7 | 19.4 |  |  |  |  | -12.2 | 10.04 |  |  |  |  | -13.9 | 6.98 | [5 empty] | -2.4 | 27.68 |  |  |  | -0.6 | 30.92 |  |  |  |  | -1.1 | 30.02 |  |  |  |  | -16.1 | 3.02
1991-01-15 | 22:00 | 2.8 | 37.04 | WEEKDAY | #N/A | 1976-01-15 | 22:00 | -3.3 | 26.06 |  |  | 2003-01-15 | 22:00 | -7 | 19.4 |  |  | 1999-01-15 | 22:00 | -1.1 | 30.02 | [5 empty] | -6.7 | 19.94 |  |  |  | -7 | 19.4 |  |  |  |  | -11.7 | 10.94 |  |  |  |  | -14.4 | 6.08 | [5 empty] | -2.8 | 26.96 |  |  |  | 0 | 32 |  |  |  |  | -1.1 | 30.02 |  |  |  |  | -16.1 | 3.02
1991-01-15 | 23:00 | 2.8 | 37.04 | WEEKDAY | #N/A | 1976-01-15 | 23:00 | -2.8 | 26.96 |  |  | 2003-01-15 | 23:00 | -7 | 19.4 |  |  | 1999-01-15 | 23:00 | -1.7 | 28.94 | [5 empty] | -6.1 | 21.02 |  |  |  | -7 | 19.4 |  |  |  |  | -11.7 | 10.94 |  |  |  |  | -14.4 | 6.08 | [5 empty] | -3.2 | 26.24 |  |  |  | 0 | 32 |  |  |  |  | -1.5 | 29.3 |  |  |  |  | -15.6 | 3.92
1991-01-15 | 24:00 | 2.8 | 37.04 | WEEKDAY | #N/A | 1976-01-15 | 24:00 | -2.8 | 26.96 |  |  | 2003-01-15 | 24:00 | -7 | 19.4 |  |  | 1999-01-15 | 24:00 | -2.2 | 28.04 | [5 empty] | -5 | 23 |  |  |  | -7 | 19.4 |  |  |  |  | -11.1 | 12.02 |  |  |  |  | -15 | 5 | [5 empty] | -3.5 | 25.7 |  |  |  | -0.6 | 30.92 |  |  |  |  | -1.8 | 28.76 |  |  |  |  | -15 | 5
1991-01-16 | 1:00 | 2.8 | 37.04 | WEEKDAY | #N/A | 1976-01-16 | 1:00 | -2.8 | 26.96 |  |  | 2003-01-16 | 1:00 | -7 | 19.4 |  |  | 1999-01-16 | 1:00 | -3.3 | 26.06 | [5 empty] | -1.1 | 30.02 |  |  |  | -7 | 19.4 |  |  |  |  | -11.1 | 12.02 |  |  |  |  | -15.6 | 3.92 | [5 empty] | -3.9 | 24.98 |  |  |  | -1.1 | 30.02 |  |  |  |  | -2.2 | 28.04 |  |  |  |  | -11.7 | 10.94
1991-01-16 | 2:00 | 3.3 | 37.94 | WEEKDAY | #N/A | 1976-01-16 | 2:00 | -2.8 | 26.96 |  |  | 2003-01-16 | 2:00 | -8 | 17.6 |  |  | 1999-01-16 | 2:00 | -3.9 | 24.98 | [5 empty] | 0 | 32 |  |  |  | -8 | 17.6 |  |  |  |  | -10.6 | 12.92 |  |  |  |  | -16.7 | 1.94 | [5 empty] | -4.1 | 24.62 |  |  |  | -1.7 | 28.94 |  |  |  |  | -2.8 | 26.96 |  |  |  |  | -11.7 | 10.94
1991-01-16 | 3:00 | 2.8 | 37.04 | WEEKDAY | #N/A | 1976-01-16 | 3:00 | -2.8 | 26.96 |  |  | 2003-01-16 | 3:00 | -8 | 17.6 |  |  | 1999-01-16 | 3:00 | -4.4 | 24.08 | [5 empty] | 0.6 | 33.08 |  |  |  | -7 | 19.4 |  |  |  |  | -10 | 14 |  |  |  |  | -17.8 | -0.04 | [5 empty] | -4.2 | 24.44 |  |  |  | -2.8 | 26.96 |  |  |  |  | -3.3 | 26.06 |  |  |  |  | -12.2 | 10.04
1991-01-16 | 4:00 | 3.3 | 37.94 | WEEKDAY | #N/A | 1976-01-16 | 4:00 | -2.8 | 26.96 |  |  | 2003-01-16 | 4:00 | -8 | 17.6 |  |  | 1999-01-16 | 4:00 | -4.4 | 24.08 | [5 empty] | 1.7 | 35.06 |  |  |  | -7 | 19.4 |  |  |  |  | -10 | 14 |  |  |  |  | -18.3 | -0.94 | [5 empty] | -4.4 | 24.08 |  |  |  | -2.8 | 26.96 |  |  |  |  | -3.9 | 24.98 |  |  |  |  | -16.1 | 3.02
1991-01-16 | 5:00 | 3.3 | 37.94 | WEEKDAY | #N/A | 1976-01-16 | 5:00 | -2.8 | 26.96 |  |  | 2003-01-16 | 5:00 | -8 | 17.6 |  |  | 1999-01-16 | 5:00 | -4.4 | 24.08 | [5 empty] | 2.2 | 35.96 |  |  |  | -7 | 19.4 |  |  |  |  | -9.4 | 15.08 |  |  |  |  | -18.3 | -0.94 | [5 empty] | -4.6 | 23.72 |  |  |  | -3.3 | 26.06 |  |  |  |  | -4.5 | 23.9 |  |  |  |  | -18.9 | -2.02
1991-01-16 | 6:00 | 3.3 | 37.94 | WEEKDAY | #N/A | 1976-01-16 | 6:00 | -2.8 | 26.96 |  |  | 2003-01-16 | 6:00 | -8 | 17.6 |  |  | 1999-01-16 | 6:00 | -5 | 23 | [5 empty] | 3.3 | 37.94 |  |  |  | -7 | 19.4 |  |  |  |  | -9.4 | 15.08 |  |  |  |  | -18.9 | -2.02 | [5 empty] | -4.8 | 23.36 |  |  |  | -2.8 | 26.96 |  |  |  |  | -5 | 23 |  |  |  |  | -21.1 | -5.98
1991-01-16 | 7:00 | 3.3 | 37.94 | WEEKDAY | #N/A | 1976-01-16 | 7:00 | -2.2 | 28.04 |  |  | 2003-01-16 | 7:00 | -8 | 17.6 |  |  | 1999-01-16 | 7:00 | -4.4 | 24.08 | [5 empty] | 5 | 41 |  |  |  | -7 | 19.4 |  |  |  |  | -9.4 | 15.08 |  |  |  |  | -19.4 | -2.92 | [5 empty] | -5 | 23 |  |  |  | -2.2 | 28.04 |  |  |  |  | -5.6 | 21.92 |  |  |  |  | -20 | -4
1991-01-16 | 8:00 | 3.3 | 37.94 | WEEKDAY | #N/A | 1976-01-16 | 8:00 | -0.6 | 30.92 |  |  | 2003-01-16 | 8:00 | -8 | 17.6 |  |  | 1999-01-16 | 8:00 | -3.9 | 24.98 | [5 empty] | 5.6 | 42.08 |  |  |  | -7 | 19.4 |  |  |  |  | -8.9 | 15.98 |  |  |  |  | -19.4 | -2.92 | [5 empty] | -3.5 | 25.7 |  |  |  | -1.7 | 28.94 |  |  |  |  | -4.1 | 24.62 |  |  |  |  | -18.9 | -2.02
1991-01-16 | 9:00 | 3.9 | 39.02 | WEEKDAY | #N/A | 1976-01-16 | 9:00 | 0.6 | 33.08 |  |  | 2003-01-16 | 9:00 | -7 | 19.4 |  |  | 1999-01-16 | 9:00 | -2.8 | 26.96 | [5 empty] | 5.6 | 42.08 |  |  |  | -6 | 21.2 |  |  |  |  | -8.3 | 17.06 |  |  |  |  | -18.9 | -2.02 | [5 empty] | -2.1 | 28.22 |  |  |  | -1.1 | 30.02 |  |  |  |  | -2.6 | 27.32 |  |  |  |  | -17.8 | -0.04
1991-01-16 | 10:00 | 4.4 | 39.92 | WEEKDAY | #N/A | 1976-01-16 | 10:00 | 5.6 | 42.08 |  |  | 2003-01-16 | 10:00 | -6 | 21.2 |  |  | 1999-01-16 | 10:00 | -1.7 | 28.94 | [5 empty] | 5.6 | 42.08 |  |  |  | -5 | 23 |  |  |  |  | -7.8 | 17.96 |  |  |  |  | -16.7 | 1.94 | [5 empty] | -0.6 | 30.92 |  |  |  | 0 | 32 |  |  |  |  | -1.1 | 30.02 |  |  |  |  | -12.8 | 8.96
1991-01-16 | 11:00 | 5.6 | 42.08 | WEEKDAY | #N/A | 1976-01-16 | 11:00 | 6.7 | 44.06 |  |  | 2003-01-16 | 11:00 | -5 | 23 |  |  | 1999-01-16 | 11:00 | -1.1 | 30.02 | [5 empty] | 5 | 41 |  |  |  | -4 | 24.8 |  |  |  |  | -6.7 | 19.94 |  |  |  |  | -14.4 | 6.08 | [5 empty] | 1.1 | 33.98 |  |  |  | 1.7 | 35.06 |  |  |  |  | 0 | 32 |  |  |  |  | -9.4 | 15.08
1991-01-16 | 12:00 | 10.6 | 51.08 | WEEKDAY | #N/A | 1976-01-16 | 12:00 | 6.7 | 44.06 |  |  | 2003-01-16 | 12:00 | -4 | 24.8 |  |  | 1999-01-16 | 12:00 | 1.1 | 33.98 | [5 empty] | 5.6 | 42.08 |  |  |  | -3 | 26.6 |  |  |  |  | -6.1 | 21.02 |  |  |  |  | -13.9 | 6.98 | [5 empty] | 2.7 | 36.86 |  |  |  | 2.2 | 35.96 |  |  |  |  | 1.1 | 33.98 |  |  |  |  | -5 | 23
1991-01-16 | 13:00 | 11.7 | 53.06 | WEEKDAY | #N/A | 1976-01-16 | 13:00 | 7.2 | 44.96 |  |  | 2003-01-16 | 13:00 | -3 | 26.6 |  |  | 1999-01-16 | 13:00 | 2.2 | 35.96 | [5 empty] | 6.1 | 42.98 |  |  |  | -3 | 26.6 |  |  |  |  | -5 | 23 |  |  |  |  | -12.2 | 10.04 | [5 empty] | 4.4 | 39.92 |  |  |  | 3.9 | 39.02 |  |  |  |  | 2.2 | 35.96 |  |  |  |  | -4.4 | 24.08
1991-01-16 | 14:00 | 11.7 | 53.06 | WEEKDAY | #N/A | 1976-01-16 | 14:00 | 5 | 41 |  |  | 2003-01-16 | 14:00 | -3 | 26.6 |  |  | 1999-01-16 | 14:00 | 5 | 41 | [5 empty] | 7.2 | 44.96 |  |  |  | -3 | 26.6 |  |  |  |  | -4.4 | 24.08 |  |  |  |  | -11.1 | 12.02 | [5 empty] | 4.6 | 40.28 |  |  |  | 5 | 41 |  |  |  |  | 2.6 | 36.68 |  |  |  |  | -3.9 | 24.98
1991-01-16 | 15:00 | 11.1 | 51.98 | WEEKDAY | #N/A | 1976-01-16 | 15:00 | 4.4 | 39.92 |  |  | 2003-01-16 | 15:00 | -3 | 26.6 |  |  | 1999-01-16 | 15:00 | 5.6 | 42.08 | [5 empty] | 7.2 | 44.96 |  |  |  | -3 | 26.6 |  |  |  |  | -3.9 | 24.98 |  |  |  |  | -10.6 | 12.92 | [5 empty] | 4.8 | 40.64 |  |  |  | 6.1 | 42.98 |  |  |  |  | 2.9 | 37.22 |  |  |  |  | -3.9 | 24.98
1991-01-16 | 16:00 | 11.7 | 53.06 | WEEKDAY | #N/A | 1976-01-16 | 16:00 | 3.9 | 39.02 |  |  | 2003-01-16 | 16:00 | -3 | 26.6 |  |  | 1999-01-16 | 16:00 | 5.6 | 42.08 | [5 empty] | 6.7 | 44.06 |  |  |  | -3 | 26.6 |  |  |  |  | -3.3 | 26.06 |  |  |  |  | -10 | 14 | [5 empty] | 5 | 41 |  |  |  | 6.1 | 42.98 |  |  |  |  | 3.3 | 37.94 |  |  |  |  | -4.4 | 24.08
1991-01-16 | 17:00 | 11.1 | 51.98 | WEEKDAY | #N/A | 1976-01-16 | 17:00 | 3.9 | 39.02 |  |  | 2003-01-16 | 17:00 | -4 | 24.8 |  |  | 1999-01-16 | 17:00 | 4.4 | 39.92 | [5 empty] | 5.6 | 42.08 |  |  |  | -3 | 26.6 |  |  |  |  | -4.4 | 24.08 |  |  |  |  | -11.7 | 10.94 | [5 empty] | 4.1 | 39.38 |  |  |  | 5.6 | 42.08 |  |  |  |  | 2.6 | 36.68 |  |  |  |  | -6.7 | 19.94
1991-01-16 | 18:00 | 11.7 | 53.06 | WEEKDAY | #N/A | 1976-01-16 | 18:00 | 3.9 | 39.02 |  |  | 2003-01-16 | 18:00 | -4 | 24.8 |  |  | 1999-01-16 | 18:00 | 3.9 | 39.02 | [5 empty] | 3.9 | 39.02 |  |  |  | -3 | 26.6 |  |  |  |  | -5.6 | 21.92 |  |  |  |  | -12.2 | 10.04 | [5 empty] | 3.1 | 37.58 |  |  |  | 4.4 | 39.92 |  |  |  |  | 1.8 | 35.24 |  |  |  |  | -8.3 | 17.06
1991-01-16 | 19:00 | 11.7 | 53.06 | WEEKDAY | #N/A | 1976-01-16 | 19:00 | 3.9 | 39.02 |  |  | 2003-01-16 | 19:00 | -4 | 24.8 |  |  | 1999-01-16 | 19:00 | 3.3 | 37.94 | [5 empty] | 2.8 | 37.04 |  |  |  | -3.5 | 25.7 |  |  |  |  | -6.1 | 21.02 |  |  |  |  | -12.2 | 10.04 | [5 empty] | 2.2 | 35.96 |  |  |  | 3.9 | 39.02 |  |  |  |  | 1.1 | 33.98 |  |  |  |  | -11.7 | 10.94
1991-01-16 | 20:00 | 11.1 | 51.98 | WEEKDAY | #N/A | 1976-01-16 | 20:00 | 3.3 | 37.94 |  |  | 2003-01-16 | 20:00 | -4 | 24.8 |  |  | 1999-01-16 | 20:00 | 4.4 | 39.92 | [5 empty] | 1.1 | 33.98 |  |  |  | -4 | 24.8 |  |  |  |  | -5 | 23 |  |  |  |  | -12.8 | 8.96 | [5 empty] | 1.7 | 35.06 |  |  |  | 3.9 | 39.02 |  |  |  |  | 1.5 | 34.7 |  |  |  |  | -14.4 | 6.08
1991-01-16 | 21:00 | 10 | 50 | WEEKDAY | #N/A | 1976-01-16 | 21:00 | 3.3 | 37.94 |  |  | 2003-01-16 | 21:00 | -4 | 24.8 |  |  | 1999-01-16 | 21:00 | 3.9 | 39.02 | [5 empty] | -0.6 | 30.92 |  |  |  | -4.5 | 23.9 |  |  |  |  | -5.6 | 21.92 |  |  |  |  | -11.7 | 10.94 | [5 empty] | 1.1 | 33.98 |  |  |  | 3.9 | 39.02 |  |  |  |  | 1.8 | 35.24 |  |  |  |  | -15.6 | 3.92
1991-01-16 | 22:00 | 10.6 | 51.08 | WEEKDAY | #N/A | 1976-01-16 | 22:00 | 3.3 | 37.94 |  |  | 2003-01-16 | 22:00 | -4 | 24.8 |  |  | 1999-01-16 | 22:00 | 3.9 | 39.02 | [5 empty] | -1.7 | 28.94 |  |  |  | -4.9 | 23.18 |  |  |  |  | -5 | 23 |  |  |  |  | -12.2 | 10.04 | [5 empty] | 0.6 | 33.08 |  |  |  | 2.8 | 37.04 |  |  |  |  | 2.2 | 35.96 |  |  |  |  | -15.6 | 3.92
1991-01-16 | 23:00 | 10 | 50 | WEEKDAY | #N/A | 1976-01-16 | 23:00 | 3.3 | 37.94 |  |  | 2003-01-16 | 23:00 | -5 | 23 |  |  | 1999-01-16 | 23:00 | 5 | 41 | [5 empty] | -3.3 | 26.06 |  |  |  | -5.1 | 22.82 |  |  |  |  | -4.4 | 24.08 |  |  |  |  | -11.7 | 10.94 | [5 empty] | 1 | 33.8 |  |  |  | 2.8 | 37.04 |  |  |  |  | 2.4 | 36.32 |  |  |  |  | -17.2 | 1.04
1991-01-16 | 24:00 | 10 | 50 | WEEKDAY | #N/A | 1976-01-16 | 24:00 | 2.8 | 37.04 |  |  | 2003-01-16 | 24:00 | -6 | 21.2 |  |  | 1999-01-16 | 24:00 | 3.9 | 39.02 | [5 empty] | -5 | 23 |  |  |  | -5.4 | 22.28 |  |  |  |  | -4.4 | 24.08 |  |  |  |  | -11.7 | 10.94 | [5 empty] | 1.3 | 34.34 |  |  |  | 2.2 | 35.96 |  |  |  |  | 2.6 | 36.68 |  |  |  |  | -16.1 | 3.02
1991-01-17 | 1:00 | 9.4 | 48.92 | WEEKDAY | #N/A | 1976-01-17 | 1:00 | 2.8 | 37.04 |  |  | 2003-01-17 | 1:00 | -6 | 21.2 |  |  | 1999-01-17 | 1:00 | 3.9 | 39.02 | [5 empty] | -6.1 | 21.02 |  |  |  | -5.8 | 21.56 |  |  |  |  | -3.9 | 24.98 |  |  |  |  | -11.7 | 10.94 | [5 empty] | 1.7 | 35.06 |  |  |  | 3.9 | 39.02 |  |  |  |  | 2.8 | 37.04 |  |  |  |  | -16.7 | 1.94
1991-01-17 | 2:00 | 8.3 | 46.94 | WEEKDAY | #N/A | 1976-01-17 | 2:00 | 2.8 | 37.04 |  |  | 2003-01-17 | 2:00 | -6 | 21.2 |  |  | 1999-01-17 | 2:00 | 2.8 | 37.04 | [5 empty] | -7.2 | 19.04 |  |  |  | -6 | 21.2 |  |  |  |  | -4.4 | 24.08 |  |  |  |  | -11.7 | 10.94 | [5 empty] | 1.5 | 34.7 |  |  |  | 5.6 | 42.08 |  |  |  |  | 3.2 | 37.76 |  |  |  |  | -16.1 | 3.02
1991-01-17 | 3:00 | 8.3 | 46.94 | WEEKDAY | #N/A | 1976-01-17 | 3:00 | 1.7 | 35.06 |  |  | 2003-01-17 | 3:00 | -6 | 21.2 |  |  | 1999-01-17 | 3:00 | 3.3 | 37.94 | [5 empty] | -8.3 | 17.06 |  |  |  | -6 | 21.2 |  |  |  |  | -3.3 | 26.06 |  |  |  |  | -11.7 | 10.94 | [5 empty] | 1.3 | 34.34 |  |  |  | 5.6 | 42.08 |  |  |  |  | 3.5 | 38.3 |  |  |  |  | -13.3 | 8.06
1991-01-17 | 4:00 | 8.9 | 48.02 | WEEKDAY | #N/A | 1976-01-17 | 4:00 | 0.6 | 33.08 |  |  | 2003-01-17 | 4:00 | -7 | 19.4 |  |  | 1999-01-17 | 4:00 | 3.9 | 39.02 | [5 empty] | -8.9 | 15.98 |  |  |  | -6 | 21.2 |  |  |  |  | -3.9 | 24.98 |  |  |  |  | -11.7 | 10.94 | [5 empty] | 1.1 | 33.98 |  |  |  | 7.2 | 44.96 |  |  |  |  | 3.9 | 39.02 |  |  |  |  | -12.2 | 10.04
1991-01-17 | 5:00 | 8.3 | 46.94 | WEEKDAY | #N/A | 1976-01-17 | 5:00 | -0.6 | 30.92 |  |  | 2003-01-17 | 5:00 | -7 | 19.4 |  |  | 1999-01-17 | 5:00 | 1.1 | 33.98 | [5 empty] | -10.6 | 12.92 |  |  |  | -6.2 | 20.84 |  |  |  |  | -2.8 | 26.96 |  |  |  |  | -11.7 | 10.94 | [5 empty] | 0.4 | 32.72 |  |  |  | 7.8 | 46.04 |  |  |  |  | 3.7 | 38.66 |  |  |  |  | -11.7 | 10.94
1991-01-17 | 6:00 | 8.3 | 46.94 | WEEKDAY | #N/A | 1976-01-17 | 6:00 | -1.7 | 28.94 |  |  | 2003-01-17 | 6:00 | -7 | 19.4 |  |  | 1999-01-17 | 6:00 | 0 | 32 | [5 empty] | -10.6 | 12.92 |  |  |  | -6.2 | 20.84 |  |  |  |  | -3.3 | 26.06 |  |  |  |  | -11.7 | 10.94 | [5 empty] | -0.4 | 31.28 |  |  |  | 7.2 | 44.96 |  |  |  |  | 3.5 | 38.3 |  |  |  |  | -11.7 | 10.94
1991-01-17 | 7:00 | 8.3 | 46.94 | WEEKDAY | #N/A | 1976-01-17 | 7:00 | -2.8 | 26.96 |  |  | 2003-01-17 | 7:00 | -8 | 17.6 |  |  | 1999-01-17 | 7:00 | 2.2 | 35.96 | [5 empty] | -11.7 | 10.94 |  |  |  | -6.3 | 20.66 |  |  |  |  | -3.3 | 26.06 |  |  |  |  | -11.7 | 10.94 | [5 empty] | -1.1 | 30.02 |  |  |  | 7.2 | 44.96 |  |  |  |  | 3.3 | 37.94 |  |  |  |  | -10.6 | 12.92
1991-01-17 | 8:00 | 7.8 | 46.04 | WEEKDAY | #N/A | 1976-01-17 | 8:00 | -3.9 | 24.98 |  |  | 2003-01-17 | 8:00 | -8 | 17.6 |  |  | 1999-01-17 | 8:00 | 3.3 | 37.94 | [5 empty] | -12.2 | 10.04 |  |  |  | -6 | 21.2 |  |  |  |  | -2.8 | 26.96 |  |  |  |  | -11.1 | 12.02 | [5 empty] | 0.2 | 32.36 |  |  |  | 6.7 | 44.06 |  |  |  |  | 3.9 | 39.02 |  |  |  |  | -8.9 | 15.98
1991-01-17 | 9:00 | 7.8 | 46.04 | WEEKDAY | #N/A | 1976-01-17 | 9:00 | -4.4 | 24.08 |  |  | 2003-01-17 | 9:00 | -7 | 19.4 |  |  | 1999-01-17 | 9:00 | 5 | 41 | [5 empty] | -12.8 | 8.96 |  |  |  | -6 | 21.2 |  |  |  |  | -1.1 | 30.02 |  |  |  |  | -11.1 | 12.02 | [5 empty] | 1.5 | 34.7 |  |  |  | 7.2 | 44.96 |  |  |  |  | 4.4 | 39.92 |  |  |  |  | -7.8 | 17.96
1991-01-17 | 10:00 | 8.3 | 46.94 | WEEKDAY | #N/A | 1976-01-17 | 10:00 | -5 | 23 |  |  | 2003-01-17 | 10:00 | -6 | 21.2 |  |  | 1999-01-17 | 10:00 | 6.1 | 42.98 | [5 empty] | -12.8 | 8.96 |  |  |  | -5 | 23 |  |  |  |  | 0.6 | 33.08 |  |  |  |  | -11.1 | 12.02 | [5 empty] | 2.8 | 37.04 |  |  |  | 8.3 | 46.94 |  |  |  |  | 5 | 41 |  |  |  |  | -6.7 | 19.94
1991-01-17 | 11:00 | 8.3 | 46.94 | WEEKDAY | #N/A | 1976-01-17 | 11:00 | -3.9 | 24.98 |  |  | 2003-01-17 | 11:00 | -4 | 24.8 |  |  | 1999-01-17 | 11:00 | 7.8 | 46.04 | [5 empty] | -12.2 | 10.04 |  |  |  | -5 | 23 |  |  |  |  | 2.2 | 35.96 |  |  |  |  | -8.3 | 17.06 | [5 empty] | 5 | 41 |  |  |  | 6.7 | 44.06 |  |  |  |  | 5.4 | 41.72 |  |  |  |  | -5 | 23
1991-01-17 | 12:00 | 7.8 | 46.04 | WEEKDAY | #N/A | 1976-01-17 | 12:00 | -3.3 | 26.06 |  |  | 2003-01-17 | 12:00 | -4 | 24.8 |  |  | 1999-01-17 | 12:00 | 9.4 | 48.92 | [5 empty] | -11.1 | 12.02 |  |  |  | -4 | 24.8 |  |  |  |  | 3.9 | 39.02 |  |  |  |  | -6.7 | 19.94 | [5 empty] | 7.2 | 44.96 |  |  |  | 6.1 | 42.98 |  |  |  |  | 5.7 | 42.26 |  |  |  |  | -1.7 | 28.94
1991-01-17 | 13:00 | 7.2 | 44.96 | WEEKDAY | #N/A | 1976-01-17 | 13:00 | -3.3 | 26.06 |  |  | 2003-01-17 | 13:00 | -3 | 26.6 |  |  | 1999-01-17 | 13:00 | 10 | 50 | [5 empty] | -11.1 | 12.02 |  |  |  | -4 | 24.8 |  |  |  |  | 5 | 41 |  |  |  |  | -5.6 | 21.92 | [5 empty] | 9.4 | 48.92 |  |  |  | 6.1 | 42.98 |  |  |  |  | 6.1 | 42.98 |  |  |  |  | 8.3 | 46.94
1991-01-17 | 14:00 | 7.2 | 44.96 | WEEKDAY | #N/A | 1976-01-17 | 14:00 | -3.3 | 26.06 |  |  | 2003-01-17 | 14:00 | -2 | 28.4 |  |  | 1999-01-17 | 14:00 | 11.1 | 51.98 | [5 empty] | -10 | 14 |  |  |  | -4 | 24.8 |  |  |  |  | 5.6 | 42.08 |  |  |  |  | -5.6 | 21.92 | [5 empty] | 9 | 48.2 |  |  |  | 5.6 | 42.08 |  |  |  |  | 5.2 | 41.36 |  |  |  |  | 6.7 | 44.06
1991-01-17 | 15:00 | 7.2 | 44.96 | WEEKDAY | #N/A | 1976-01-17 | 15:00 | -3.9 | 24.98 |  |  | 2003-01-17 | 15:00 | -2 | 28.4 |  |  | 1999-01-17 | 15:00 | 10.6 | 51.08 | [5 empty] | -10.6 | 12.92 |  |  |  | -5 | 23 |  |  |  |  | 6.1 | 42.98 |  |  |  |  | -5.6 | 21.92 | [5 empty] | 8.7 | 47.66 |  |  |  | 6.7 | 44.06 |  |  |  |  | 4.2 | 39.56 |  |  |  |  | 6.7 | 44.06
1991-01-17 | 16:00 | 6.7 | 44.06 | WEEKDAY | #N/A | 1976-01-17 | 16:00 | -4.4 | 24.08 |  |  | 2003-01-17 | 16:00 | -3 | 26.6 |  |  | 1999-01-17 | 16:00 | 10 | 50 | [5 empty] | -11.1 | 12.02 |  |  |  | -5 | 23 |  |  |  |  | 5.6 | 42.08 |  |  |  |  | -5 | 23 | [5 empty] | 8.3 | 46.94 |  |  |  | 7.8 | 46.04 |  |  |  |  | 3.3 | 37.94 |  |  |  |  | 6.7 | 44.06
1991-01-17 | 17:00 | 6.7 | 44.06 | WEEKDAY | #N/A | 1976-01-17 | 17:00 | -5 | 23 |  |  | 2003-01-17 | 17:00 | -4 | 24.8 |  |  | 1999-01-17 | 17:00 | 6.7 | 44.06 | [5 empty] | -11.7 | 10.94 |  |  |  | -6 | 21.2 |  |  |  |  | 5 | 41 |  |  |  |  | -5 | 23 | [5 empty] | 7.4 | 45.32 |  |  |  | 7.8 | 46.04 |  |  |  |  | 3.5 | 38.3 |  |  |  |  | 6.1 | 42.98
1991-01-17 | 18:00 | 6.1 | 42.98 | WEEKDAY | #N/A | 1976-01-17 | 18:00 | -5.6 | 21.92 |  |  | 2003-01-17 | 18:00 | -6 | 21.2 |  |  | 1999-01-17 | 18:00 | 6.1 | 42.98 | [5 empty] | -12.2 | 10.04 |  |  |  | -7 | 19.4 |  |  |  |  | 5 | 41 |  |  |  |  | -5 | 23 | [5 empty] | 6.5 | 43.7 |  |  |  | 7.8 | 46.04 |  |  |  |  | 3.7 | 38.66 |  |  |  |  | 6.7 | 44.06
1991-01-17 | 19:00 | 6.1 | 42.98 | WEEKDAY | #N/A | 1976-01-17 | 19:00 | -6.1 | 21.02 |  |  | 2003-01-17 | 19:00 | -7 | 19.4 |  |  | 1999-01-17 | 19:00 | 4.4 | 39.92 | [5 empty] | -12.2 | 10.04 |  |  |  | -8 | 17.6 |  |  |  |  | 5 | 41 |  |  |  |  | -5 | 23 | [5 empty] | 5.6 | 42.08 |  |  |  | 7.8 | 46.04 |  |  |  |  | 3.9 | 39.02 |  |  |  |  | 6.7 | 44.06
1991-01-17 | 20:00 | 5 | 41 | WEEKDAY | #N/A | 1976-01-17 | 20:00 | -6.7 | 19.94 |  |  | 2003-01-17 | 20:00 | -9 | 15.8 |  |  | 1999-01-17 | 20:00 | 2.2 | 35.96 | [5 empty] | -12.8 | 8.96 |  |  |  | -9 | 15.8 |  |  |  |  | 5 | 41 |  |  |  |  | -5 | 23 | [5 empty] | 5.8 | 42.44 |  |  |  | 5.6 | 42.08 |  |  |  |  | 4.1 | 39.38 |  |  |  |  | 6.7 | 44.06
1991-01-17 | 21:00 | 5 | 41 | WEEKDAY | #N/A | 1976-01-17 | 21:00 | -7.2 | 19.04 |  |  | 2003-01-17 | 21:00 | -10 | 14 |  |  | 1999-01-17 | 21:00 | 2.8 | 37.04 | [5 empty] | -12.2 | 10.04 |  |  |  | -9 | 15.8 |  |  |  |  | 6.1 | 42.98 |  |  |  |  | -5.6 | 21.92 | [5 empty] | 5.9 | 42.62 |  |  |  | 4.4 | 39.92 |  |  |  |  | 4.2 | 39.56 |  |  |  |  | 6.7 | 44.06
1991-01-17 | 22:00 | 4.4 | 39.92 | WEEKDAY | #N/A | 1976-01-17 | 22:00 | -8.3 | 17.06 |  |  | 2003-01-17 | 22:00 | -11 | 12.2 |  |  | 1999-01-17 | 22:00 | 2.2 | 35.96 | [5 empty] | -12.8 | 8.96 |  |  |  | -9 | 15.8 |  |  |  |  | 5.6 | 42.08 |  |  |  |  | -5.6 | 21.92 | [5 empty] | 6.1 | 42.98 |  |  |  | 4.4 | 39.92 |  |  |  |  | 4.4 | 39.92 |  |  |  |  | 6.7 | 44.06
1991-01-17 | 23:00 | 4.4 | 39.92 | WEEKDAY | #N/A | 1976-01-17 | 23:00 | -8.9 | 15.98 |  |  | 2003-01-17 | 23:00 | -12 | 10.4 |  |  | 1999-01-17 | 23:00 | 2.2 | 35.96 | [5 empty] | -13.3 | 8.06 |  |  |  | -9 | 15.8 |  |  |  |  | 5.6 | 42.08 |  |  |  |  | -6.1 | 21.02 | [5 empty] | 5.9 | 42.62 |  |  |  | 4.4 | 39.92 |  |  |  |  | 4.2 | 39.56 |  |  |  |  | 6.1 | 42.98
1991-01-17 | 24:00 | 4.4 | 39.92 | WEEKDAY | #N/A | 1976-01-17 | 24:00 | -9.4 | 15.08 |  |  | 2003-01-17 | 24:00 | -13 | 8.6 |  |  | 1999-01-17 | 24:00 | 2.2 | 35.96 | [5 empty] | -13.9 | 6.98 |  |  |  | -10 | 14 |  |  |  |  | 6.1 | 42.98 |  |  |  |  | -6.1 | 21.02 | [5 empty] | 5.8 | 42.44 |  |  |  | 3.9 | 39.02 |  |  |  |  | 4.1 | 39.38 |  |  |  |  | 6.1 | 42.98
1991-01-18 | 1:00 | 4.4 | 39.92 | WEEKDAY | #N/A | 1976-01-18 | 1:00 | -10 | 14 |  |  | 2003-01-18 | 1:00 | -14 | 6.8 |  |  | 1999-01-18 | 1:00 | 2.8 | 37.04 | [5 empty] | -13.9 | 6.98 |  |  |  | -11 | 12.2 |  |  |  |  | 6.1 | 42.98 |  |  |  |  | -5.6 | 21.92 | [5 empty] | 5.6 | 42.08 |  |  |  | 3.3 | 37.94 |  |  |  |  | 3.9 | 39.02 |  |  |  |  | 6.1 | 42.98
1991-01-18 | 2:00 | 3.9 | 39.02 | WEEKDAY | #N/A | 1976-01-18 | 2:00 | -11.1 | 12.02 |  |  | 2003-01-18 | 2:00 | -14 | 6.8 |  |  | 1999-01-18 | 2:00 | 3.9 | 39.02 | [5 empty] | -14.4 | 6.08 |  |  |  | -12 | 10.4 |  |  |  |  | 5.6 | 42.08 |  |  |  |  | -5 | 23 | [5 empty] | 5.4 | 41.72 |  |  |  | 3.3 | 37.94 |  |  |  |  | 3.3 | 37.94 |  |  |  |  | 6.1 | 42.98
1991-01-18 | 3:00 | 3.3 | 37.94 | WEEKDAY | #N/A | 1976-01-18 | 3:00 | -11.1 | 12.02 |  |  | 2003-01-18 | 3:00 | -15 | 5 |  |  | 1999-01-18 | 3:00 | 5 | 41 | [5 empty] | -14.4 | 6.08 |  |  |  | -12 | 10.4 |  |  |  |  | 5.6 | 42.08 |  |  |  |  | -5 | 23 | [5 empty] | 5.2 | 41.36 |  |  |  | 2.8 | 37.04 |  |  |  |  | 2.8 | 37.04 |  |  |  |  | 5.6 | 42.08
1991-01-18 | 4:00 | 3.3 | 37.94 | WEEKDAY | #N/A | 1976-01-18 | 4:00 | -11.7 | 10.94 |  |  | 2003-01-18 | 4:00 | -15 | 5 |  |  | 1999-01-18 | 4:00 | 5.6 | 42.08 | [5 empty] | -14.4 | 6.08 |  |  |  | -13 | 8.6 |  |  |  |  | 5 | 41 |  |  |  |  | -5.6 | 21.92 | [5 empty] | 5 | 41 |  |  |  | 2.8 | 37.04 |  |  |  |  | 2.2 | 35.96 |  |  |  |  | 5.6 | 42.08
1991-01-18 | 5:00 | 3.3 | 37.94 | WEEKDAY | #N/A | 1976-01-18 | 5:00 | -12.2 | 10.04 |  |  | 2003-01-18 | 5:00 | -16 | 3.2 |  |  | 1999-01-18 | 5:00 | 5.6 | 42.08 | [5 empty] | -14.4 | 6.08 |  |  |  | -13 | 8.6 |  |  |  |  | 4.4 | 39.92 |  |  |  |  | -5.6 | 21.92 | [5 empty] | 4.8 | 40.64 |  |  |  | 2.8 | 37.04 |  |  |  |  | 2.2 | 35.96 |  |  |  |  | 5 | 41
1991-01-18 | 6:00 | 3.3 | 37.94 | WEEKDAY | #N/A | 1976-01-18 | 6:00 | -12.8 | 8.96 |  |  | 2003-01-18 | 6:00 | -17 | 1.4 |  |  | 1999-01-18 | 6:00 | 7.2 | 44.96 | [5 empty] | -14.4 | 6.08 |  |  |  | -14 | 6.8 |  |  |  |  | 4.4 | 39.92 |  |  |  |  | -6.7 | 19.94 | [5 empty] | 4.6 | 40.28 |  |  |  | 2.8 | 37.04 |  |  |  |  | 2.2 | 35.96 |  |  |  |  | 4.4 | 39.92
1991-01-18 | 7:00 | 3.3 | 37.94 | WEEKDAY | #N/A | 1976-01-18 | 7:00 | -13.3 | 8.06 |  |  | 2003-01-18 | 7:00 | -17 | 1.4 |  |  | 1999-01-18 | 7:00 | 8.3 | 46.94 | [5 empty] | -14.4 | 6.08 |  |  |  | -14 | 6.8 |  |  |  |  | 5 | 41 |  |  |  |  | -6.1 | 21.02 | [5 empty] | 4.4 | 39.92 |  |  |  | 2.8 | 37.04 |  |  |  |  | 2.2 | 35.96 |  |  |  |  | 4.4 | 39.92
1991-01-18 | 8:00 | 3.3 | 37.94 | WEEKDAY | #N/A | 1976-01-18 | 8:00 | -13.9 | 6.98 |  |  | 2003-01-18 | 8:00 | -17 | 1.4 |  |  | 1999-01-18 | 8:00 | 8.9 | 48.02 | [5 empty] | -13.9 | 6.98 |  |  |  | -14 | 6.8 |  |  |  |  | 4.4 | 39.92 |  |  |  |  | -9.4 | 15.08 | [5 empty] | 4.4 | 39.92 |  |  |  | 2.8 | 37.04 |  |  |  |  | 2.6 | 36.68 |  |  |  |  | 3.9 | 39.02
1991-01-18 | 9:00 | 3.3 | 37.94 | WEEKDAY | #N/A | 1976-01-18 | 9:00 | -13.3 | 8.06 |  |  | 2003-01-18 | 9:00 | -16 | 3.2 |  |  | 1999-01-18 | 9:00 | 10 | 50 | [5 empty] | -12.2 | 10.04 |  |  |  | -13 | 8.6 |  |  |  |  | 4.4 | 39.92 |  |  |  |  | -8.9 | 15.98 | [5 empty] | 4.4 | 39.92 |  |  |  | 2.2 | 35.96 |  |  |  |  | 2.9 | 37.22 |  |  |  |  | 4.4 | 39.92
1991-01-18 | 10:00 | 3.3 | 37.94 | WEEKDAY | #N/A | 1976-01-18 | 10:00 | -12.8 | 8.96 |  |  | 2003-01-18 | 10:00 | -14 | 6.8 |  |  | 1999-01-18 | 10:00 | 9.4 | 48.92 | [5 empty] | -11.7 | 10.94 |  |  |  | -12 | 10.4 |  |  |  |  | 5 | 41 |  |  |  |  | -4.4 | 24.08 | [5 empty] | 4.4 | 39.92 |  |  |  | 2.2 | 35.96 |  |  |  |  | 3.3 | 37.94 |  |  |  |  | 5 | 41
1991-01-18 | 11:00 | 3.3 | 37.94 | WEEKDAY | #N/A | 1976-01-18 | 11:00 | -11.7 | 10.94 |  |  | 2003-01-18 | 11:00 | -13 | 8.6 |  |  | 1999-01-18 | 11:00 | 10 | 50 | [5 empty] | -10.6 | 12.92 |  |  |  | -12 | 10.4 |  |  |  |  | 7.2 | 44.96 |  |  |  |  | -3.9 | 24.98 | [5 empty] | 4.8 | 40.64 |  |  |  | 2.8 | 37.04 |  |  |  |  | 3.3 | 37.94 |  |  |  |  | 6.1 | 42.98
1991-01-18 | 12:00 | 3.9 | 39.02 | WEEKDAY | #N/A | 1976-01-18 | 12:00 | -10 | 14 |  |  | 2003-01-18 | 12:00 | -11 | 12.2 |  |  | 1999-01-18 | 12:00 | 10.6 | 51.08 | [5 empty] | -9.4 | 15.08 |  |  |  | -12 | 10.4 |  |  |  |  | 8.3 | 46.94 |  |  |  |  | -2.8 | 26.96 | [5 empty] | 5.2 | 41.36 |  |  |  | 2.2 | 35.96 |  |  |  |  | 3.3 | 37.94 |  |  |  |  | 6.1 | 42.98
1991-01-18 | 13:00 | 3.9 | 39.02 | WEEKDAY | #N/A | 1976-01-18 | 13:00 | -8.9 | 15.98 |  |  | 2003-01-18 | 13:00 | -10 | 14 |  |  | 1999-01-18 | 13:00 | 11.1 | 51.98 | [5 empty] | -8.9 | 15.98 |  |  |  | -12 | 10.4 |  |  |  |  | 9.4 | 48.92 |  |  |  |  | -1.1 | 30.02 | [5 empty] | 5.6 | 42.08 |  |  |  | 2.2 | 35.96 |  |  |  |  | 3.3 | 37.94 |  |  |  |  | 5.6 | 42.08
1991-01-18 | 14:00 | 4.4 | 39.92 | WEEKDAY | #N/A | 1976-01-18 | 14:00 | -7.8 | 17.96 |  |  | 2003-01-18 | 14:00 | -9 | 15.8 |  |  | 1999-01-18 | 14:00 | 11.1 | 51.98 | [5 empty] | -8.3 | 17.06 |  |  |  | -11 | 12.2 |  |  |  |  | 8.9 | 48.02 |  |  |  |  | -1.1 | 30.02 | [5 empty] | 5.2 | 41.36 |  |  |  | 2.2 | 35.96 |  |  |  |  | 3.1 | 37.58 |  |  |  |  | 5.6 | 42.08
1991-01-18 | 15:00 | 4.4 | 39.92 | WEEKDAY | #N/A | 1976-01-18 | 15:00 | -8.3 | 17.06 |  |  | 2003-01-18 | 15:00 | -8 | 17.6 |  |  | 1999-01-18 | 15:00 | 11 | 51.8 | [5 empty] | -7.8 | 17.96 |  |  |  | -11 | 12.2 |  |  |  |  | 8.9 | 48.02 |  |  |  |  | -1.7 | 28.94 | [5 empty] | 4.8 | 40.64 |  |  |  | 2.2 | 35.96 |  |  |  |  | 3 | 37.4 |  |  |  |  | 5.6 | 42.08
1991-01-18 | 16:00 | 5 | 41 | WEEKDAY | #N/A | 1976-01-18 | 16:00 | -7.8 | 17.96 |  |  | 2003-01-18 | 16:00 | -8 | 17.6 |  |  | 1999-01-18 | 16:00 | 12.2 | 53.96 | [5 empty] | -7.8 | 17.96 |  |  |  | -11 | 12.2 |  |  |  |  | 8.9 | 48.02 |  |  |  |  | -2.2 | 28.04 | [5 empty] | 4.4 | 39.92 |  |  |  | 2.2 | 35.96 |  |  |  |  | 2.8 | 37.04 |  |  |  |  | 5 | 41
1991-01-18 | 17:00 | 3.9 | 39.02 | WEEKDAY | #N/A | 1976-01-18 | 17:00 | -8.3 | 17.06 |  |  | 2003-01-18 | 17:00 | -9 | 15.8 |  |  | 1999-01-18 | 17:00 | 11.7 | 53.06 | [5 empty] | -7.8 | 17.96 |  |  |  | -12 | 10.4 |  |  |  |  | 7.8 | 46.04 |  |  |  |  | -2.2 | 28.04 | [5 empty] | 4 | 39.2 |  |  |  | 1.7 | 35.06 |  |  |  |  | 2.4 | 36.32 |  |  |  |  | 4.4 | 39.92
1991-01-18 | 18:00 | 3.9 | 39.02 | WEEKDAY | #N/A | 1976-01-18 | 18:00 | -8.9 | 15.98 |  |  | 2003-01-18 | 18:00 | -11 | 12.2 |  |  | 1999-01-18 | 18:00 | 11 | 51.8 | [5 empty] | -7.8 | 17.96 |  |  |  | -13 | 8.6 |  |  |  |  | 7.8 | 46.04 |  |  |  |  | -2.8 | 26.96 | [5 empty] | 3.7 | 38.66 |  |  |  | 1.7 | 35.06 |  |  |  |  | 2.1 | 35.78 |  |  |  |  | 3.3 | 37.94
1991-01-18 | 19:00 | 3.9 | 39.02 | WEEKDAY | #N/A | 1976-01-18 | 19:00 | -8.9 | 15.98 |  |  | 2003-01-18 | 19:00 | -11 | 12.2 |  |  | 1999-01-18 | 19:00 | 8.9 | 48.02 | [5 empty] | -7.8 | 17.96 |  |  |  | -13 | 8.6 |  |  |  |  | 6.7 | 44.06 |  |  |  |  | -5 | 23 | [5 empty] | 3.3 | 37.94 |  |  |  | 1.7 | 35.06 |  |  |  |  | 1.7 | 35.06 |  |  |  |  | 2.8 | 37.04
1991-01-18 | 20:00 | 3.9 | 39.02 | WEEKDAY | #N/A | 1976-01-18 | 20:00 | -9.4 | 15.08 |  |  | 2003-01-18 | 20:00 | -11 | 12.2 |  |  | 1999-01-18 | 20:00 | 8.3 | 46.94 | [5 empty] | -8.3 | 17.06 |  |  |  | -14 | 6.8 |  |  |  |  | 7.2 | 44.96 |  |  |  |  | -6.7 | 19.94 | [5 empty] | 3.1 | 37.58 |  |  |  | 1.1 | 33.98 |  |  |  |  | 1.5 | 34.7 |  |  |  |  | 2.8 | 37.04
1991-01-18 | 21:00 | 3.9 | 39.02 | WEEKDAY | #N/A | 1976-01-18 | 21:00 | -10 | 14 |  |  | 2003-01-18 | 21:00 | -11 | 12.2 |  |  | 1999-01-18 | 21:00 | 6.7 | 44.06 | [5 empty] | -8.3 | 17.06 |  |  |  | -15 | 5 |  |  |  |  | 6.7 | 44.06 |  |  |  |  | -7.2 | 19.04 | [5 empty] | 3 | 37.4 |  |  |  | 1.1 | 33.98 |  |  |  |  | 1.3 | 34.34 |  |  |  |  | 5 | 41
1991-01-18 | 22:00 | 4.4 | 39.92 | WEEKDAY | #N/A | 1976-01-18 | 22:00 | -10.6 | 12.92 |  |  | 2003-01-18 | 22:00 | -11 | 12.2 |  |  | 1999-01-18 | 22:00 | 5.6 | 42.08 | [5 empty] | -8.3 | 17.06 |  |  |  | -16 | 3.2 |  |  |  |  | 7.2 | 44.96 |  |  |  |  | -7.8 | 17.96 | [5 empty] | 2.8 | 37.04 |  |  |  | 1.1 | 33.98 |  |  |  |  | 1.1 | 33.98 |  |  |  |  | 4.4 | 39.92
1991-01-18 | 23:00 | 3.9 | 39.02 | WEEKDAY | #N/A | 1976-01-18 | 23:00 | -11.1 | 12.02 |  |  | 2003-01-18 | 23:00 | -11 | 12.2 |  |  | 1999-01-18 | 23:00 | 3.9 | 39.02 | [5 empty] | -9.4 | 15.08 |  |  |  | -16 | 3.2 |  |  |  |  | 7.2 | 44.96 |  |  |  |  | -7.8 | 17.96 | [5 empty] | 2.6 | 36.68 |  |  |  | 1.1 | 33.98 |  |  |  |  | 0.9 | 33.62 |  |  |  |  | 5.6 | 42.08
1991-01-18 | 24:00 | 3.3 | 37.94 | WEEKDAY | #N/A | 1976-01-18 | 24:00 | -11.7 | 10.94 |  |  | 2003-01-18 | 24:00 | -11 | 12.2 |  |  | 1999-01-18 | 24:00 | 3.3 | 37.94 | [5 empty] | -10 | 14 |  |  |  | -17 | 1.4 |  |  |  |  | 7.8 | 46.04 |  |  |  |  | -7.8 | 17.96 | [5 empty] | 2.4 | 36.32 |  |  |  | 1.1 | 33.98 |  |  |  |  | 0.8 | 33.44 |  |  |  |  | 4.4 | 39.92
1991-01-19 | 1:00 | 3.3 | 37.94 | SATURDAY | #N/A | 1976-01-19 | 1:00 | -11.7 | 10.94 |  |  | 2003-01-19 | 1:00 | -11 | 12.2 |  |  | 1999-01-19 | 1:00 | 2.2 | 35.96 | [5 empty] | -10 | 14 |  |  |  | -17 | 1.4 |  |  |  |  | 7.8 | 46.04 |  |  |  |  | -7.8 | 17.96 | [5 empty] | 2.2 | 35.96 |  |  |  | 1.1 | 33.98 |  |  |  |  | 0.6 | 33.08 |  |  |  |  | 2.8 | 37.04
1991-01-19 | 2:00 | 3.3 | 37.94 | SATURDAY | #N/A | 1976-01-19 | 2:00 | -12.2 | 10.04 |  |  | 2003-01-19 | 2:00 | -11 | 12.2 |  |  | 1999-01-19 | 2:00 | 2.8 | 37.04 | [5 empty] | -10.6 | 12.92 |  |  |  | -17 | 1.4 |  |  |  |  | 7.8 | 46.04 |  |  |  |  | -8.3 | 17.06 | [5 empty] | 2.2 | 35.96 |  |  |  | 1.1 | 33.98 |  |  |  |  | 0.6 | 33.08 |  |  |  |  | 1.1 | 33.98
1991-01-19 | 3:00 | 3.3 | 37.94 | SATURDAY | #N/A | 1976-01-19 | 3:00 | -12.2 | 10.04 |  |  | 2003-01-19 | 3:00 | -11 | 12.2 |  |  | 1999-01-19 | 3:00 | 1.7 | 35.06 | [5 empty] | -11.1 | 12.02 |  |  |  | -17 | 1.4 |  |  |  |  | 7.8 | 46.04 |  |  |  |  | -8.3 | 17.06 | [5 empty] | 2.2 | 35.96 |  |  |  | 1.1 | 33.98 |  |  |  |  | 0.6 | 33.08 |  |  |  |  | 0 | 32
1991-01-19 | 4:00 | 3.9 | 39.02 | SATURDAY | #N/A | 1976-01-19 | 4:00 | -12.8 | 8.96 |  |  | 2003-01-19 | 4:00 | -12 | 10.4 |  |  | 1999-01-19 | 4:00 | 1.1 | 33.98 | [5 empty] | -10.6 | 12.92 |  |  |  | -17 | 1.4 |  |  |  |  | 7.8 | 46.04 |  |  |  |  | -8.3 | 17.06 | [5 empty] | 2.2 | 35.96 |  |  |  | 1.1 | 33.98 |  |  |  |  | 0.6 | 33.08 |  |  |  |  | 0 | 32
1991-01-19 | 5:00 | 3.3 | 37.94 | SATURDAY | #N/A | 1976-01-19 | 5:00 | -13.3 | 8.06 |  |  | 2003-01-19 | 5:00 | -12 | 10.4 |  |  | 1999-01-19 | 5:00 | 2.2 | 35.96 | [5 empty] | -10.6 | 12.92 |  |  |  | -16 | 3.2 |  |  |  |  | 7.8 | 46.04 |  |  |  |  | -8.3 | 17.06 | [5 empty] | 2 | 35.6 |  |  |  | 1.1 | 33.98 |  |  |  |  | 0.6 | 33.08 |  |  |  |  | 1.1 | 33.98
1991-01-19 | 6:00 | 3.3 | 37.94 | SATURDAY | #N/A | 1976-01-19 | 6:00 | -13.3 | 8.06 |  |  | 2003-01-19 | 6:00 | -11 | 12.2 |  |  | 1999-01-19 | 6:00 | 2.2 | 35.96 | [5 empty] | -11.1 | 12.02 |  |  |  | -16 | 3.2 |  |  |  |  | 8.3 | 46.94 |  |  |  |  | -7.8 | 17.96 | [5 empty] | 1.9 | 35.42 |  |  |  | 1.1 | 33.98 |  |  |  |  | 0.6 | 33.08 |  |  |  |  | 2.8 | 37.04
1991-01-19 | 7:00 | 2.8 | 37.04 | SATURDAY | #N/A | 1976-01-19 | 7:00 | -13.3 | 8.06 |  |  | 2003-01-19 | 7:00 | -11 | 12.2 |  |  | 1999-01-19 | 7:00 | 2.8 | 37.04 | [5 empty] | -10.6 | 12.92 |  |  |  | -16 | 3.2 |  |  |  |  | 8.3 | 46.94 |  |  |  |  | -7.8 | 17.96 | [5 empty] | 1.7 | 35.06 |  |  |  | 1.1 | 33.98 |  |  |  |  | 0.6 | 33.08 |  |  |  |  | 2.2 | 35.96
1991-01-19 | 8:00 | 3.3 | 37.94 | SATURDAY | #N/A | 1976-01-19 | 8:00 | -13.3 | 8.06 |  |  | 2003-01-19 | 8:00 | -10 | 14 |  |  | 1999-01-19 | 8:00 | 2.2 | 35.96 | [5 empty] | -10 | 14 |  |  |  | -16 | 3.2 |  |  |  |  | 8.3 | 46.94 |  |  |  |  | -3.9 | 24.98 | [5 empty] | 1.5 | 34.7 |  |  |  | 1.1 | 33.98 |  |  |  |  | 0.8 | 33.44 |  |  |  |  | 2.8 | 37.04
1991-01-19 | 9:00 | 3.9 | 39.02 | SATURDAY | #N/A | 1976-01-19 | 9:00 | -12.2 | 10.04 |  |  | 2003-01-19 | 9:00 | -9 | 15.8 |  |  | 1999-01-19 | 9:00 | 4.4 | 39.92 | [5 empty] | -9.4 | 15.08 |  |  |  | -14 | 6.8 |  |  |  |  | 7.8 | 46.04 |  |  |  |  | -2.8 | 26.96 | [5 empty] | 1.3 | 34.34 |  |  |  | 1.1 | 33.98 |  |  |  |  | 0.9 | 33.62 |  |  |  |  | 4.4 | 39.92
1991-01-19 | 10:00 | 4.4 | 39.92 | SATURDAY | #N/A | 1976-01-19 | 10:00 | -10.6 | 12.92 |  |  | 2003-01-19 | 10:00 | -7 | 19.4 |  |  | 1999-01-19 | 10:00 | 7.8 | 46.04 | [5 empty] | -7.8 | 17.96 |  |  |  | -13 | 8.6 |  |  |  |  | 8.3 | 46.94 |  |  |  |  | -2.8 | 26.96 | [5 empty] | 1.1 | 33.98 |  |  |  | 1.1 | 33.98 |  |  |  |  | 1.1 | 33.98 |  |  |  |  | 3.3 | 37.94
1991-01-19 | 11:00 | 5.6 | 42.08 | SATURDAY | #N/A | 1976-01-19 | 11:00 | -8.3 | 17.06 |  |  | 2003-01-19 | 11:00 | -7 | 19.4 |  |  | 1999-01-19 | 11:00 | 7.8 | 46.04 | [5 empty] | -6.7 | 19.94 |  |  |  | -11 | 12.2 |  |  |  |  | 8.3 | 46.94 |  |  |  |  | -1.7 | 28.94 | [5 empty] | 1.3 | 34.34 |  |  |  | 1.1 | 33.98 |  |  |  |  | 0.9 | 33.62 |  |  |  |  | 3.9 | 39.02
1991-01-19 | 12:00 | 6.7 | 44.06 | SATURDAY | #N/A | 1976-01-19 | 12:00 | -7.2 | 19.04 |  |  | 2003-01-19 | 12:00 | -6 | 21.2 |  |  | 1999-01-19 | 12:00 | 7.2 | 44.96 | [5 empty] | -5.6 | 21.92 |  |  |  | -9 | 15.8 |  |  |  |  | 9.4 | 48.92 |  |  |  |  | -1.1 | 30.02 | [5 empty] | 1.5 | 34.7 |  |  |  | 1.1 | 33.98 |  |  |  |  | 0.8 | 33.44 |  |  |  |  | 3.9 | 39.02
1991-01-19 | 13:00 | 7.2 | 44.96 | SATURDAY | #N/A | 1976-01-19 | 13:00 | -6.1 | 21.02 |  |  | 2003-01-19 | 13:00 | -6 | 21.2 |  |  | 1999-01-19 | 13:00 | 9.4 | 48.92 | [5 empty] | -5 | 23 |  |  |  | -8 | 17.6 |  |  |  |  | 9.4 | 48.92 |  |  |  |  | -1.1 | 30.02 | [5 empty] | 1.7 | 35.06 |  |  |  | 1.7 | 35.06 |  |  |  |  | 0.6 | 33.08 |  |  |  |  | 3.9 | 39.02
1991-01-19 | 14:00 | 8.3 | 46.94 | SATURDAY | #N/A | 1976-01-19 | 14:00 | -4.4 | 24.08 |  |  | 2003-01-19 | 14:00 | -4 | 24.8 |  |  | 1999-01-19 | 14:00 | 9.4 | 48.92 | [5 empty] | -3.9 | 24.98 |  |  |  | -8 | 17.6 |  |  |  |  | 8.9 | 48.02 |  |  |  |  | -0.6 | 30.92 | [5 empty] | 1.7 | 35.06 |  |  |  | 1.1 | 33.98 |  |  |  |  | 0.6 | 33.08 |  |  |  |  | 4.4 | 39.92
1991-01-19 | 15:00 | 8.9 | 48.02 | SATURDAY | #N/A | 1976-01-19 | 15:00 | -3.9 | 24.98 |  |  | 2003-01-19 | 15:00 | -4 | 24.8 |  |  | 1999-01-19 | 15:00 | 8.9 | 48.02 | [5 empty] | -3.3 | 26.06 |  |  |  | -8 | 17.6 |  |  |  |  | 8.9 | 48.02 |  |  |  |  | -2.8 | 26.96 | [5 empty] | 1.7 | 35.06 |  |  |  | 1.1 | 33.98 |  |  |  |  | 0.6 | 33.08 |  |  |  |  | 3.9 | 39.02
1991-01-19 | 16:00 | 9.4 | 48.92 | SATURDAY | #N/A | 1976-01-19 | 16:00 | -3.3 | 26.06 |  |  | 2003-01-19 | 16:00 | -4 | 24.8 |  |  | 1999-01-19 | 16:00 | 8.3 | 46.94 | [5 empty] | -3.3 | 26.06 |  |  |  | -7 | 19.4 |  |  |  |  | 8.9 | 48.02 |  |  |  |  | -2.8 | 26.96 | [5 empty] | 1.7 | 35.06 |  |  |  | 1.1 | 33.98 |  |  |  |  | 0.6 | 33.08 |  |  |  |  | 3.3 | 37.94
1991-01-19 | 17:00 | 8.3 | 46.94 | SATURDAY | #N/A | 1976-01-19 | 17:00 | -3.3 | 26.06 |  |  | 2003-01-19 | 17:00 | -5 | 23 |  |  | 1999-01-19 | 17:00 | 7.8 | 46.04 | [5 empty] | -4.4 | 24.08 |  |  |  | -7 | 19.4 |  |  |  |  | 8.3 | 46.94 |  |  |  |  | -2.2 | 28.04 | [5 empty] | 1.7 | 35.06 |  |  |  | 0.6 | 33.08 |  |  |  |  | 0.6 | 33.08 |  |  |  |  | 3.9 | 39.02
1991-01-19 | 18:00 | 8.3 | 46.94 | SATURDAY | #N/A | 1976-01-19 | 18:00 | -3.9 | 24.98 |  |  | 2003-01-19 | 18:00 | -6 | 21.2 |  |  | 1999-01-19 | 18:00 | 6.7 | 44.06 | [5 empty] | -5 | 23 |  |  |  | -7 | 19.4 |  |  |  |  | 8.9 | 48.02 |  |  |  |  | -3.3 | 26.06 | [5 empty] | 1.7 | 35.06 |  |  |  | 0.6 | 33.08 |  |  |  |  | 0.6 | 33.08 |  |  |  |  | 3.9 | 39.02
1991-01-19 | 19:00 | 8.9 | 48.02 | SATURDAY | #N/A | 1976-01-19 | 19:00 | -3.9 | 24.98 |  |  | 2003-01-19 | 19:00 | -5 | 23 |  |  | 1999-01-19 | 19:00 | 6.1 | 42.98 | [5 empty] | -8.3 | 17.06 |  |  |  | -7 | 19.4 |  |  |  |  | 8.3 | 46.94 |  |  |  |  | -3.9 | 24.98 | [5 empty] | 1.7 | 35.06 |  |  |  | 0.6 | 33.08 |  |  |  |  | 0.6 | 33.08 |  |  |  |  | 3.9 | 39.02
1991-01-19 | 20:00 | 7.8 | 46.04 | SATURDAY | #N/A | 1976-01-19 | 20:00 | -4.4 | 24.08 |  |  | 2003-01-19 | 20:00 | -6 | 21.2 |  |  | 1999-01-19 | 20:00 | 4.4 | 39.92 | [5 empty] | -6.7 | 19.94 |  |  |  | -7 | 19.4 |  |  |  |  | 8.9 | 48.02 |  |  |  |  | -5 | 23 | [5 empty] | 1.7 | 35.06 |  |  |  | 0.6 | 33.08 |  |  |  |  | 0.4 | 32.72 |  |  |  |  | 3.3 | 37.94
1991-01-19 | 21:00 | 7.8 | 46.04 | SATURDAY | #N/A | 1976-01-19 | 21:00 | -4.4 | 24.08 |  |  | 2003-01-19 | 21:00 | -6 | 21.2 |  |  | 1999-01-19 | 21:00 | 3.9 | 39.02 | [5 empty] | -10 | 14 |  |  |  | -7 | 19.4 |  |  |  |  | 8.3 | 46.94 |  |  |  |  | -4.4 | 24.08 | [5 empty] | 1.7 | 35.06 |  |  |  | 0.6 | 33.08 |  |  |  |  | 0.2 | 32.36 |  |  |  |  | 2.8 | 37.04
1991-01-19 | 22:00 | 7.2 | 44.96 | SATURDAY | #N/A | 1976-01-19 | 22:00 | -4.4 | 24.08 |  |  | 2003-01-19 | 22:00 | -6 | 21.2 |  |  | 1999-01-19 | 22:00 | 5.6 | 42.08 | [5 empty] | -10 | 14 |  |  |  | -7 | 19.4 |  |  |  |  | 8.9 | 48.02 |  |  |  |  | -5.6 | 21.92 | [5 empty] | 1.7 | 35.06 |  |  |  | 0.6 | 33.08 |  |  |  |  | 0 | 32 |  |  |  |  | 2.8 | 37.04
1991-01-19 | 23:00 | 7.2 | 44.96 | SATURDAY | #N/A | 1976-01-19 | 23:00 | -4.4 | 24.08 |  |  | 2003-01-19 | 23:00 | -6 | 21.2 |  |  | 1999-01-19 | 23:00 | 5.6 | 42.08 | [5 empty] | -10.6 | 12.92 |  |  |  | -6 | 21.2 |  |  |  |  | 8.9 | 48.02 |  |  |  |  | -6.1 | 21.02 | [5 empty] | 1.5 | 34.7 |  |  |  | 0.6 | 33.08 |  |  |  |  | 0 | 32 |  |  |  |  | 2.8 | 37.04
1991-01-19 | 24:00 | 7.2 | 44.96 | SATURDAY | #N/A | 1976-01-19 | 24:00 | -4.4 | 24.08 |  |  | 2003-01-19 | 24:00 | -5 | 23 |  |  | 1999-01-19 | 24:00 | 5.6 | 42.08 | [5 empty] | -8.9 | 15.98 |  |  |  | -6 | 21.2 |  |  |  |  | 8.9 | 48.02 |  |  |  |  | -6.7 | 19.94 | [5 empty] | 1.3 | 34.34 |  |  |  | 0.6 | 33.08 |  |  |  |  | 0 | 32 |  |  |  |  | 2.2 | 35.96
1991-01-20 | 1:00 | 7.2 | 44.96 | SUNDAY | #N/A | 1976-01-20 | 1:00 | -4.4 | 24.08 |  |  | 2003-01-20 | 1:00 | -4 | 24.8 |  |  | 1999-01-20 | 1:00 | 5 | 41 | [5 empty] | -10 | 14 |  |  |  | -6 | 21.2 |  |  |  |  | 8.9 | 48.02 |  |  |  |  | -7.8 | 17.96 | [5 empty] | 1.1 | 33.98 |  |  |  | 0.6 | 33.08 |  |  |  |  | 0 | 32 |  |  |  |  | 2.2 | 35.96
1991-01-20 | 2:00 | 6.1 | 42.98 | SUNDAY | #N/A | 1976-01-20 | 2:00 | -4.4 | 24.08 |  |  | 2003-01-20 | 2:00 | -5 | 23 |  |  | 1999-01-20 | 2:00 | 4.4 | 39.92 | [5 empty] | -10.6 | 12.92 |  |  |  | -6 | 21.2 |  |  |  |  | 8.3 | 46.94 |  |  |  |  | -8.9 | 15.98 | [5 empty] | 1.1 | 33.98 |  |  |  | 0.6 | 33.08 |  |  |  |  | 0 | 32 |  |  |  |  | 2.2 | 35.96
1991-01-20 | 3:00 | 5.6 | 42.08 | SUNDAY | #N/A | 1976-01-20 | 3:00 | -4.4 | 24.08 |  |  | 2003-01-20 | 3:00 | -4.5 | 23.9 |  |  | 1999-01-20 | 3:00 | 2.8 | 37.04 | [5 empty] | -11.1 | 12.02 |  |  |  | -7 | 19.4 |  |  |  |  | 8.3 | 46.94 |  |  |  |  | -10 | 14 | [5 empty] | 1.1 | 33.98 |  |  |  | 0 | 32 |  |  |  |  | 0 | 32 |  |  |  |  | 2.2 | 35.96
1991-01-20 | 4:00 | 5.6 | 42.08 | SUNDAY | #N/A | 1976-01-20 | 4:00 | -3.9 | 24.98 |  |  | 2003-01-20 | 4:00 | -4 | 24.8 |  |  | 1999-01-20 | 4:00 | 3.9 | 39.02 | [5 empty] | -8.9 | 15.98 |  |  |  | -7 | 19.4 |  |  |  |  | 7.8 | 46.04 |  |  |  |  | -11.1 | 12.02 | [5 empty] | 1.1 | 33.98 |  |  |  | -0.6 | 30.92 |  |  |  |  | 0 | 32 |  |  |  |  | 1.7 | 35.06
1991-01-20 | 5:00 | 5.6 | 42.08 | SUNDAY | #N/A | 1976-01-20 | 5:00 | -3.3 | 26.06 |  |  | 2003-01-20 | 5:00 | -4 | 24.8 |  |  | 1999-01-20 | 5:00 | 5 | 41 | [5 empty] | -6.1 | 21.02 |  |  |  | -7 | 19.4 |  |  |  |  | 7.2 | 44.96 |  |  |  |  | -11.7 | 10.94 | [5 empty] | 0.5 | 32.9 |  |  |  | -0.6 | 30.92 |  |  |  |  | -0.4 | 31.28 |  |  |  |  | 2.2 | 35.96
1991-01-20 | 6:00 | 5.6 | 42.08 | SUNDAY | #N/A | 1976-01-20 | 6:00 | -3.3 | 26.06 |  |  | 2003-01-20 | 6:00 | -3.9 | 24.98 |  |  | 1999-01-20 | 6:00 | 5 | 41 | [5 empty] | -5 | 23 |  |  |  | -8 | 17.6 |  |  |  |  | 7.2 | 44.96 |  |  |  |  | -12.2 | 10.04 | [5 empty] | 0 | 32 |  |  |  | -0.6 | 30.92 |  |  |  |  | -0.7 | 30.74 |  |  |  |  | 2.2 | 35.96
1991-01-20 | 7:00 | 5.6 | 42.08 | SUNDAY | #N/A | 1976-01-20 | 7:00 | -2.8 | 26.96 |  |  | 2003-01-20 | 7:00 | -4 | 24.8 |  |  | 1999-01-20 | 7:00 | 4.4 | 39.92 | [5 empty] | -4.4 | 24.08 |  |  |  | -7 | 19.4 |  |  |  |  | 7.2 | 44.96 |  |  |  |  | -11.7 | 10.94 | [5 empty] | -0.6 | 30.92 |  |  |  | -1.1 | 30.02 |  |  |  |  | -1.1 | 30.02 |  |  |  |  | 2.2 | 35.96
1991-01-20 | 8:00 | 5 | 41 | SUNDAY | #N/A | 1976-01-20 | 8:00 | -2.2 | 28.04 |  |  | 2003-01-20 | 8:00 | -4 | 24.8 |  |  | 1999-01-20 | 8:00 | 4.4 | 39.92 | [5 empty] | -4.4 | 24.08 |  |  |  | -6 | 21.2 |  |  |  |  | 6.7 | 44.06 |  |  |  |  | -11.7 | 10.94 | [5 empty] | -0.2 | 31.64 |  |  |  | -1.7 | 28.94 |  |  |  |  | -1.3 | 29.66 |  |  |  |  | 2.2 | 35.96
1991-01-20 | 9:00 | 5.6 | 42.08 | SUNDAY | #N/A | 1976-01-20 | 9:00 | -1.7 | 28.94 |  |  | 2003-01-20 | 9:00 | -3 | 26.6 |  |  | 1999-01-20 | 9:00 | 5.6 | 42.08 | [5 empty] | -4.4 | 24.08 |  |  |  | -7 | 19.4 |  |  |  |  | 7.8 | 46.04 |  |  |  |  | -11.7 | 10.94 | [5 empty] | 0.2 | 32.36 |  |  |  | -0.6 | 30.92 |  |  |  |  | -1.5 | 29.3 |  |  |  |  | 2.8 | 37.04
1991-01-20 | 10:00 | 7.2 | 44.96 | SUNDAY | #N/A | 1976-01-20 | 10:00 | -1.1 | 30.02 |  |  | 2003-01-20 | 10:00 | -4 | 24.8 |  |  | 1999-01-20 | 10:00 | 4.4 | 39.92 | [5 empty] | -3.9 | 24.98 |  |  |  | -4 | 24.8 |  |  |  |  | 8.3 | 46.94 |  |  |  |  | -11.7 | 10.94 | [5 empty] | 0.6 | 33.08 |  |  |  | -1.1 | 30.02 |  |  |  |  | -1.7 | 28.94 |  |  |  |  | 2.2 | 35.96
1991-01-20 | 11:00 | 8.3 | 46.94 | SUNDAY | #N/A | 1976-01-20 | 11:00 | -2.2 | 28.04 |  |  | 2003-01-20 | 11:00 | -3 | 26.6 |  |  | 1999-01-20 | 11:00 | 5.6 | 42.08 | [5 empty] | -3.3 | 26.06 |  |  |  | -3 | 26.6 |  |  |  |  | 8.9 | 48.02 |  |  |  |  | -11.7 | 10.94 | [5 empty] | 0.6 | 33.08 |  |  |  | -1.7 | 28.94 |  |  |  |  | -1.5 | 29.3 |  |  |  |  | 2.8 | 37.04
1991-01-20 | 12:00 | 10 | 50 | SUNDAY | #N/A | 1976-01-20 | 12:00 | -1.7 | 28.94 |  |  | 2003-01-20 | 12:00 | -3 | 26.6 |  |  | 1999-01-20 | 12:00 | 6.1 | 42.98 | [5 empty] | -2.8 | 26.96 |  |  |  | -3 | 26.6 |  |  |  |  | 8.3 | 46.94 |  |  |  |  | -11.7 | 10.94 | [5 empty] | 0.6 | 33.08 |  |  |  | 0 | 32 |  |  |  |  | -1.3 | 29.66 |  |  |  |  | 2.2 | 35.96
1991-01-20 | 13:00 | 10.6 | 51.08 | SUNDAY | #N/A | 1976-01-20 | 13:00 | -1.7 | 28.94 |  |  | 2003-01-20 | 13:00 | -3 | 26.6 |  |  | 1999-01-20 | 13:00 | 6.1 | 42.98 | [5 empty] | -2.8 | 26.96 |  |  |  | -3 | 26.6 |  |  |  |  | 2.8 | 37.04 |  |  |  |  | -9.4 | 15.08 | [5 empty] | 0.6 | 33.08 |  |  |  | 0 | 32 |  |  |  |  | -1.1 | 30.02 |  |  |  |  | 2.2 | 35.96
1991-01-20 | 14:00 | 11.1 | 51.98 | SUNDAY | #N/A | 1976-01-20 | 14:00 | -2.2 | 28.04 |  |  | 2003-01-20 | 14:00 | -3 | 26.6 |  |  | 1999-01-20 | 14:00 | 7.2 | 44.96 | [5 empty] | -2.8 | 26.96 |  |  |  | -3 | 26.6 |  |  |  |  | 2.2 | 35.96 |  |  |  |  | -10 | 14 | [5 empty] | 0 | 32 |  |  |  | -0.6 | 30.92 |  |  |  |  | -1.3 | 29.66 |  |  |  |  | 2.2 | 35.96
1991-01-20 | 15:00 | 11.1 | 51.98 | SUNDAY | #N/A | 1976-01-20 | 15:00 | -1.7 | 28.94 |  |  | 2003-01-20 | 15:00 | -4 | 24.8 |  |  | 1999-01-20 | 15:00 | 7.8 | 46.04 | [5 empty] | -3.9 | 24.98 |  |  |  | -3 | 26.6 |  |  |  |  | 1.7 | 35.06 |  |  |  |  | -10.6 | 12.92 | [5 empty] | -0.5 | 31.1 |  |  |  | 0.6 | 33.08 |  |  |  |  | -1.5 | 29.3 |  |  |  |  | 1.7 | 35.06
1991-01-20 | 16:00 | 10 | 50 | SUNDAY | #N/A | 1976-01-20 | 16:00 | -1.7 | 28.94 |  |  | 2003-01-20 | 16:00 | -5 | 23 |  |  | 1999-01-20 | 16:00 | 7.2 | 44.96 | [5 empty] | -5 | 23 |  |  |  | -4 | 24.8 |  |  |  |  | 1.1 | 33.98 |  |  |  |  | -11.1 | 12.02 | [5 empty] | -1.1 | 30.02 |  |  |  | -1.7 | 28.94 |  |  |  |  | -1.7 | 28.94 |  |  |  |  | 2.2 | 35.96
1991-01-20 | 17:00 | 9.4 | 48.92 | SUNDAY | #N/A | 1976-01-20 | 17:00 | -1.1 | 30.02 |  |  | 2003-01-20 | 17:00 | -6 | 21.2 |  |  | 1999-01-20 | 17:00 | 5.6 | 42.08 | [5 empty] | -5.6 | 21.92 |  |  |  | -4 | 24.8 |  |  |  |  | 0.6 | 33.08 |  |  |  |  | -11.1 | 12.02 | [5 empty] | -2.2 | 28.04 |  |  |  | -1.1 | 30.02 |  |  |  |  | -3.2 | 26.24 |  |  |  |  | 2.2 | 35.96
1991-01-20 | 18:00 | 8.9 | 48.02 | SUNDAY | #N/A | 1976-01-20 | 18:00 | -1.7 | 28.94 |  |  | 2003-01-20 | 18:00 | -6 | 21.2 |  |  | 1999-01-20 | 18:00 | 3.9 | 39.02 | [5 empty] | -5.6 | 21.92 |  |  |  | -6 | 21.2 |  |  |  |  | -0.6 | 30.92 |  |  |  |  | -12.2 | 10.04 | [5 empty] | -3.3 | 26.06 |  |  |  | -2.2 | 28.04 |  |  |  |  | -4.6 | 23.72 |  |  |  |  | 1.1 | 33.98
1991-01-20 | 19:00 | 8.3 | 46.94 | SUNDAY | #N/A | 1976-01-20 | 19:00 | -2.2 | 28.04 |  |  | 2003-01-20 | 19:00 | -7 | 19.4 |  |  | 1999-01-20 | 19:00 | 3.3 | 37.94 | [5 empty] | -5.6 | 21.92 |  |  |  | -7 | 19.4 |  |  |  |  | -0.6 | 30.92 |  |  |  |  | -12.8 | 8.96 | [5 empty] | -4.4 | 24.08 |  |  |  | -2.2 | 28.04 |  |  |  |  | -6.1 | 21.02 |  |  |  |  | 0.6 | 33.08
1991-01-20 | 20:00 | 8.3 | 46.94 | SUNDAY | #N/A | 1976-01-20 | 20:00 | -2.2 | 28.04 |  |  | 2003-01-20 | 20:00 | -7 | 19.4 |  |  | 1999-01-20 | 20:00 | 3.3 | 37.94 | [5 empty] | -5 | 23 |  |  |  | -8 | 17.6 |  |  |  |  | -1.1 | 30.02 |  |  |  |  | -12.8 | 8.96 | [5 empty] | -4.6 | 23.72 |  |  |  | -2.2 | 28.04 |  |  |  |  | -5.9 | 21.38 |  |  |  |  | 1.1 | 33.98
1991-01-20 | 21:00 | 7.8 | 46.04 | SUNDAY | #N/A | 1976-01-20 | 21:00 | -2.2 | 28.04 |  |  | 2003-01-20 | 21:00 | -8 | 17.6 |  |  | 1999-01-20 | 21:00 | 3.3 | 37.94 | [5 empty] | -5.6 | 21.92 |  |  |  | -8 | 17.6 |  |  |  |  | -1.7 | 28.94 |  |  |  |  | -13.3 | 8.06 | [5 empty] | -4.8 | 23.36 |  |  |  | -2.8 | 26.96 |  |  |  |  | -5.8 | 21.56 |  |  |  |  | 0.6 | 33.08
1991-01-20 | 22:00 | 7.8 | 46.04 | SUNDAY | #N/A | 1976-01-20 | 22:00 | -2.2 | 28.04 |  |  | 2003-01-20 | 22:00 | -8 | 17.6 |  |  | 1999-01-20 | 22:00 | 3.9 | 39.02 | [5 empty] | -5 | 23 |  |  |  | -8 | 17.6 |  |  |  |  | -1.7 | 28.94 |  |  |  |  | -13.3 | 8.06 | [5 empty] | -5 | 23 |  |  |  | -2.8 | 26.96 |  |  |  |  | -5.6 | 21.92 |  |  |  |  | 0.6 | 33.08
1991-01-20 | 23:00 | 7.2 | 44.96 | SUNDAY | #N/A | 1976-01-20 | 23:00 | -2.8 | 26.96 |  |  | 2003-01-20 | 23:00 | -9 | 15.8 |  |  | 1999-01-20 | 23:00 | 2.8 | 37.04 | [5 empty] | -4.4 | 24.08 |  |  |  | -9 | 15.8 |  |  |  |  | -2.2 | 28.04 |  |  |  |  | -13.3 | 8.06 | [5 empty] | -4.8 | 23.36 |  |  |  | -3.3 | 26.06 |  |  |  |  | -5.2 | 22.64 |  |  |  |  | 0.6 | 33.08
1991-01-20 | 24:00 | 6.7 | 44.06 | SUNDAY | #N/A | 1976-01-20 | 24:00 | -2.8 | 26.96 |  |  | 2003-01-20 | 24:00 | -9 | 15.8 |  |  | 1999-01-20 | 24:00 | 1.7 | 35.06 | [5 empty] | -4.4 | 24.08 |  |  |  | -11 | 12.2 |  |  |  |  | -2.2 | 28.04 |  |  |  |  | -13.9 | 6.98 | [5 empty] | -4.6 | 23.72 |  |  |  | -3.3 | 26.06 |  |  |  |  | -4.8 | 23.36 |  |  |  |  | 0.6 | 33.08
1991-01-21 | 1:00 | 5.6 | 42.08 | WEEKDAY | #N/A | 1976-01-21 | 1:00 | -2.8 | 26.96 |  |  | 2003-01-21 | 1:00 | -9 | 15.8 |  |  | 1999-01-21 | 1:00 | 1.1 | 33.98 | [5 empty] | -5 | 23 |  |  |  | -11 | 12.2 |  |  |  |  | -2.2 | 28.04 |  |  |  |  | -13.9 | 6.98 | [5 empty] | -4.4 | 24.08 |  |  |  | -2.8 | 26.96 |  |  |  |  | -4.4 | 24.08 |  |  |  |  | 0 | 32
1991-01-21 | 2:00 | 4.4 | 39.92 | WEEKDAY | #N/A | 1976-01-21 | 2:00 | -2.8 | 26.96 |  |  | 2003-01-21 | 2:00 | -9 | 15.8 |  |  | 1999-01-21 | 2:00 | 1.1 | 33.98 | [5 empty] | -4.4 | 24.08 |  |  |  | -12 | 10.4 |  |  |  |  | -1.7 | 28.94 |  |  |  |  | -13.3 | 8.06 | [5 empty] | -4.2 | 24.44 |  |  |  | -2.2 | 28.04 |  |  |  |  | -4 | 24.8 |  |  |  |  | 0 | 32
1991-01-21 | 3:00 | 3.9 | 39.02 | WEEKDAY | #N/A | 1976-01-21 | 3:00 | -3.9 | 24.98 |  |  | 2003-01-21 | 3:00 | -10 | 14 |  |  | 1999-01-21 | 3:00 | 0 | 32 | [5 empty] | -5 | 23 |  |  |  | -13 | 8.6 |  |  |  |  | -1.7 | 28.94 |  |  |  |  | -15 | 5 | [5 empty] | -4.1 | 24.62 |  |  |  | -1.7 | 28.94 |  |  |  |  | -3.7 | 25.34 |  |  |  |  | 0 | 32
1991-01-21 | 4:00 | 2.8 | 37.04 | WEEKDAY | #N/A | 1976-01-21 | 4:00 | -3.3 | 26.06 |  |  | 2003-01-21 | 4:00 | -11 | 12.2 |  |  | 1999-01-21 | 4:00 | -0.6 | 30.92 | [5 empty] | -5.6 | 21.92 |  |  |  | -14 | 6.8 |  |  |  |  | -1.7 | 28.94 |  |  |  |  | -15.6 | 3.92 | [5 empty] | -3.9 | 24.98 |  |  |  | -2.2 | 28.04 |  |  |  |  | -3.3 | 26.06 |  |  |  |  | -0.6 | 30.92
1991-01-21 | 5:00 | 2.2 | 35.96 | WEEKDAY | #N/A | 1976-01-21 | 5:00 | -3.3 | 26.06 |  |  | 2003-01-21 | 5:00 | -11 | 12.2 |  |  | 1999-01-21 | 5:00 | 0 | 32 | [5 empty] | -7.2 | 19.04 |  |  |  | -15 | 5 |  |  |  |  | -1.7 | 28.94 |  |  |  |  | -16.1 | 3.02 | [5 empty] | -3.7 | 25.34 |  |  |  | -2.2 | 28.04 |  |  |  |  | -3.5 | 25.7 |  |  |  |  | -1.1 | 30.02
1991-01-21 | 6:00 | 1.7 | 35.06 | WEEKDAY | #N/A | 1976-01-21 | 6:00 | -2.8 | 26.96 |  |  | 2003-01-21 | 6:00 | -11 | 12.2 |  |  | 1999-01-21 | 6:00 | -0.6 | 30.92 | [5 empty] | -7.8 | 17.96 |  |  |  | -16 | 3.2 |  |  |  |  | -1.1 | 30.02 |  |  |  |  | -16.7 | 1.94 | [5 empty] | -3.5 | 25.7 |  |  |  | -2.8 | 26.96 |  |  |  |  | -3.7 | 25.34 |  |  |  |  | -1.1 | 30.02
1991-01-21 | 7:00 | 1.7 | 35.06 | WEEKDAY | #N/A | 1976-01-21 | 7:00 | -1.7 | 28.94 |  |  | 2003-01-21 | 7:00 | -11 | 12.2 |  |  | 1999-01-21 | 7:00 | 0 | 32 | [5 empty] | -8.3 | 17.06 |  |  |  | -17 | 1.4 |  |  |  |  | -1.7 | 28.94 |  |  |  |  | -17.2 | 1.04 | [5 empty] | -3.3 | 26.06 |  |  |  | -3.3 | 26.06 |  |  |  |  | -3.9 | 24.98 |  |  |  |  | -1.7 | 28.94
1991-01-21 | 8:00 | 2.2 | 35.96 | WEEKDAY | #N/A | 1976-01-21 | 8:00 | -1.7 | 28.94 |  |  | 2003-01-21 | 8:00 | -11 | 12.2 |  |  | 1999-01-21 | 8:00 | 0.6 | 33.08 | [5 empty] | -8.3 | 17.06 |  |  |  | -17 | 1.4 |  |  |  |  | -1.1 | 30.02 |  |  |  |  | -18.3 | -0.94 | [5 empty] | -2.9 | 26.78 |  |  |  | -3.3 | 26.06 |  |  |  |  | -3.9 | 24.98 |  |  |  |  | -1.7 | 28.94
1991-01-21 | 9:00 | -1.1 | 30.02 | WEEKDAY | #N/A | 1976-01-21 | 9:00 | -1.7 | 28.94 |  |  | 2003-01-21 | 9:00 | -9 | 15.8 |  |  | 1999-01-21 | 9:00 | 1.7 | 35.06 | [5 empty] | -8.3 | 17.06 |  |  |  | -16 | 3.2 |  |  |  |  | -1.1 | 30.02 |  |  |  |  | -18.3 | -0.94 | [5 empty] | -2.6 | 27.32 |  |  |  | -2.2 | 28.04 |  |  |  |  | -3.9 | 24.98 |  |  |  |  | -1.7 | 28.94
1991-01-21 | 10:00 | -2.8 | 26.96 | WEEKDAY | #N/A | 1976-01-21 | 10:00 | -0.6 | 30.92 |  |  | 2003-01-21 | 10:00 | -8 | 17.6 |  |  | 1999-01-21 | 10:00 | 3.3 | 37.94 | [5 empty] | -8.3 | 17.06 |  |  |  | -14 | 6.8 |  |  |  |  | -1.1 | 30.02 |  |  |  |  | -17.2 | 1.04 | [5 empty] | -2.2 | 28.04 |  |  |  | -1.1 | 30.02 |  |  |  |  | -3.9 | 24.98 |  |  |  |  | -2.2 | 28.04
1991-01-21 | 11:00 | -3.9 | 24.98 | WEEKDAY | #N/A | 1976-01-21 | 11:00 | 0.6 | 33.08 |  |  | 2003-01-21 | 11:00 | -8 | 17.6 |  |  | 1999-01-21 | 11:00 | 6.1 | 42.98 | [5 empty] | -8.3 | 17.06 |  |  |  | -13 | 8.6 |  |  |  |  | -0.6 | 30.92 |  |  |  |  | -16.7 | 1.94 | [5 empty] | -1.8 | 28.76 |  |  |  | -0.6 | 30.92 |  |  |  |  | -3.3 | 26.06 |  |  |  |  | -2.8 | 26.96
1991-01-21 | 12:00 | -3.9 | 24.98 | WEEKDAY | #N/A | 1976-01-21 | 12:00 | 1.1 | 33.98 |  |  | 2003-01-21 | 12:00 | -7 | 19.4 |  |  | 1999-01-21 | 12:00 | 8.3 | 46.94 | [5 empty] | -8.3 | 17.06 |  |  |  | -13 | 8.6 |  |  |  |  | 0 | 32 |  |  |  |  | -15.6 | 3.92 | [5 empty] | -1.5 | 29.3 |  |  |  | -0.6 | 30.92 |  |  |  |  | -2.8 | 26.96 |  |  |  |  | -2.8 | 26.96
1991-01-21 | 13:00 | -4.4 | 24.08 | WEEKDAY | #N/A | 1976-01-21 | 13:00 | 1.1 | 33.98 |  |  | 2003-01-21 | 13:00 | -6 | 21.2 |  |  | 1999-01-21 | 13:00 | 8.3 | 46.94 | [5 empty] | -7.8 | 17.96 |  |  |  | -12 | 10.4 |  |  |  |  | 0.6 | 33.08 |  |  |  |  | -15 | 5 | [5 empty] | -1.1 | 30.02 |  |  |  | -0.6 | 30.92 |  |  |  |  | -2.2 | 28.04 |  |  |  |  | -3.3 | 26.06
1991-01-21 | 14:00 | -3.3 | 26.06 | WEEKDAY | #N/A | 1976-01-21 | 14:00 | 1.1 | 33.98 |  |  | 2003-01-21 | 14:00 | -6 | 21.2 |  |  | 1999-01-21 | 14:00 | 8.3 | 46.94 | [5 empty] | -7.8 | 17.96 |  |  |  | -11 | 12.2 |  |  |  |  | 2.2 | 35.96 |  |  |  |  | -13.3 | 8.06 | [5 empty] | -1.3 | 29.66 |  |  |  | -0.6 | 30.92 |  |  |  |  | -2.2 | 28.04 |  |  |  |  | -2.8 | 26.96
1991-01-21 | 15:00 | -3.9 | 24.98 | WEEKDAY | #N/A | 1976-01-21 | 15:00 | 0.6 | 33.08 |  |  | 2003-01-21 | 15:00 | -6 | 21.2 |  |  | 1999-01-21 | 15:00 | 8.3 | 46.94 | [5 empty] | -8.3 | 17.06 |  |  |  | -11 | 12.2 |  |  |  |  | 2.8 | 37.04 |  |  |  |  | -13.3 | 8.06 | [5 empty] | -1.5 | 29.3 |  |  |  | -1.1 | 30.02 |  |  |  |  | -2.2 | 28.04 |  |  |  |  | -2.2 | 28.04
1991-01-21 | 16:00 | -3.9 | 24.98 | WEEKDAY | #N/A | 1976-01-21 | 16:00 | 0.6 | 33.08 |  |  | 2003-01-21 | 16:00 | -7 | 19.4 |  |  | 1999-01-21 | 16:00 | 7.8 | 46.04 | [5 empty] | -8.9 | 15.98 |  |  |  | -12 | 10.4 |  |  |  |  | 2.8 | 37.04 |  |  |  |  | -13.3 | 8.06 | [5 empty] | -1.7 | 28.94 |  |  |  | -1.1 | 30.02 |  |  |  |  | -2.2 | 28.04 |  |  |  |  | -2.2 | 28.04
1991-01-21 | 17:00 | -3.9 | 24.98 | WEEKDAY | #N/A | 1976-01-21 | 17:00 | 0.6 | 33.08 |  |  | 2003-01-21 | 17:00 | -7 | 19.4 |  |  | 1999-01-21 | 17:00 | 7.8 | 46.04 | [5 empty] | -10 | 14 |  |  |  | -13 | 8.6 |  |  |  |  | 2.2 | 35.96 |  |  |  |  | -13.3 | 8.06 | [5 empty] | -1.7 | 28.94 |  |  |  | -1.7 | 28.94 |  |  |  |  | -2.2 | 28.04 |  |  |  |  | -2.2 | 28.04
1991-01-21 | 18:00 | -4.4 | 24.08 | WEEKDAY | #N/A | 1976-01-21 | 18:00 | 0.6 | 33.08 |  |  | 2003-01-21 | 18:00 | -8 | 17.6 |  |  | 1999-01-21 | 18:00 | 7.2 | 44.96 | [5 empty] | -10.6 | 12.92 |  |  |  | -14 | 6.8 |  |  |  |  | 1.1 | 33.98 |  |  |  |  | -13.3 | 8.06 | [5 empty] | -1.7 | 28.94 |  |  |  | -1.1 | 30.02 |  |  |  |  | -2.2 | 28.04 |  |  |  |  | -2.2 | 28.04
1991-01-21 | 19:00 | -5 | 23 | WEEKDAY | #N/A | 1976-01-21 | 19:00 | 0.6 | 33.08 |  |  | 2003-01-21 | 19:00 | -8 | 17.6 |  |  | 1999-01-21 | 19:00 | 7.2 | 44.96 | [5 empty] | -11.7 | 10.94 |  |  |  | -14 | 6.8 |  |  |  |  | 0 | 32 |  |  |  |  | -13.3 | 8.06 | [5 empty] | -1.7 | 28.94 |  |  |  | -1.1 | 30.02 |  |  |  |  | -2.2 | 28.04 |  |  |  |  | -1.7 | 28.94
1991-01-21 | 20:00 | -5.6 | 21.92 | WEEKDAY | #N/A | 1976-01-21 | 20:00 | 0.6 | 33.08 |  |  | 2003-01-21 | 20:00 | -8 | 17.6 |  |  | 1999-01-21 | 20:00 | 7.2 | 44.96 | [5 empty] | -11.7 | 10.94 |  |  |  | -16 | 3.2 |  |  |  |  | -0.6 | 30.92 |  |  |  |  | -13.3 | 8.06 | [5 empty] | -1.9 | 28.58 |  |  |  | -1.7 | 28.94 |  |  |  |  | -2.9 | 26.78 |  |  |  |  | -1.7 | 28.94
1991-01-21 | 21:00 | -7.2 | 19.04 | WEEKDAY | #N/A | 1976-01-21 | 21:00 | 0 | 32 |  |  | 2003-01-21 | 21:00 | -8 | 17.6 |  |  | 1999-01-21 | 21:00 | 6.7 | 44.06 | [5 empty] | -12.2 | 10.04 |  |  |  | -16 | 3.2 |  |  |  |  | -1.7 | 28.94 |  |  |  |  | -13.3 | 8.06 | [5 empty] | -2 | 28.4 |  |  |  | -1.7 | 28.94 |  |  |  |  | -3.7 | 25.34 |  |  |  |  | -2.2 | 28.04
1991-01-21 | 22:00 | -7.8 | 17.96 | WEEKDAY | #N/A | 1976-01-21 | 22:00 | 0 | 32 |  |  | 2003-01-21 | 22:00 | -9 | 15.8 |  |  | 1999-01-21 | 22:00 | 6.1 | 42.98 | [5 empty] | -12.8 | 8.96 |  |  |  | -17 | 1.4 |  |  |  |  | -1.7 | 28.94 |  |  |  |  | -12.8 | 8.96 | [5 empty] | -2.2 | 28.04 |  |  |  | -1.7 | 28.94 |  |  |  |  | -4.4 | 24.08 |  |  |  |  | -2.2 | 28.04
1991-01-21 | 23:00 | -8.3 | 17.06 | WEEKDAY | #N/A | 1976-01-21 | 23:00 | -0.6 | 30.92 |  |  | 2003-01-21 | 23:00 | -11 | 12.2 |  |  | 1999-01-21 | 23:00 | 6.1 | 42.98 | [5 empty] | -12.8 | 8.96 |  |  |  | -17 | 1.4 |  |  |  |  | -1.7 | 28.94 |  |  |  |  | -12.8 | 8.96 | [5 empty] | -2.6 | 27.32 |  |  |  | -0.6 | 30.92 |  |  |  |  | -4.4 | 24.08 |  |  |  |  | -2.2 | 28.04
1991-01-21 | 24:00 | -8.9 | 15.98 | WEEKDAY | #N/A | 1976-01-21 | 24:00 | -0.6 | 30.92 |  |  | 2003-01-21 | 24:00 | -11 | 12.2 |  |  | 1999-01-21 | 24:00 | 5.6 | 42.08 | [5 empty] | -12.8 | 8.96 |  |  |  | -18 | -0.4 |  |  |  |  | -1.7 | 28.94 |  |  |  |  | -12.2 | 10.04 | [5 empty] | -2.9 | 26.78 |  |  |  | -1.7 | 28.94 |  |  |  |  | -4.4 | 24.08 |  |  |  |  | -2.2 | 28.04
1991-01-22 | 1:00 | -9.4 | 15.08 | WEEKDAY | #N/A | 1976-01-22 | 1:00 | -1.7 | 28.94 |  |  | 2003-01-22 | 1:00 | -12 | 10.4 |  |  | 1999-01-22 | 1:00 | 5.6 | 42.08 | [5 empty] | -13.3 | 8.06 |  |  |  | -18.1 | -0.58 |  |  |  |  | -0.6 | 30.92 |  |  |  |  | -12.2 | 10.04 | [5 empty] | -3.3 | 26.06 |  |  |  | -1.7 | 28.94 |  |  |  |  | -4.4 | 24.08 |  |  |  |  | -2.2 | 28.04
1991-01-22 | 2:00 | -10.6 | 12.92 | WEEKDAY | #N/A | 1976-01-22 | 2:00 | -2.2 | 28.04 |  |  | 2003-01-22 | 2:00 | -12 | 10.4 |  |  | 1999-01-22 | 2:00 | 5.6 | 42.08 | [5 empty] | -12.8 | 8.96 |  |  |  | -18 | -0.4 |  |  |  |  | -0.6 | 30.92 |  |  |  |  | -12.2 | 10.04 | [5 empty] | -2.6 | 27.32 |  |  |  | -0.6 | 30.92 |  |  |  |  | -3.7 | 25.34 |  |  |  |  | -2.8 | 26.96
1991-01-22 | 3:00 | -10.6 | 12.92 | WEEKDAY | #N/A | 1976-01-22 | 3:00 | -2.2 | 28.04 |  |  | 2003-01-22 | 3:00 | -12 | 10.4 |  |  | 1999-01-22 | 3:00 | 5 | 41 | [5 empty] | -12.8 | 8.96 |  |  |  | -19 | -2.2 |  |  |  |  | -0.6 | 30.92 |  |  |  |  | -12.2 | 10.04 | [5 empty] | -1.8 | 28.76 |  |  |  | -0.6 | 30.92 |  |  |  |  | -2.9 | 26.78 |  |  |  |  | -3.3 | 26.06
1991-01-22 | 4:00 | -10.6 | 12.92 | WEEKDAY | #N/A | 1976-01-22 | 4:00 | -2.8 | 26.96 |  |  | 2003-01-22 | 4:00 | -12 | 10.4 |  |  | 1999-01-22 | 4:00 | 4.4 | 39.92 | [5 empty] | -12.8 | 8.96 |  |  |  | -19 | -2.2 |  |  |  |  | 0.6 | 33.08 |  |  |  |  | -12.2 | 10.04 | [5 empty] | -1.1 | 30.02 |  |  |  | 0 | 32 |  |  |  |  | -2.2 | 28.04 |  |  |  |  | -3.3 | 26.06
1991-01-22 | 5:00 | -11.7 | 10.94 | WEEKDAY | #N/A | 1976-01-22 | 5:00 | -2.8 | 26.96 |  |  | 2003-01-22 | 5:00 | -13 | 8.6 |  |  | 1999-01-22 | 5:00 | 4.4 | 39.92 | [5 empty] | -13.3 | 8.06 |  |  |  | -19 | -2.2 |  |  |  |  | 1.1 | 33.98 |  |  |  |  | -13.9 | 6.98 | [5 empty] | -1.1 | 30.02 |  |  |  | -0.6 | 30.92 |  |  |  |  | -1.8 | 28.76 |  |  |  |  | -3.3 | 26.06
1991-01-22 | 6:00 | -11.7 | 10.94 | WEEKDAY | #N/A | 1976-01-22 | 6:00 | -3.3 | 26.06 |  |  | 2003-01-22 | 6:00 | -13 | 8.6 |  |  | 1999-01-22 | 6:00 | 4.4 | 39.92 | [5 empty] | -13.3 | 8.06 |  |  |  | -19 | -2.2 |  |  |  |  | 1.7 | 35.06 |  |  |  |  | -13.3 | 8.06 | [5 empty] | -1.1 | 30.02 |  |  |  | -0.6 | 30.92 |  |  |  |  | -1.5 | 29.3 |  |  |  |  | -3.9 | 24.98
1991-01-22 | 7:00 | -12.2 | 10.04 | WEEKDAY | #N/A | 1976-01-22 | 7:00 | -3.3 | 26.06 |  |  | 2003-01-22 | 7:00 | -13 | 8.6 |  |  | 1999-01-22 | 7:00 | 4.4 | 39.92 | [5 empty] | -13.3 | 8.06 |  |  |  | -19 | -2.2 |  |  |  |  | 1.7 | 35.06 |  |  |  |  | -13.9 | 6.98 | [5 empty] | -1.1 | 30.02 |  |  |  | -0.6 | 30.92 |  |  |  |  | -1.1 | 30.02 |  |  |  |  | -2.8 | 26.96
1991-01-22 | 8:00 | -12.2 | 10.04 | WEEKDAY | #N/A | 1976-01-22 | 8:00 | -3.9 | 24.98 |  |  | 2003-01-22 | 8:00 | -13 | 8.6 |  |  | 1999-01-22 | 8:00 | 5 | 41 | [5 empty] | -13.3 | 8.06 |  |  |  | -19 | -2.2 |  |  |  |  | 2.2 | 35.96 |  |  |  |  | -13.9 | 6.98 | [5 empty] | -1.1 | 30.02 |  |  |  | -0.6 | 30.92 |  |  |  |  | -1.1 | 30.02 |  |  |  |  | -1.7 | 28.94
1991-01-22 | 9:00 | -11.7 | 10.94 | WEEKDAY | #N/A | 1976-01-22 | 9:00 | -4.4 | 24.08 |  |  | 2003-01-22 | 9:00 | -12 | 10.4 |  |  | 1999-01-22 | 9:00 | 5 | 41 | [5 empty] | -12.2 | 10.04 |  |  |  | -18 | -0.4 |  |  |  |  | 3.9 | 39.02 |  |  |  |  | -8.9 | 15.98 | [5 empty] | -1.1 | 30.02 |  |  |  | 0 | 32 |  |  |  |  | -1.1 | 30.02 |  |  |  |  | -1.1 | 30.02
1991-01-22 | 10:00 | -11.1 | 12.02 | WEEKDAY | #N/A | 1976-01-22 | 10:00 | -4.4 | 24.08 |  |  | 2003-01-22 | 10:00 | -9 | 15.8 |  |  | 1999-01-22 | 10:00 | 5.6 | 42.08 | [5 empty] | -11.7 | 10.94 |  |  |  | -18 | -0.4 |  |  |  |  | 5 | 41 |  |  |  |  | -5.6 | 21.92 | [5 empty] | -1.1 | 30.02 |  |  |  | 0 | 32 |  |  |  |  | -1.1 | 30.02 |  |  |  |  | 0 | 32
1991-01-22 | 11:00 | -10.6 | 12.92 | WEEKDAY | #N/A | 1976-01-22 | 11:00 | -4.4 | 24.08 |  |  | 2003-01-22 | 11:00 | -9 | 15.8 |  |  | 1999-01-22 | 11:00 | 5.6 | 42.08 | [5 empty] | -10.6 | 12.92 |  |  |  | -17 | 1.4 |  |  |  |  | 6.1 | 42.98 |  |  |  |  | -3.9 | 24.98 | [5 empty] | -0.9 | 30.38 |  |  |  | 1.1 | 33.98 |  |  |  |  | -0.4 | 31.28 |  |  |  |  | 2.2 | 35.96
1991-01-22 | 12:00 | -9.4 | 15.08 | WEEKDAY | #N/A | 1976-01-22 | 12:00 | -5 | 23 |  |  | 2003-01-22 | 12:00 | -8 | 17.6 |  |  | 1999-01-22 | 12:00 | 6.1 | 42.98 | [5 empty] | -10 | 14 |  |  |  | -15 | 5 |  |  |  |  | 7.2 | 44.96 |  |  |  |  | -2.8 | 26.96 | [5 empty] | -0.8 | 30.56 |  |  |  | 1.7 | 35.06 |  |  |  |  | 0.4 | 32.72 |  |  |  |  | 5 | 41
1991-01-22 | 13:00 | -8.9 | 15.98 | WEEKDAY | #N/A | 1976-01-22 | 13:00 | -6.1 | 21.02 |  |  | 2003-01-22 | 13:00 | -8 | 17.6 |  |  | 1999-01-22 | 13:00 | 5.6 | 42.08 | [5 empty] | -8.9 | 15.98 |  |  |  | -14 | 6.8 |  |  |  |  | 8.9 | 48.02 |  |  |  |  | -1.7 | 28.94 | [5 empty] | -0.6 | 30.92 |  |  |  | 1.7 | 35.06 |  |  |  |  | 1.1 | 33.98 |  |  |  |  | 5 | 41
1991-01-22 | 14:00 | -7.8 | 17.96 | WEEKDAY | #N/A | 1976-01-22 | 14:00 | -5.6 | 21.92 |  |  | 2003-01-22 | 14:00 | -8 | 17.6 |  |  | 1999-01-22 | 14:00 | 6.1 | 42.98 | [5 empty] | -7.8 | 17.96 |  |  |  | -15 | 5 |  |  |  |  | 8.9 | 48.02 |  |  |  |  | -0.6 | 30.92 | [5 empty] | 0.3 | 32.54 |  |  |  | 0.6 | 33.08 |  |  |  |  | 1.1 | 33.98 |  |  |  |  | 3.9 | 39.02
1991-01-22 | 15:00 | -7.2 | 19.04 | WEEKDAY | #N/A | 1976-01-22 | 15:00 | -5.6 | 21.92 |  |  | 2003-01-22 | 15:00 | -8 | 17.6 |  |  | 1999-01-22 | 15:00 | 6.1 | 42.98 | [5 empty] | -7.2 | 19.04 |  |  |  | -16 | 3.2 |  |  |  |  | 8.3 | 46.94 |  |  |  |  | -2.2 | 28.04 | [5 empty] | 1.3 | 34.34 |  |  |  | 0.6 | 33.08 |  |  |  |  | 1.1 | 33.98 |  |  |  |  | 3.9 | 39.02
1991-01-22 | 16:00 | -6.7 | 19.94 | WEEKDAY | #N/A | 1976-01-22 | 16:00 | -6.1 | 21.02 |  |  | 2003-01-22 | 16:00 | -8 | 17.6 |  |  | 1999-01-22 | 16:00 | 6.7 | 44.06 | [5 empty] | -7.2 | 19.04 |  |  |  | -16 | 3.2 |  |  |  |  | 3.9 | 39.02 |  |  |  |  | -2.2 | 28.04 | [5 empty] | 2.2 | 35.96 |  |  |  | 0.6 | 33.08 |  |  |  |  | 1.1 | 33.98 |  |  |  |  | 3.3 | 37.94
1991-01-22 | 17:00 | -6.7 | 19.94 | WEEKDAY | #N/A | 1976-01-22 | 17:00 | -6.7 | 19.94 |  |  | 2003-01-22 | 17:00 | -9 | 15.8 |  |  | 1999-01-22 | 17:00 | 6.1 | 42.98 | [5 empty] | -7.8 | 17.96 |  |  |  | -16 | 3.2 |  |  |  |  | 3.9 | 39.02 |  |  |  |  | -2.8 | 26.96 | [5 empty] | 2.2 | 35.96 |  |  |  | 0.6 | 33.08 |  |  |  |  | 0.9 | 33.62 |  |  |  |  | 3.3 | 37.94
1991-01-22 | 18:00 | -6.7 | 19.94 | WEEKDAY | #N/A | 1976-01-22 | 18:00 | -7.8 | 17.96 |  |  | 2003-01-22 | 18:00 | -10 | 14 |  |  | 1999-01-22 | 18:00 | 6.1 | 42.98 | [5 empty] | -8.9 | 15.98 |  |  |  | -15 | 5 |  |  |  |  | 2.8 | 37.04 |  |  |  |  | -3.3 | 26.06 | [5 empty] | 2.2 | 35.96 |  |  |  | 0.6 | 33.08 |  |  |  |  | 0.8 | 33.44 |  |  |  |  | 2.8 | 37.04
1991-01-22 | 19:00 | -7.2 | 19.04 | WEEKDAY | #N/A | 1976-01-22 | 19:00 | -9.4 | 15.08 |  |  | 2003-01-22 | 19:00 | -11 | 12.2 |  |  | 1999-01-22 | 19:00 | 6.1 | 42.98 | [5 empty] | -9.4 | 15.08 |  |  |  | -14 | 6.8 |  |  |  |  | 2.2 | 35.96 |  |  |  |  | -3.3 | 26.06 | [5 empty] | 2.2 | 35.96 |  |  |  | 0.6 | 33.08 |  |  |  |  | 0.6 | 33.08 |  |  |  |  | 0 | 32
1991-01-22 | 20:00 | -7.8 | 17.96 | WEEKDAY | #N/A | 1976-01-22 | 20:00 | -10.6 | 12.92 |  |  | 2003-01-22 | 20:00 | -12 | 10.4 |  |  | 1999-01-22 | 20:00 | 6.1 | 42.98 | [5 empty] | -8.3 | 17.06 |  |  |  | -14 | 6.8 |  |  |  |  | 0.6 | 33.08 |  |  |  |  | -3.9 | 24.98 | [5 empty] | 1.8 | 35.24 |  |  |  | 0.6 | 33.08 |  |  |  |  | 0.4 | 32.72 |  |  |  |  | -2.2 | 28.04
1991-01-22 | 21:00 | -7.8 | 17.96 | WEEKDAY | #N/A | 1976-01-22 | 21:00 | -11.1 | 12.02 |  |  | 2003-01-22 | 21:00 | -13 | 8.6 |  |  | 1999-01-22 | 21:00 | 6.1 | 42.98 | [5 empty] | -8.3 | 17.06 |  |  |  | -14 | 6.8 |  |  |  |  | -0.6 | 30.92 |  |  |  |  | -3.9 | 24.98 | [5 empty] | 1.5 | 34.7 |  |  |  | 1.1 | 33.98 |  |  |  |  | 0.2 | 32.36 |  |  |  |  | -3.3 | 26.06
1991-01-22 | 22:00 | -8.3 | 17.06 | WEEKDAY | #N/A | 1976-01-22 | 22:00 | -12.2 | 10.04 |  |  | 2003-01-22 | 22:00 | -13 | 8.6 |  |  | 1999-01-22 | 22:00 | 6.1 | 42.98 | [5 empty] | -8.9 | 15.98 |  |  |  | -13 | 8.6 |  |  |  |  | -1.1 | 30.02 |  |  |  |  | -3.9 | 24.98 | [5 empty] | 1.1 | 33.98 |  |  |  | 1.1 | 33.98 |  |  |  |  | 0 | 32 |  |  |  |  | -5.6 | 21.92
1991-01-22 | 23:00 | -8.3 | 17.06 | WEEKDAY | #N/A | 1976-01-22 | 23:00 | -12.8 | 8.96 |  |  | 2003-01-22 | 23:00 | -14 | 6.8 |  |  | 1999-01-22 | 23:00 | 6.1 | 42.98 | [5 empty] | -8.3 | 17.06 |  |  |  | -12 | 10.4 |  |  |  |  | -2.2 | 28.04 |  |  |  |  | -3.9 | 24.98 | [5 empty] | 1.3 | 34.34 |  |  |  | 0.6 | 33.08 |  |  |  |  | 0 | 32 |  |  |  |  | -6.7 | 19.94
1991-01-22 | 24:00 | -8.3 | 17.06 | WEEKDAY | #N/A | 1976-01-22 | 24:00 | -13.3 | 8.06 |  |  | 2003-01-22 | 24:00 | -14 | 6.8 |  |  | 1999-01-22 | 24:00 | 6.1 | 42.98 | [5 empty] | -8.9 | 15.98 |  |  |  | -12 | 10.4 |  |  |  |  | -2.2 | 28.04 |  |  |  |  | -3.9 | 24.98 | [5 empty] | 1.5 | 34.7 |  |  |  | 0.6 | 33.08 |  |  |  |  | 0 | 32 |  |  |  |  | -7.8 | 17.96
1991-01-23 | 1:00 | -8.3 | 17.06 | WEEKDAY | #N/A | 1976-01-23 | 1:00 | -13.9 | 6.98 |  |  | 2003-01-23 | 1:00 | -14 | 6.8 |  |  | 1999-01-23 | 1:00 | 6.1 | 42.98 | [5 empty] | -10 | 14 |  |  |  | -12 | 10.4 |  |  |  |  | -2.8 | 26.96 |  |  |  |  | -3.9 | 24.98 | [5 empty] | 1.7 | 35.06 |  |  |  | 0 | 32 |  |  |  |  | 0 | 32 |  |  |  |  | -9.4 | 15.08
1991-01-23 | 2:00 | -8.3 | 17.06 | WEEKDAY | #N/A | 1976-01-23 | 2:00 | -14.4 | 6.08 |  |  | 2003-01-23 | 2:00 | -14 | 6.8 |  |  | 1999-01-23 | 2:00 | 6.7 | 44.06 | [5 empty] | -9.4 | 15.08 |  |  |  | -12 | 10.4 |  |  |  |  | -3.3 | 26.06 |  |  |  |  | -2.8 | 26.96 | [5 empty] | 1.7 | 35.06 |  |  |  | -0.6 | 30.92 |  |  |  |  | -0.2 | 31.64 |  |  |  |  | -10.6 | 12.92
1991-01-23 | 3:00 | -8.3 | 17.06 | WEEKDAY | #N/A | 1976-01-23 | 3:00 | -14.4 | 6.08 |  |  | 2003-01-23 | 3:00 | -14 | 6.8 |  |  | 1999-01-23 | 3:00 | 6.1 | 42.98 | [5 empty] | -11.7 | 10.94 |  |  |  | -11 | 12.2 |  |  |  |  | -3.9 | 24.98 |  |  |  |  | -2.2 | 28.04 | [5 empty] | 1.7 | 35.06 |  |  |  | -0.6 | 30.92 |  |  |  |  | -0.4 | 31.28 |  |  |  |  | -11.1 | 12.02
1991-01-23 | 4:00 | -8.3 | 17.06 | WEEKDAY | #N/A | 1976-01-23 | 4:00 | -15 | 5 |  |  | 2003-01-23 | 4:00 | -14 | 6.8 |  |  | 1999-01-23 | 4:00 | 6.1 | 42.98 | [5 empty] | -13.3 | 8.06 |  |  |  | -11 | 12.2 |  |  |  |  | -4.4 | 24.08 |  |  |  |  | -2.2 | 28.04 | [5 empty] | 1.7 | 35.06 |  |  |  | -1.7 | 28.94 |  |  |  |  | -0.6 | 30.92 |  |  |  |  | -12.2 | 10.04
1991-01-23 | 5:00 | -8.3 | 17.06 | WEEKDAY | #N/A | 1976-01-23 | 5:00 | -15 | 5 |  |  | 2003-01-23 | 5:00 | -14 | 6.8 |  |  | 1999-01-23 | 5:00 | 5.6 | 42.08 | [5 empty] | -11.7 | 10.94 |  |  |  | -11 | 12.2 |  |  |  |  | -5 | 23 |  |  |  |  | -2.8 | 26.96 | [5 empty] | 1.3 | 34.34 |  |  |  | -3.3 | 26.06 |  |  |  |  | -1.5 | 29.3 |  |  |  |  | -12.8 | 8.96
1991-01-23 | 6:00 | -7.8 | 17.96 | WEEKDAY | #N/A | 1976-01-23 | 6:00 | -15.6 | 3.92 |  |  | 2003-01-23 | 6:00 | -14 | 6.8 |  |  | 1999-01-23 | 6:00 | 5.6 | 42.08 | [5 empty] | -11.7 | 10.94 |  |  |  | -11 | 12.2 |  |  |  |  | -5 | 23 |  |  |  |  | -3.3 | 26.06 | [5 empty] | 1 | 33.8 |  |  |  | -3.9 | 24.98 |  |  |  |  | -2.4 | 27.68 |  |  |  |  | -13.9 | 6.98
1991-01-23 | 7:00 | -6.7 | 19.94 | WEEKDAY | #N/A | 1976-01-23 | 7:00 | -15.6 | 3.92 |  |  | 2003-01-23 | 7:00 | -14 | 6.8 |  |  | 1999-01-23 | 7:00 | 5.6 | 42.08 | [5 empty] | -11.7 | 10.94 |  |  |  | -11 | 12.2 |  |  |  |  | -6.7 | 19.94 |  |  |  |  | -3.3 | 26.06 | [5 empty] | 0.6 | 33.08 |  |  |  | -5 | 23 |  |  |  |  | -3.3 | 26.06 |  |  |  |  | -14.4 | 6.08
1991-01-23 | 8:00 | -6.1 | 21.02 | WEEKDAY | #N/A | 1976-01-23 | 8:00 | -15.6 | 3.92 |  |  | 2003-01-23 | 8:00 | -14 | 6.8 |  |  | 1999-01-23 | 8:00 | 5.6 | 42.08 | [5 empty] | -10 | 14 |  |  |  | -11 | 12.2 |  |  |  |  | -7.2 | 19.04 |  |  |  |  | -3.3 | 26.06 | [5 empty] | -0.3 | 31.46 |  |  |  | -6.1 | 21.02 |  |  |  |  | -4.4 | 24.08 |  |  |  |  | -14.4 | 6.08
1991-01-23 | 9:00 | -4.4 | 24.08 | WEEKDAY | #N/A | 1976-01-23 | 9:00 | -15.6 | 3.92 |  |  | 2003-01-23 | 9:00 | -13 | 8.6 |  |  | 1999-01-23 | 9:00 | 6.1 | 42.98 | [5 empty] | -7.2 | 19.04 |  |  |  | -12 | 10.4 |  |  |  |  | -6.1 | 21.02 |  |  |  |  | -3.3 | 26.06 | [5 empty] | -1.3 | 29.66 |  |  |  | -6.7 | 19.94 |  |  |  |  | -5.6 | 21.92 |  |  |  |  | -13.9 | 6.98
1991-01-23 | 10:00 | -2.8 | 26.96 | WEEKDAY | #N/A | 1976-01-23 | 10:00 | -15.6 | 3.92 |  |  | 2003-01-23 | 10:00 | -12 | 10.4 |  |  | 1999-01-23 | 10:00 | 6.7 | 44.06 | [5 empty] | -6.1 | 21.02 |  |  |  | -11 | 12.2 |  |  |  |  | -6.1 | 21.02 |  |  |  |  | -3.3 | 26.06 | [5 empty] | -2.2 | 28.04 |  |  |  | -7.2 | 19.04 |  |  |  |  | -6.7 | 19.94 |  |  |  |  | -13.3 | 8.06
1991-01-23 | 11:00 | -1.1 | 30.02 | WEEKDAY | #N/A | 1976-01-23 | 11:00 | -14.4 | 6.08 |  |  | 2003-01-23 | 11:00 | -11 | 12.2 |  |  | 1999-01-23 | 11:00 | 7.2 | 44.96 | [5 empty] | -4.4 | 24.08 |  |  |  | -11 | 12.2 |  |  |  |  | -6.1 | 21.02 |  |  |  |  | -2.2 | 28.04 | [5 empty] | -2.8 | 26.96 |  |  |  | -6.1 | 21.02 |  |  |  |  | -6.5 | 20.3 |  |  |  |  | -12.2 | 10.04
1991-01-23 | 12:00 | -0.6 | 30.92 | WEEKDAY | #N/A | 1976-01-23 | 12:00 | -13.3 | 8.06 |  |  | 2003-01-23 | 12:00 | -10 | 14 |  |  | 1999-01-23 | 12:00 | 7.8 | 46.04 | [5 empty] | -3.9 | 24.98 |  |  |  | -8 | 17.6 |  |  |  |  | -5.6 | 21.92 |  |  |  |  | -1.7 | 28.94 | [5 empty] | -3.3 | 26.06 |  |  |  | -6.7 | 19.94 |  |  |  |  | -6.3 | 20.66 |  |  |  |  | -11.7 | 10.94
1991-01-23 | 13:00 | 0.6 | 33.08 | WEEKDAY | #N/A | 1976-01-23 | 13:00 | -12.8 | 8.96 |  |  | 2003-01-23 | 13:00 | -9 | 15.8 |  |  | 1999-01-23 | 13:00 | 8.3 | 46.94 | [5 empty] | -3.3 | 26.06 |  |  |  | -8 | 17.6 |  |  |  |  | -5 | 23 |  |  |  |  | -1.7 | 28.94 | [5 empty] | -3.9 | 24.98 |  |  |  | -6.1 | 21.02 |  |  |  |  | -6.1 | 21.02 |  |  |  |  | -10 | 14
1991-01-23 | 14:00 | 1.1 | 33.98 | WEEKDAY | #N/A | 1976-01-23 | 14:00 | -12.2 | 10.04 |  |  | 2003-01-23 | 14:00 | -8 | 17.6 |  |  | 1999-01-23 | 14:00 | 9.4 | 48.92 | [5 empty] | -2.8 | 26.96 |  |  |  | -8 | 17.6 |  |  |  |  | -4.4 | 24.08 |  |  |  |  | -2.2 | 28.04 | [5 empty] | -4.5 | 23.9 |  |  |  | -7.2 | 19.04 |  |  |  |  | -6.3 | 20.66 |  |  |  |  | -9.4 | 15.08
1991-01-23 | 15:00 | 1.7 | 35.06 | WEEKDAY | #N/A | 1976-01-23 | 15:00 | -11.7 | 10.94 |  |  | 2003-01-23 | 15:00 | -8 | 17.6 |  |  | 1999-01-23 | 15:00 | 10 | 50 | [5 empty] | -3.3 | 26.06 |  |  |  | -8 | 17.6 |  |  |  |  | -4.4 | 24.08 |  |  |  |  | -2.8 | 26.96 | [5 empty] | -5 | 23 |  |  |  | -7.8 | 17.96 |  |  |  |  | -6.5 | 20.3 |  |  |  |  | -8.9 | 15.98
1991-01-23 | 16:00 | 1.7 | 35.06 | WEEKDAY | #N/A | 1976-01-23 | 16:00 | -11.1 | 12.02 |  |  | 2003-01-23 | 16:00 | -8 | 17.6 |  |  | 1999-01-23 | 16:00 | 10 | 50 | [5 empty] | -3.3 | 26.06 |  |  |  | -8 | 17.6 |  |  |  |  | -5 | 23 |  |  |  |  | -2.2 | 28.04 | [5 empty] | -5.6 | 21.92 |  |  |  | -8.3 | 17.06 |  |  |  |  | -6.7 | 19.94 |  |  |  |  | -8.9 | 15.98
1991-01-23 | 17:00 | 1.7 | 35.06 | WEEKDAY | #N/A | 1976-01-23 | 17:00 | -10.6 | 12.92 |  |  | 2003-01-23 | 17:00 | -9 | 15.8 |  |  | 1999-01-23 | 17:00 | 9.4 | 48.92 | [5 empty] | -3.9 | 24.98 |  |  |  | -9 | 15.8 |  |  |  |  | -6.1 | 21.02 |  |  |  |  | -3.3 | 26.06 | [5 empty] | -6.5 | 20.3 |  |  |  | -8.9 | 15.98 |  |  |  |  | -7.8 | 17.96 |  |  |  |  | -10 | 14
1991-01-23 | 18:00 | 1.7 | 35.06 | WEEKDAY | #N/A | 1976-01-23 | 18:00 | -10.6 | 12.92 |  |  | 2003-01-23 | 18:00 | -11 | 12.2 |  |  | 1999-01-23 | 18:00 | 10 | 50 | [5 empty] | -4.4 | 24.08 |  |  |  | -11 | 12.2 |  |  |  |  | -7.2 | 19.04 |  |  |  |  | -3.9 | 24.98 | [5 empty] | -7.4 | 18.68 |  |  |  | -9.4 | 15.08 |  |  |  |  | -8.9 | 15.98 |  |  |  |  | -11.1 | 12.02
1991-01-23 | 19:00 | 1.7 | 35.06 | WEEKDAY | #N/A | 1976-01-23 | 19:00 | -10.6 | 12.92 |  |  | 2003-01-23 | 19:00 | -12 | 10.4 |  |  | 1999-01-23 | 19:00 | 9.4 | 48.92 | [5 empty] | -4.4 | 24.08 |  |  |  | -12 | 10.4 |  |  |  |  | -8.3 | 17.06 |  |  |  |  | -3.9 | 24.98 | [5 empty] | -8.3 | 17.06 |  |  |  | -10 | 14 |  |  |  |  | -10 | 14 |  |  |  |  | -11.7 | 10.94
1991-01-23 | 20:00 | 2.2 | 35.96 | WEEKDAY | #N/A | 1976-01-23 | 20:00 | -10 | 14 |  |  | 2003-01-23 | 20:00 | -13 | 8.6 |  |  | 1999-01-23 | 20:00 | 10 | 50 | [5 empty] | -3.9 | 24.98 |  |  |  | -13 | 8.6 |  |  |  |  | -8.3 | 17.06 |  |  |  |  | -3.9 | 24.98 | [5 empty] | -8.7 | 16.34 |  |  |  | -10 | 14 |  |  |  |  | -10.6 | 12.92 |  |  |  |  | -13.3 | 8.06
1991-01-23 | 21:00 | 1.7 | 35.06 | WEEKDAY | #N/A | 1976-01-23 | 21:00 | -10 | 14 |  |  | 2003-01-23 | 21:00 | -13 | 8.6 |  |  | 1999-01-23 | 21:00 | 10 | 50 | [5 empty] | -3.3 | 26.06 |  |  |  | -14 | 6.8 |  |  |  |  | -9.4 | 15.08 |  |  |  |  | -3.3 | 26.06 | [5 empty] | -9 | 15.8 |  |  |  | -10 | 14 |  |  |  |  | -11.1 | 12.02 |  |  |  |  | -11.7 | 10.94
1991-01-23 | 22:00 | 1.7 | 35.06 | WEEKDAY | #N/A | 1976-01-23 | 22:00 | -9.4 | 15.08 |  |  | 2003-01-23 | 22:00 | -13 | 8.6 |  |  | 1999-01-23 | 22:00 | 10.6 | 51.08 | [5 empty] | -3.3 | 26.06 |  |  |  | -14 | 6.8 |  |  |  |  | -8.9 | 15.98 |  |  |  |  | -3.3 | 26.06 | [5 empty] | -9.4 | 15.08 |  |  |  | -10.6 | 12.92 |  |  |  |  | -11.7 | 10.94 |  |  |  |  | -12.2 | 10.04
1991-01-23 | 23:00 | 1.7 | 35.06 | WEEKDAY | #N/A | 1976-01-23 | 23:00 | -9.4 | 15.08 |  |  | 2003-01-23 | 23:00 | -13 | 8.6 |  |  | 1999-01-23 | 23:00 | 10.6 | 51.08 | [5 empty] | -3.9 | 24.98 |  |  |  | -16 | 3.2 |  |  |  |  | -10 | 14 |  |  |  |  | -3.3 | 26.06 | [5 empty] | -9.8 | 14.36 |  |  |  | -10.6 | 12.92 |  |  |  |  | -11.5 | 11.3 |  |  |  |  | -13.3 | 8.06
1991-01-23 | 24:00 | 1.7 | 35.06 | WEEKDAY | #N/A | 1976-01-23 | 24:00 | -9.4 | 15.08 |  |  | 2003-01-23 | 24:00 | -13 | 8.6 |  |  | 1999-01-23 | 24:00 | 10 | 50 | [5 empty] | -3.3 | 26.06 |  |  |  | -17 | 1.4 |  |  |  |  | -10.6 | 12.92 |  |  |  |  | -3.3 | 26.06 | [5 empty] | -10.2 | 13.64 |  |  |  | -11.1 | 12.02 |  |  |  |  | -11.3 | 11.66 |  |  |  |  | -13.3 | 8.06
1991-01-24 | 1:00 | 1.1 | 33.98 | WEEKDAY | #N/A | 1976-01-24 | 1:00 | -9.4 | 15.08 |  |  | 2003-01-24 | 1:00 | -13 | 8.6 |  |  | 1999-01-24 | 1:00 | 10 | 50 | [5 empty] | -3.3 | 26.06 |  |  |  | -17 | 1.4 |  |  |  |  | -10.6 | 12.92 |  |  |  |  | -3.3 | 26.06 | [5 empty] | -10.6 | 12.92 |  |  |  | -11.1 | 12.02 |  |  |  |  | -11.1 | 12.02 |  |  |  |  | -12.2 | 10.04
1991-01-24 | 2:00 | 1.1 | 33.98 | WEEKDAY | #N/A | 1976-01-24 | 2:00 | -8.9 | 15.98 |  |  | 2003-01-24 | 2:00 | -14 | 6.8 |  |  | 1999-01-24 | 2:00 | 11 | 51.8 | [5 empty] | -3.9 | 24.98 |  |  |  | -19 | -2.2 |  |  |  |  | -11.1 | 12.02 |  |  |  |  | -3.3 | 26.06 | [5 empty] | -10.8 | 12.56 |  |  |  | -11.1 | 12.02 |  |  |  |  | -11.7 | 10.94 |  |  |  |  | -12.8 | 8.96
1991-01-24 | 3:00 | 1.7 | 35.06 | WEEKDAY | #N/A | 1976-01-24 | 3:00 | -8.9 | 15.98 |  |  | 2003-01-24 | 3:00 | -14 | 6.8 |  |  | 1999-01-24 | 3:00 | 11 | 51.8 | [5 empty] | -5 | 23 |  |  |  | -22 | -7.6 |  |  |  |  | -11.1 | 12.02 |  |  |  |  | -3.3 | 26.06 | [5 empty] | -10.9 | 12.38 |  |  |  | -11.7 | 10.94 |  |  |  |  | -12.2 | 10.04 |  |  |  |  | -12.8 | 8.96
1991-01-24 | 4:00 | 1.7 | 35.06 | WEEKDAY | #N/A | 1976-01-24 | 4:00 | -9.4 | 15.08 |  |  | 2003-01-24 | 4:00 | -14 | 6.8 |  |  | 1999-01-24 | 4:00 | 10 | 50 | [5 empty] | -5.6 | 21.92 |  |  |  | -23 | -9.4 |  |  |  |  | -12.2 | 10.04 |  |  |  |  | -3.3 | 26.06 | [5 empty] | -11.1 | 12.02 |  |  |  | -11.7 | 10.94 |  |  |  |  | -12.8 | 8.96 |  |  |  |  | -12.8 | 8.96
1991-01-24 | 5:00 | 1.7 | 35.06 | WEEKDAY | #N/A | 1976-01-24 | 5:00 | -9.4 | 15.08 |  |  | 2003-01-24 | 5:00 | -14 | 6.8 |  |  | 1999-01-24 | 5:00 | 10 | 50 | [5 empty] | -4.4 | 24.08 |  |  |  | -23 | -9.4 |  |  |  |  | -12.2 | 10.04 |  |  |  |  | -3.3 | 26.06 | [5 empty] | -11.8 | 10.76 |  |  |  | -11.7 | 10.94 |  |  |  |  | -12.8 | 8.96 |  |  |  |  | -12.2 | 10.04
1991-01-24 | 6:00 | 1.7 | 35.06 | WEEKDAY | #N/A | 1976-01-24 | 6:00 | -9.4 | 15.08 |  |  | 2003-01-24 | 6:00 | -15 | 5 |  |  | 1999-01-24 | 6:00 | 11.1 | 51.98 | [5 empty] | -3.9 | 24.98 |  |  |  | -23 | -9.4 |  |  |  |  | -11.7 | 10.94 |  |  |  |  | -2.8 | 26.96 | [5 empty] | -12.6 | 9.32 |  |  |  | -12.2 | 10.04 |  |  |  |  | -12.8 | 8.96 |  |  |  |  | -11.7 | 10.94
1991-01-24 | 7:00 | 1.1 | 33.98 | WEEKDAY | #N/A | 1976-01-24 | 7:00 | -8.9 | 15.98 |  |  | 2003-01-24 | 7:00 | -14 | 6.8 |  |  | 1999-01-24 | 7:00 | 11.1 | 51.98 | [5 empty] | -3.3 | 26.06 |  |  |  | -24 | -11.2 |  |  |  |  | -12.2 | 10.04 |  |  |  |  | -3.3 | 26.06 | [5 empty] | -13.3 | 8.06 |  |  |  | -11.7 | 10.94 |  |  |  |  | -12.8 | 8.96 |  |  |  |  | -12.8 | 8.96
1991-01-24 | 8:00 | 1.7 | 35.06 | WEEKDAY | #N/A | 1976-01-24 | 8:00 | -8.9 | 15.98 |  |  | 2003-01-24 | 8:00 | -14 | 6.8 |  |  | 1999-01-24 | 8:00 | 10.6 | 51.08 | [5 empty] | -3.3 | 26.06 |  |  |  | -24 | -11.2 |  |  |  |  | -11.1 | 12.02 |  |  |  |  | -2.8 | 26.96 | [5 empty] | -12.8 | 8.96 |  |  |  | -12.2 | 10.04 |  |  |  |  | -12.2 | 10.04 |  |  |  |  | -13.9 | 6.98
1991-01-24 | 9:00 | 2.2 | 35.96 | WEEKDAY | #N/A | 1976-01-24 | 9:00 | -8.3 | 17.06 |  |  | 2003-01-24 | 9:00 | -13 | 8.6 |  |  | 1999-01-24 | 9:00 | 9.4 | 48.92 | [5 empty] | -2.8 | 26.96 |  |  |  | -20 | -4 |  |  |  |  | -8.9 | 15.98 |  |  |  |  | -2.2 | 28.04 | [5 empty] | -12.2 | 10.04 |  |  |  | -11.7 | 10.94 |  |  |  |  | -11.7 | 10.94 |  |  |  |  | -12.8 | 8.96
1991-01-24 | 10:00 | 2.8 | 37.04 | WEEKDAY | #N/A | 1976-01-24 | 10:00 | -7.8 | 17.96 |  |  | 2003-01-24 | 10:00 | -10 | 14 |  |  | 1999-01-24 | 10:00 | 10.6 | 51.08 | [5 empty] | -1.1 | 30.02 |  |  |  | -14 | 6.8 |  |  |  |  | -8.3 | 17.06 |  |  |  |  | -1.7 | 28.94 | [5 empty] | -11.7 | 10.94 |  |  |  | -10.6 | 12.92 |  |  |  |  | -11.1 | 12.02 |  |  |  |  | -12.8 | 8.96
1991-01-24 | 11:00 | 3.9 | 39.02 | WEEKDAY | #N/A | 1976-01-24 | 11:00 | -7.2 | 19.04 |  |  | 2003-01-24 | 11:00 | -8 | 17.6 |  |  | 1999-01-24 | 11:00 | 10.6 | 51.08 | [5 empty] | -0.6 | 30.92 |  |  |  | -11 | 12.2 |  |  |  |  | -7.2 | 19.04 |  |  |  |  | -1.1 | 30.02 | [5 empty] | -10.8 | 12.56 |  |  |  | -8.9 | 15.98 |  |  |  |  | -10.5 | 13.1 |  |  |  |  | -12.2 | 10.04
1991-01-24 | 12:00 | 3.9 | 39.02 | WEEKDAY | #N/A | 1976-01-24 | 12:00 | -7.2 | 19.04 |  |  | 2003-01-24 | 12:00 | -7 | 19.4 |  |  | 1999-01-24 | 12:00 | 12.2 | 53.96 | [5 empty] | 1.1 | 33.98 |  |  |  | -9 | 15.8 |  |  |  |  | -5.6 | 21.92 |  |  |  |  | -0.6 | 30.92 | [5 empty] | -9.8 | 14.36 |  |  |  | -8.3 | 17.06 |  |  |  |  | -10 | 14 |  |  |  |  | -11.1 | 12.02
1991-01-24 | 13:00 | 3.9 | 39.02 | WEEKDAY | #N/A | 1976-01-24 | 13:00 | -6.7 | 19.94 |  |  | 2003-01-24 | 13:00 | -5 | 23 |  |  | 1999-01-24 | 13:00 | 12.2 | 53.96 | [5 empty] | 1.7 | 35.06 |  |  |  | -8 | 17.6 |  |  |  |  | -5 | 23 |  |  |  |  | 0.6 | 33.08 | [5 empty] | -8.9 | 15.98 |  |  |  | -7.8 | 17.96 |  |  |  |  | -9.4 | 15.08 |  |  |  |  | -11.1 | 12.02
1991-01-24 | 14:00 | 3.9 | 39.02 | WEEKDAY | #N/A | 1976-01-24 | 14:00 | -6.7 | 19.94 |  |  | 2003-01-24 | 14:00 | -4 | 24.8 |  |  | 1999-01-24 | 14:00 | 10.6 | 51.08 | [5 empty] | 2.2 | 35.96 |  |  |  | -7 | 19.4 |  |  |  |  | -3.9 | 24.98 |  |  |  |  | 0.6 | 33.08 | [5 empty] | -8.3 | 17.06 |  |  |  | -7.2 | 19.04 |  |  |  |  | -9.4 | 15.08 |  |  |  |  | -11.1 | 12.02
1991-01-24 | 15:00 | 3.9 | 39.02 | WEEKDAY | #N/A | 1976-01-24 | 15:00 | -5 | 23 |  |  | 2003-01-24 | 15:00 | -4 | 24.8 |  |  | 1999-01-24 | 15:00 | 11 | 51.8 | [5 empty] | 2.8 | 37.04 |  |  |  | -7 | 19.4 |  |  |  |  | -3.9 | 24.98 |  |  |  |  | 0.6 | 33.08 | [5 empty] | -7.8 | 17.96 |  |  |  | -6.7 | 19.94 |  |  |  |  | -9.4 | 15.08 |  |  |  |  | -11.1 | 12.02
1991-01-24 | 16:00 | 3.9 | 39.02 | WEEKDAY | #N/A | 1976-01-24 | 16:00 | -5 | 23 |  |  | 2003-01-24 | 16:00 | -4 | 24.8 |  |  | 1999-01-24 | 16:00 | 9.4 | 48.92 | [5 empty] | 2.2 | 35.96 |  |  |  | -6 | 21.2 |  |  |  |  | -4.4 | 24.08 |  |  |  |  | 0.6 | 33.08 | [5 empty] | -7.2 | 19.04 |  |  |  | -7.2 | 19.04 |  |  |  |  | -9.4 | 15.08 |  |  |  |  | -12.2 | 10.04
1991-01-24 | 17:00 | 3.9 | 39.02 | WEEKDAY | #N/A | 1976-01-24 | 17:00 | -5 | 23 |  |  | 2003-01-24 | 17:00 | -5 | 23 |  |  | 1999-01-24 | 17:00 | 9.4 | 48.92 | [5 empty] | 0.6 | 33.08 |  |  |  | -6 | 21.2 |  |  |  |  | -4.4 | 24.08 |  |  |  |  | -1.1 | 30.02 | [5 empty] | -7.9 | 17.78 |  |  |  | -7.8 | 17.96 |  |  |  |  | -9.8 | 14.36 |  |  |  |  | -12.8 | 8.96
1991-01-24 | 18:00 | 2.8 | 37.04 | WEEKDAY | #N/A | 1976-01-24 | 18:00 | -5 | 23 |  |  | 2003-01-24 | 18:00 | -6 | 21.2 |  |  | 1999-01-24 | 18:00 | 9 | 48.2 | [5 empty] | -0.6 | 30.92 |  |  |  | -6 | 21.2 |  |  |  |  | -5 | 23 |  |  |  |  | -2.2 | 28.04 | [5 empty] | -8.7 | 16.34 |  |  |  | -9.4 | 15.08 |  |  |  |  | -10.2 | 13.64 |  |  |  |  | -13.9 | 6.98
1991-01-24 | 19:00 | 1.7 | 35.06 | WEEKDAY | #N/A | 1976-01-24 | 19:00 | -5 | 23 |  |  | 2003-01-24 | 19:00 | -6 | 21.2 |  |  | 1999-01-24 | 19:00 | 10 | 50 | [5 empty] | -2.2 | 28.04 |  |  |  | -7 | 19.4 |  |  |  |  | -6.1 | 21.02 |  |  |  |  | -5 | 23 | [5 empty] | -9.4 | 15.08 |  |  |  | -8.3 | 17.06 |  |  |  |  | -10.6 | 12.92 |  |  |  |  | -14.4 | 6.08
1991-01-24 | 20:00 | 0.6 | 33.08 | WEEKDAY | #N/A | 1976-01-24 | 20:00 | -5 | 23 |  |  | 2003-01-24 | 20:00 | -6 | 21.2 |  |  | 1999-01-24 | 20:00 | 10 | 50 | [5 empty] | -1.1 | 30.02 |  |  |  | -7 | 19.4 |  |  |  |  | -6.7 | 19.94 |  |  |  |  | -5.6 | 21.92 | [5 empty] | -9.4 | 15.08 |  |  |  | -8.9 | 15.98 |  |  |  |  | -10.6 | 12.92 |  |  |  |  | -15 | 5
1991-01-24 | 21:00 | 0.6 | 33.08 | WEEKDAY | #N/A | 1976-01-24 | 21:00 | -5 | 23 |  |  | 2003-01-24 | 21:00 | -7 | 19.4 |  |  | 1999-01-24 | 21:00 | 7.2 | 44.96 | [5 empty] | -1.7 | 28.94 |  |  |  | -7 | 19.4 |  |  |  |  | -6.1 | 21.02 |  |  |  |  | -5 | 23 | [5 empty] | -9.4 | 15.08 |  |  |  | -8.9 | 15.98 |  |  |  |  | -10.6 | 12.92 |  |  |  |  | -15.6 | 3.92
1991-01-24 | 22:00 | -0.6 | 30.92 | WEEKDAY | #N/A | 1976-01-24 | 22:00 | -5 | 23 |  |  | 2003-01-24 | 22:00 | -7 | 19.4 |  |  | 1999-01-24 | 22:00 | 6.7 | 44.06 | [5 empty] | -1.7 | 28.94 |  |  |  | -8 | 17.6 |  |  |  |  | -6.7 | 19.94 |  |  |  |  | -5 | 23 | [5 empty] | -9.4 | 15.08 |  |  |  | -8.9 | 15.98 |  |  |  |  | -10.6 | 12.92 |  |  |  |  | -15.6 | 3.92
1991-01-24 | 23:00 | -2.2 | 28.04 | WEEKDAY | #N/A | 1976-01-24 | 23:00 | -5 | 23 |  |  | 2003-01-24 | 23:00 | -7 | 19.4 |  |  | 1999-01-24 | 23:00 | 6.1 | 42.98 | [5 empty] | -1.1 | 30.02 |  |  |  | -8 | 17.6 |  |  |  |  | -6.7 | 19.94 |  |  |  |  | -4.4 | 24.08 | [5 empty] | -9.8 | 14.36 |  |  |  | -8.9 | 15.98 |  |  |  |  | -10.6 | 12.92 |  |  |  |  | -15.6 | 3.92
1991-01-24 | 24:00 | -3.3 | 26.06 | WEEKDAY | #N/A | 1976-01-24 | 24:00 | -5.6 | 21.92 |  |  | 2003-01-24 | 24:00 | -7 | 19.4 |  |  | 1999-01-24 | 24:00 | 5 | 41 | [5 empty] | -0.6 | 30.92 |  |  |  | -8 | 17.6 |  |  |  |  | -6.7 | 19.94 |  |  |  |  | -3.9 | 24.98 | [5 empty] | -10.2 | 13.64 |  |  |  | -8.3 | 17.06 |  |  |  |  | -10.6 | 12.92 |  |  |  |  | -15.6 | 3.92
1991-01-25 | 1:00 | -3.9 | 24.98 | WEEKDAY | #N/A | 1976-01-25 | 1:00 | -5 | 23 |  |  | 2003-01-25 | 1:00 | -8 | 17.6 |  |  | 1999-01-25 | 1:00 | 4.4 | 39.92 | [5 empty] | -0.6 | 30.92 |  |  |  | -8 | 17.6 |  |  |  |  | -6.7 | 19.94 |  |  |  |  | -3.9 | 24.98 | [5 empty] | -10.6 | 12.92 |  |  |  | -8.9 | 15.98 |  |  |  |  | -10.6 | 12.92 |  |  |  |  | -15.6 | 3.92
1991-01-25 | 2:00 | -4.4 | 24.08 | WEEKDAY | #N/A | 1976-01-25 | 2:00 | -5 | 23 |  |  | 2003-01-25 | 2:00 | -8 | 17.6 |  |  | 1999-01-25 | 2:00 | 4.4 | 39.92 | [5 empty] | 0 | 32 |  |  |  | -8 | 17.6 |  |  |  |  | -6.7 | 19.94 |  |  |  |  | -3.9 | 24.98 | [5 empty] | -10.6 | 12.92 |  |  |  | -8.3 | 17.06 |  |  |  |  | -11 | 12.2 |  |  |  |  | -15.6 | 3.92
1991-01-25 | 3:00 | -5 | 23 | WEEKDAY | #N/A | 1976-01-25 | 3:00 | -5 | 23 |  |  | 2003-01-25 | 3:00 | -9 | 15.8 |  |  | 1999-01-25 | 3:00 | 3.3 | 37.94 | [5 empty] | -0.6 | 30.92 |  |  |  | -8 | 17.6 |  |  |  |  | -6.7 | 19.94 |  |  |  |  | -3.9 | 24.98 | [5 empty] | -10.6 | 12.92 |  |  |  | -8.9 | 15.98 |  |  |  |  | -11.3 | 11.66 |  |  |  |  | -15.6 | 3.92
1991-01-25 | 4:00 | -6.1 | 21.02 | WEEKDAY | #N/A | 1976-01-25 | 4:00 | -5.6 | 21.92 |  |  | 2003-01-25 | 4:00 | -9 | 15.8 |  |  | 1999-01-25 | 4:00 | 3.3 | 37.94 | [5 empty] | -0.6 | 30.92 |  |  |  | -9 | 15.8 |  |  |  |  | -6.7 | 19.94 |  |  |  |  | -2.8 | 26.96 | [5 empty] | -10.6 | 12.92 |  |  |  | -8.9 | 15.98 |  |  |  |  | -11.7 | 10.94 |  |  |  |  | -15.6 | 3.92
1991-01-25 | 5:00 | -6.7 | 19.94 | WEEKDAY | #N/A | 1976-01-25 | 5:00 | -5 | 23 |  |  | 2003-01-25 | 5:00 | -9 | 15.8 |  |  | 1999-01-25 | 5:00 | 3.3 | 37.94 | [5 empty] | -1.7 | 28.94 |  |  |  | -15 | 5 |  |  |  |  | -6.7 | 19.94 |  |  |  |  | -2.8 | 26.96 | [5 empty] | -11.7 | 10.94 |  |  |  | -8.9 | 15.98 |  |  |  |  | -11.5 | 11.3 |  |  |  |  | -16.1 | 3.02
1991-01-25 | 6:00 | -7.2 | 19.04 | WEEKDAY | #N/A | 1976-01-25 | 6:00 | -5 | 23 |  |  | 2003-01-25 | 6:00 | -9 | 15.8 |  |  | 1999-01-25 | 6:00 | 3.3 | 37.94 | [5 empty] | -2.2 | 28.04 |  |  |  | -16 | 3.2 |  |  |  |  | -6.7 | 19.94 |  |  |  |  | -2.8 | 26.96 | [5 empty] | -12.8 | 8.96 |  |  |  | -10 | 14 |  |  |  |  | -11.3 | 11.66 |  |  |  |  | -15.6 | 3.92
1991-01-25 | 7:00 | -7.2 | 19.04 | WEEKDAY | #N/A | 1976-01-25 | 7:00 | -5.6 | 21.92 |  |  | 2003-01-25 | 7:00 | -8 | 17.6 |  |  | 1999-01-25 | 7:00 | 3.3 | 37.94 | [5 empty] | -2.1 | 28.22 |  |  |  | -16 | 3.2 |  |  |  |  | -6.1 | 21.02 |  |  |  |  | -2.8 | 26.96 | [5 empty] | -13.9 | 6.98 |  |  |  | -10 | 14 |  |  |  |  | -11.1 | 12.02 |  |  |  |  | -15 | 5
1991-01-25 | 8:00 | -7.8 | 17.96 | WEEKDAY | #N/A | 1976-01-25 | 8:00 | -5.6 | 21.92 |  |  | 2003-01-25 | 8:00 | -8 | 17.6 |  |  | 1999-01-25 | 8:00 | 3.9 | 39.02 | [5 empty] | -2.2 | 28.04 |  |  |  | -17 | 1.4 |  |  |  |  | -6.1 | 21.02 |  |  |  |  | -2.2 | 28.04 | [5 empty] | -12.4 | 9.68 |  |  |  | -10 | 14 |  |  |  |  | -10.4 | 13.28 |  |  |  |  | -13.9 | 6.98
1991-01-25 | 9:00 | -7.8 | 17.96 | WEEKDAY | #N/A | 1976-01-25 | 9:00 | -5.6 | 21.92 |  |  | 2003-01-25 | 9:00 | -7 | 19.4 |  |  | 1999-01-25 | 9:00 | 3.9 | 39.02 | [5 empty] | -1.1 | 30.02 |  |  |  | -13 | 8.6 |  |  |  |  | -5.6 | 21.92 |  |  |  |  | -2.2 | 28.04 | [5 empty] | -10.9 | 12.38 |  |  |  | -9.4 | 15.08 |  |  |  |  | -9.6 | 14.72 |  |  |  |  | -13.3 | 8.06
1991-01-25 | 10:00 | -7.2 | 19.04 | WEEKDAY | #N/A | 1976-01-25 | 10:00 | -5 | 23 |  |  | 2003-01-25 | 10:00 | -7 | 19.4 |  |  | 1999-01-25 | 10:00 | 4.4 | 39.92 | [5 empty] | -1.1 | 30.02 |  |  |  | -7 | 19.4 |  |  |  |  | -5.6 | 21.92 |  |  |  |  | -2.2 | 28.04 | [5 empty] | -9.4 | 15.08 |  |  |  | -7.8 | 17.96 |  |  |  |  | -8.9 | 15.98 |  |  |  |  | -11.7 | 10.94
1991-01-25 | 11:00 | -7.2 | 19.04 | WEEKDAY | #N/A | 1976-01-25 | 11:00 | -3.9 | 24.98 |  |  | 2003-01-25 | 11:00 | -6 | 21.2 |  |  | 1999-01-25 | 11:00 | 4.4 | 39.92 | [5 empty] | -1.1 | 30.02 |  |  |  | -4 | 24.8 |  |  |  |  | -5 | 23 |  |  |  |  | -1.7 | 28.94 | [5 empty] | -8.7 | 16.34 |  |  |  | -7.2 | 19.04 |  |  |  |  | -8.2 | 17.24 |  |  |  |  | -10 | 14
1991-01-25 | 12:00 | -6.7 | 19.94 | WEEKDAY | #N/A | 1976-01-25 | 12:00 | -2.2 | 28.04 |  |  | 2003-01-25 | 12:00 | -4 | 24.8 |  |  | 1999-01-25 | 12:00 | 3.3 | 37.94 | [5 empty] | -1.1 | 30.02 |  |  |  | -3 | 26.6 |  |  |  |  | -5 | 23 |  |  |  |  | -0.6 | 30.92 | [5 empty] | -7.9 | 17.78 |  |  |  | -6.7 | 19.94 |  |  |  |  | -7.4 | 18.68 |  |  |  |  | -8.3 | 17.06
1991-01-25 | 13:00 | -6.1 | 21.02 | WEEKDAY | #N/A | 1976-01-25 | 13:00 | -0.6 | 30.92 |  |  | 2003-01-25 | 13:00 | -3 | 26.6 |  |  | 1999-01-25 | 13:00 | 2.2 | 35.96 | [5 empty] | -0.6 | 30.92 |  |  |  | -1 | 30.2 |  |  |  |  | -4.4 | 24.08 |  |  |  |  | 0.6 | 33.08 | [5 empty] | -7.2 | 19.04 |  |  |  | -5.6 | 21.92 |  |  |  |  | -6.7 | 19.94 |  |  |  |  | -6.7 | 19.94
1991-01-25 | 14:00 | -5.6 | 21.92 | WEEKDAY | #N/A | 1976-01-25 | 14:00 | -0.6 | 30.92 |  |  | 2003-01-25 | 14:00 | -2 | 28.4 |  |  | 1999-01-25 | 14:00 | 2 | 35.6 | [5 empty] | 0 | 32 |  |  |  | -1 | 30.2 |  |  |  |  | -4.4 | 24.08 |  |  |  |  | 0.6 | 33.08 | [5 empty] | -7.2 | 19.04 |  |  |  | -5.6 | 21.92 |  |  |  |  | -6.5 | 20.3 |  |  |  |  | -3.3 | 26.06
1991-01-25 | 15:00 | -5 | 23 | WEEKDAY | #N/A | 1976-01-25 | 15:00 | -1.1 | 30.02 |  |  | 2003-01-25 | 15:00 | -3 | 26.6 |  |  | 1999-01-25 | 15:00 | 1.1 | 33.98 | [5 empty] | 0 | 32 |  |  |  | 0 | 32 |  |  |  |  | -3.3 | 26.06 |  |  |  |  | 0 | 32 | [5 empty] | -7.2 | 19.04 |  |  |  | -5.6 | 21.92 |  |  |  |  | -6.3 | 20.66 |  |  |  |  | -1.7 | 28.94
1991-01-25 | 16:00 | -4.4 | 24.08 | WEEKDAY | #N/A | 1976-01-25 | 16:00 | -1.1 | 30.02 |  |  | 2003-01-25 | 16:00 | -2 | 28.4 |  |  | 1999-01-25 | 16:00 | 0.6 | 33.08 | [5 empty] | 0 | 32 |  |  |  | -1 | 30.2 |  |  |  |  | -3.3 | 26.06 |  |  |  |  | 0 | 32 | [5 empty] | -7.2 | 19.04 |  |  |  | -5 | 23 |  |  |  |  | -6.1 | 21.02 |  |  |  |  | -1.7 | 28.94
1991-01-25 | 17:00 | -4.4 | 24.08 | WEEKDAY | #N/A | 1976-01-25 | 17:00 | -1.1 | 30.02 |  |  | 2003-01-25 | 17:00 | -2 | 28.4 |  |  | 1999-01-25 | 17:00 | 1 | 33.8 | [5 empty] | 0 | 32 |  |  |  | -2 | 28.4 |  |  |  |  | -2.8 | 26.96 |  |  |  |  | -0.6 | 30.92 | [5 empty] | -7.6 | 18.32 |  |  |  | -5.6 | 21.92 |  |  |  |  | -6.5 | 20.3 |  |  |  |  | -1.7 | 28.94
1991-01-25 | 18:00 | -4.4 | 24.08 | WEEKDAY | #N/A | 1976-01-25 | 18:00 | -1.1 | 30.02 |  |  | 2003-01-25 | 18:00 | -3 | 26.6 |  |  | 1999-01-25 | 18:00 | 2.2 | 35.96 | [5 empty] | -0.6 | 30.92 |  |  |  | -3 | 26.6 |  |  |  |  | -2.8 | 26.96 |  |  |  |  | -1.7 | 28.94 | [5 empty] | -7.9 | 17.78 |  |  |  | -6.1 | 21.02 |  |  |  |  | -6.8 | 19.76 |  |  |  |  | -1.7 | 28.94
1991-01-25 | 19:00 | -4.4 | 24.08 | WEEKDAY | #N/A | 1976-01-25 | 19:00 | -0.6 | 30.92 |  |  | 2003-01-25 | 19:00 | -3 | 26.6 |  |  | 1999-01-25 | 19:00 | 2.2 | 35.96 | [5 empty] | -1.1 | 30.02 |  |  |  | -3 | 26.6 |  |  |  |  | -1.7 | 28.94 |  |  |  |  | -3.3 | 26.06 | [5 empty] | -8.3 | 17.06 |  |  |  | -7.2 | 19.04 |  |  |  |  | -7.2 | 19.04 |  |  |  |  | -1.7 | 28.94
1991-01-25 | 20:00 | -3.9 | 24.98 | WEEKDAY | #N/A | 1976-01-25 | 20:00 | -0.6 | 30.92 |  |  | 2003-01-25 | 20:00 | -3 | 26.6 |  |  | 1999-01-25 | 20:00 | 2.2 | 35.96 | [5 empty] | -1.1 | 30.02 |  |  |  | -3 | 26.6 |  |  |  |  | -0.6 | 30.92 |  |  |  |  | -4.4 | 24.08 | [5 empty] | -8.7 | 16.34 |  |  |  | -7.8 | 17.96 |  |  |  |  | -7 | 19.4 |  |  |  |  | -0.6 | 30.92
1991-01-25 | 21:00 | -3.9 | 24.98 | WEEKDAY | #N/A | 1976-01-25 | 21:00 | 0 | 32 |  |  | 2003-01-25 | 21:00 | -3.1 | 26.42 |  |  | 1999-01-25 | 21:00 | 2.8 | 37.04 | [5 empty] | -1.1 | 30.02 |  |  |  | -3 | 26.6 |  |  |  |  | 0 | 32 |  |  |  |  | -7.2 | 19.04 | [5 empty] | -9 | 15.8 |  |  |  | -7.2 | 19.04 |  |  |  |  | -6.9 | 19.58 |  |  |  |  | 0 | 32
1991-01-25 | 22:00 | -3.9 | 24.98 | WEEKDAY | #N/A | 1976-01-25 | 22:00 | 0 | 32 |  |  | 2003-01-25 | 22:00 | -3.1 | 26.42 |  |  | 1999-01-25 | 22:00 | 1.7 | 35.06 | [5 empty] | -0.6 | 30.92 |  |  |  | -4 | 24.8 |  |  |  |  | 0 | 32 |  |  |  |  | -6.7 | 19.94 | [5 empty] | -9.4 | 15.08 |  |  |  | -7.8 | 17.96 |  |  |  |  | -6.7 | 19.94 |  |  |  |  | 0 | 32
1991-01-25 | 23:00 | -4.4 | 24.08 | WEEKDAY | #N/A | 1976-01-25 | 23:00 | 0 | 32 |  |  | 2003-01-25 | 23:00 | -3 | 26.6 |  |  | 1999-01-25 | 23:00 | 1.7 | 35.06 | [5 empty] | -2.8 | 26.96 |  |  |  | -4 | 24.8 |  |  |  |  | 0 | 32 |  |  |  |  | -6.7 | 19.94 | [5 empty] | -8.1 | 17.42 |  |  |  | -7.2 | 19.04 |  |  |  |  | -6.5 | 20.3 |  |  |  |  | 1.7 | 35.06
1991-01-25 | 24:00 | -3.9 | 24.98 | WEEKDAY | #N/A | 1976-01-25 | 24:00 | 0.6 | 33.08 |  |  | 2003-01-25 | 24:00 | -4 | 24.8 |  |  | 1999-01-25 | 24:00 | 1.1 | 33.98 | [5 empty] | -3.3 | 26.06 |  |  |  | -3 | 26.6 |  |  |  |  | 0 | 32 |  |  |  |  | -8.3 | 17.06 | [5 empty] | -6.9 | 19.58 |  |  |  | -6.7 | 19.94 |  |  |  |  | -6.3 | 20.66 |  |  |  |  | 1.7 | 35.06
1991-01-26 | 1:00 | -3.9 | 24.98 | SATURDAY | #N/A | 1976-01-26 | 1:00 | 0.6 | 33.08 |  |  | 2003-01-26 | 1:00 | -4 | 24.8 |  |  | 1999-01-26 | 1:00 | 0.6 | 33.08 | [5 empty] | -3.3 | 26.06 |  |  |  | -3 | 26.6 |  |  |  |  | 0 | 32 |  |  |  |  | -9.4 | 15.08 | [5 empty] | -5.6 | 21.92 |  |  |  | -6.1 | 21.02 |  |  |  |  | -6.1 | 21.02 |  |  |  |  | 1.7 | 35.06
1991-01-26 | 2:00 | -4.4 | 24.08 | SATURDAY | #N/A | 1976-01-26 | 2:00 | 0 | 32 |  |  | 2003-01-26 | 2:00 | -5 | 23 |  |  | 1999-01-26 | 2:00 | 0 | 32 | [5 empty] | -3.9 | 24.98 |  |  |  | -3 | 26.6 |  |  |  |  | 0 | 32 |  |  |  |  | -5.6 | 21.92 | [5 empty] | -5.6 | 21.92 |  |  |  | -5.6 | 21.92 |  |  |  |  | -6.1 | 21.02 |  |  |  |  | 1.7 | 35.06
1991-01-26 | 3:00 | -4.4 | 24.08 | SATURDAY | #N/A | 1976-01-26 | 3:00 | 0.6 | 33.08 |  |  | 2003-01-26 | 3:00 | -5 | 23 |  |  | 1999-01-26 | 3:00 | -0.6 | 30.92 | [5 empty] | -3.9 | 24.98 |  |  |  | -4 | 24.8 |  |  |  |  | 0.6 | 33.08 |  |  |  |  | -5.6 | 21.92 | [5 empty] | -5.6 | 21.92 |  |  |  | -6.1 | 21.02 |  |  |  |  | -6.1 | 21.02 |  |  |  |  | 1.1 | 33.98
1991-01-26 | 4:00 | -5 | 23 | SATURDAY | #N/A | 1976-01-26 | 4:00 | 0.6 | 33.08 |  |  | 2003-01-26 | 4:00 | -5 | 23 |  |  | 1999-01-26 | 4:00 | -0.6 | 30.92 | [5 empty] | -3.9 | 24.98 |  |  |  | -4 | 24.8 |  |  |  |  | 0 | 32 |  |  |  |  | -5 | 23 | [5 empty] | -5.6 | 21.92 |  |  |  | -7.2 | 19.04 |  |  |  |  | -6.1 | 21.02 |  |  |  |  | 1.1 | 33.98
1991-01-26 | 5:00 | -5 | 23 | SATURDAY | #N/A | 1976-01-26 | 5:00 | 0.6 | 33.08 |  |  | 2003-01-26 | 5:00 | -5 | 23 |  |  | 1999-01-26 | 5:00 | -1.1 | 30.02 | [5 empty] | -4.4 | 24.08 |  |  |  | -4 | 24.8 |  |  |  |  | 0 | 32 |  |  |  |  | -5 | 23 | [5 empty] | -6.1 | 21.02 |  |  |  | -7.2 | 19.04 |  |  |  |  | -6.5 | 20.3 |  |  |  |  | 1.1 | 33.98
1991-01-26 | 6:00 | -5.6 | 21.92 | SATURDAY | #N/A | 1976-01-26 | 6:00 | 0.6 | 33.08 |  |  | 2003-01-26 | 6:00 | -4 | 24.8 |  |  | 1999-01-26 | 6:00 | -1.1 | 30.02 | [5 empty] | -4.4 | 24.08 |  |  |  | -3 | 26.6 |  |  |  |  | 0 | 32 |  |  |  |  | -6.1 | 21.02 | [5 empty] | -6.7 | 19.94 |  |  |  | -7.8 | 17.96 |  |  |  |  | -6.8 | 19.76 |  |  |  |  | 1.1 | 33.98
1991-01-26 | 7:00 | -5.6 | 21.92 | SATURDAY | #N/A | 1976-01-26 | 7:00 | 0.6 | 33.08 |  |  | 2003-01-26 | 7:00 | -4 | 24.8 |  |  | 1999-01-26 | 7:00 | -0.6 | 30.92 | [5 empty] | -5 | 23 |  |  |  | -3 | 26.6 |  |  |  |  | 0 | 32 |  |  |  |  | -6.7 | 19.94 | [5 empty] | -7.2 | 19.04 |  |  |  | -7.8 | 17.96 |  |  |  |  | -7.2 | 19.04 |  |  |  |  | 0.6 | 33.08
1991-01-26 | 8:00 | -5 | 23 | SATURDAY | #N/A | 1976-01-26 | 8:00 | 1.1 | 33.98 |  |  | 2003-01-26 | 8:00 | -3 | 26.6 |  |  | 1999-01-26 | 8:00 | -1.1 | 30.02 | [5 empty] | -5 | 23 |  |  |  | -4 | 24.8 |  |  |  |  | 0 | 32 |  |  |  |  | -6.1 | 21.02 | [5 empty] | -6.5 | 20.3 |  |  |  | -6.7 | 19.94 |  |  |  |  | -6.8 | 19.76 |  |  |  |  | 0 | 32
1991-01-26 | 9:00 | -4.4 | 24.08 | SATURDAY | #N/A | 1976-01-26 | 9:00 | 1.7 | 35.06 |  |  | 2003-01-26 | 9:00 | -3 | 26.6 |  |  | 1999-01-26 | 9:00 | 0.6 | 33.08 | [5 empty] | -5 | 23 |  |  |  | -4 | 24.8 |  |  |  |  | 0 | 32 |  |  |  |  | -5 | 23 | [5 empty] | -5.7 | 21.74 |  |  |  | -6.1 | 21.02 |  |  |  |  | -6.5 | 20.3 |  |  |  |  | 0.6 | 33.08
1991-01-26 | 10:00 | -3.3 | 26.06 | SATURDAY | #N/A | 1976-01-26 | 10:00 | 1.7 | 35.06 |  |  | 2003-01-26 | 10:00 | -3 | 26.6 |  |  | 1999-01-26 | 10:00 | 2.2 | 35.96 | [5 empty] | -3.9 | 24.98 |  |  |  | -4 | 24.8 |  |  |  |  | 0 | 32 |  |  |  |  | -4.4 | 24.08 | [5 empty] | -5 | 23 |  |  |  | -5.6 | 21.92 |  |  |  |  | -6.1 | 21.02 |  |  |  |  | 1.1 | 33.98
1991-01-26 | 11:00 | -2.8 | 26.96 | SATURDAY | #N/A | 1976-01-26 | 11:00 | 2.2 | 35.96 |  |  | 2003-01-26 | 11:00 | -2 | 28.4 |  |  | 1999-01-26 | 11:00 | 3.3 | 37.94 | [5 empty] | -3.3 | 26.06 |  |  |  | -2 | 28.4 |  |  |  |  | 0 | 32 |  |  |  |  | -4.4 | 24.08 | [5 empty] | -4.4 | 24.08 |  |  |  | -4.4 | 24.08 |  |  |  |  | -5.5 | 22.1 |  |  |  |  | 1.7 | 35.06
1991-01-26 | 12:00 | -1.7 | 28.94 | SATURDAY | #N/A | 1976-01-26 | 12:00 | 3.9 | 39.02 |  |  | 2003-01-26 | 12:00 | -2 | 28.4 |  |  | 1999-01-26 | 12:00 | 3.9 | 39.02 | [5 empty] | -2.8 | 26.96 |  |  |  | -2 | 28.4 |  |  |  |  | 0 | 32 |  |  |  |  | -4.4 | 24.08 | [5 empty] | -3.9 | 24.98 |  |  |  | -4.4 | 24.08 |  |  |  |  | -5 | 23 |  |  |  |  | 2.2 | 35.96
1991-01-26 | 13:00 | -1.1 | 30.02 | SATURDAY | #N/A | 1976-01-26 | 13:00 | 10 | 50 |  |  | 2003-01-26 | 13:00 | -1.5 | 29.3 |  |  | 1999-01-26 | 13:00 | 5 | 41 | [5 empty] | -2.8 | 26.96 |  |  |  | -3 | 26.6 |  |  |  |  | 0 | 32 |  |  |  |  | -5 | 23 | [5 empty] | -3.3 | 26.06 |  |  |  | -3.9 | 24.98 |  |  |  |  | -4.4 | 24.08 |  |  |  |  | 2.8 | 37.04
1991-01-26 | 14:00 | -0.6 | 30.92 | SATURDAY | #N/A | 1976-01-26 | 14:00 | 11.1 | 51.98 |  |  | 2003-01-26 | 14:00 | -1 | 30.2 |  |  | 1999-01-26 | 14:00 | 4.4 | 39.92 | [5 empty] | -1.7 | 28.94 |  |  |  | -4 | 24.8 |  |  |  |  | 0.6 | 33.08 |  |  |  |  | -5 | 23 | [5 empty] | -3.5 | 25.7 |  |  |  | -3.9 | 24.98 |  |  |  |  | -4.4 | 24.08 |  |  |  |  | 1.7 | 35.06
1991-01-26 | 15:00 | 0 | 32 | SATURDAY | #N/A | 1976-01-26 | 15:00 | 11.7 | 53.06 |  |  | 2003-01-26 | 15:00 | -1 | 30.2 |  |  | 1999-01-26 | 15:00 | 4.4 | 39.92 | [5 empty] | -1.1 | 30.02 |  |  |  | -5 | 23 |  |  |  |  | 0.6 | 33.08 |  |  |  |  | -5.6 | 21.92 | [5 empty] | -3.7 | 25.34 |  |  |  | -3.9 | 24.98 |  |  |  |  | -4.4 | 24.08 |  |  |  |  | 1.7 | 35.06
1991-01-26 | 16:00 | 0.6 | 33.08 | SATURDAY | #N/A | 1976-01-26 | 16:00 | 11.1 | 51.98 |  |  | 2003-01-26 | 16:00 | -2 | 28.4 |  |  | 1999-01-26 | 16:00 | 4.4 | 39.92 | [5 empty] | -1.1 | 30.02 |  |  |  | -6 | 21.2 |  |  |  |  | 0 | 32 |  |  |  |  | -5.6 | 21.92 | [5 empty] | -3.9 | 24.98 |  |  |  | -3.3 | 26.06 |  |  |  |  | -4.4 | 24.08 |  |  |  |  | 1.1 | 33.98
1991-01-26 | 17:00 | 0 | 32 | SATURDAY | #N/A | 1976-01-26 | 17:00 | 11.1 | 51.98 |  |  | 2003-01-26 | 17:00 | -2 | 28.4 |  |  | 1999-01-26 | 17:00 | 4.4 | 39.92 | [5 empty] | -2.2 | 28.04 |  |  |  | -7 | 19.4 |  |  |  |  | -0.6 | 30.92 |  |  |  |  | -7.2 | 19.04 | [5 empty] | -4.1 | 24.62 |  |  |  | -3.9 | 24.98 |  |  |  |  | -4.6 | 23.72 |  |  |  |  | 0.6 | 33.08
1991-01-26 | 18:00 | 0 | 32 | SATURDAY | #N/A | 1976-01-26 | 18:00 | 10 | 50 |  |  | 2003-01-26 | 18:00 | -2 | 28.4 |  |  | 1999-01-26 | 18:00 | 2.8 | 37.04 | [5 empty] | -3.9 | 24.98 |  |  |  | -8 | 17.6 |  |  |  |  | -0.6 | 30.92 |  |  |  |  | -7.8 | 17.96 | [5 empty] | -4.2 | 24.44 |  |  |  | -3.9 | 24.98 |  |  |  |  | -4.8 | 23.36 |  |  |  |  | 0.6 | 33.08
1991-01-26 | 19:00 | 0.6 | 33.08 | SATURDAY | #N/A | 1976-01-26 | 19:00 | 10 | 50 |  |  | 2003-01-26 | 19:00 | -3 | 26.6 |  |  | 1999-01-26 | 19:00 | 3.3 | 37.94 | [5 empty] | -4.4 | 24.08 |  |  |  | -8 | 17.6 |  |  |  |  | -1.1 | 30.02 |  |  |  |  | -7.8 | 17.96 | [5 empty] | -4.4 | 24.08 |  |  |  | -3.9 | 24.98 |  |  |  |  | -5 | 23 |  |  |  |  | 0.6 | 33.08
1991-01-26 | 20:00 | 0.6 | 33.08 | SATURDAY | #N/A | 1976-01-26 | 20:00 | 10 | 50 |  |  | 2003-01-26 | 20:00 | -3 | 26.6 |  |  | 1999-01-26 | 20:00 | 3.3 | 37.94 | [5 empty] | -5.6 | 21.92 |  |  |  | -9 | 15.8 |  |  |  |  | -1.7 | 28.94 |  |  |  |  | -7.2 | 19.04 | [5 empty] | -4.2 | 24.44 |  |  |  | -3.9 | 24.98 |  |  |  |  | -4.6 | 23.72 |  |  |  |  | 0 | 32
1991-01-26 | 21:00 | 0.6 | 33.08 | SATURDAY | #N/A | 1976-01-26 | 21:00 | 10 | 50 |  |  | 2003-01-26 | 21:00 | -3 | 26.6 |  |  | 1999-01-26 | 21:00 | 0.6 | 33.08 | [5 empty] | -3.3 | 26.06 |  |  |  | -10 | 14 |  |  |  |  | -1.7 | 28.94 |  |  |  |  | -7.8 | 17.96 | [5 empty] | -4.1 | 24.62 |  |  |  | -3.9 | 24.98 |  |  |  |  | -4.3 | 24.26 |  |  |  |  | 0.6 | 33.08
1991-01-26 | 22:00 | 1.1 | 33.98 | SATURDAY | #N/A | 1976-01-26 | 22:00 | 10 | 50 |  |  | 2003-01-26 | 22:00 | -4 | 24.8 |  |  | 1999-01-26 | 22:00 | 1.7 | 35.06 | [5 empty] | -4.4 | 24.08 |  |  |  | -11 | 12.2 |  |  |  |  | -2.2 | 28.04 |  |  |  |  | -7.8 | 17.96 | [5 empty] | -3.9 | 24.98 |  |  |  | -3.9 | 24.98 |  |  |  |  | -3.9 | 24.98 |  |  |  |  | 0 | 32
1991-01-26 | 23:00 | 1.1 | 33.98 | SATURDAY | #N/A | 1976-01-26 | 23:00 | 11.1 | 51.98 |  |  | 2003-01-26 | 23:00 | -3 | 26.6 |  |  | 1999-01-26 | 23:00 | 0.6 | 33.08 | [5 empty] | -5.6 | 21.92 |  |  |  | -12 | 10.4 |  |  |  |  | -2.2 | 28.04 |  |  |  |  | -8.3 | 17.06 | [5 empty] | -3.9 | 24.98 |  |  |  | -3.9 | 24.98 |  |  |  |  | -3.9 | 24.98 |  |  |  |  | 0 | 32
1991-01-26 | 24:00 | 1.1 | 33.98 | SATURDAY | #N/A | 1976-01-26 | 24:00 | 10.6 | 51.08 |  |  | 2003-01-26 | 24:00 | -3 | 26.6 |  |  | 1999-01-26 | 24:00 | 1.1 | 33.98 | [5 empty] | -5.6 | 21.92 |  |  |  | -12 | 10.4 |  |  |  |  | -2.8 | 26.96 |  |  |  |  | -8.9 | 15.98 | [5 empty] | -3.9 | 24.98 |  |  |  | -3.9 | 24.98 |  |  |  |  | -3.9 | 24.98 |  |  |  |  | 0 | 32
1991-01-27 | 1:00 | 0.6 | 33.08 | SUNDAY | #N/A | 1976-01-27 | 1:00 | 10.6 | 51.08 |  |  | 2003-01-27 | 1:00 | -4 | 24.8 |  |  | 1999-01-27 | 1:00 | 1.1 | 33.98 | [5 empty] | -6.1 | 21.02 |  |  |  | -14 | 6.8 |  |  |  |  | -2.8 | 26.96 |  |  |  |  | -9.4 | 15.08 | [5 empty] | -3.9 | 24.98 |  |  |  | -4.4 | 24.08 |  |  |  |  | -3.9 | 24.98 |  |  |  |  | -0.6 | 30.92
1991-01-27 | 2:00 | 0.6 | 33.08 | SUNDAY | #N/A | 1976-01-27 | 2:00 | 10.6 | 51.08 |  |  | 2003-01-27 | 2:00 | -6 | 21.2 |  |  | 1999-01-27 | 2:00 | 1.1 | 33.98 | [5 empty] | -6.7 | 19.94 |  |  |  | -14 | 6.8 |  |  |  |  | -2.8 | 26.96 |  |  |  |  | -9.4 | 15.08 | [5 empty] | -4.5 | 23.9 |  |  |  | -4.4 | 24.08 |  |  |  |  | -4.1 | 24.62 |  |  |  |  | -0.6 | 30.92
1991-01-27 | 3:00 | 0 | 32 | SUNDAY | #N/A | 1976-01-27 | 3:00 | 10 | 50 |  |  | 2003-01-27 | 3:00 | -7 | 19.4 |  |  | 1999-01-27 | 3:00 | 1.1 | 33.98 | [5 empty] | -6.7 | 19.94 |  |  |  | -15 | 5 |  |  |  |  | -3.3 | 26.06 |  |  |  |  | -9.4 | 15.08 | [5 empty] | -5 | 23 |  |  |  | -4.4 | 24.08 |  |  |  |  | -4.2 | 24.44 |  |  |  |  | -0.6 | 30.92
1991-01-27 | 4:00 | 0 | 32 | SUNDAY | #N/A | 1976-01-27 | 4:00 | 9.4 | 48.92 |  |  | 2003-01-27 | 4:00 | -8 | 17.6 |  |  | 1999-01-27 | 4:00 | -0.6 | 30.92 | [5 empty] | -5.6 | 21.92 |  |  |  | -16 | 3.2 |  |  |  |  | -3.9 | 24.98 |  |  |  |  | -9.4 | 15.08 | [5 empty] | -5.6 | 21.92 |  |  |  | -4.4 | 24.08 |  |  |  |  | -4.4 | 24.08 |  |  |  |  | -1.1 | 30.02
1991-01-27 | 5:00 | -0.6 | 30.92 | SUNDAY | #N/A | 1976-01-27 | 5:00 | 10.6 | 51.08 |  |  | 2003-01-27 | 5:00 | -9 | 15.8 |  |  | 1999-01-27 | 5:00 | 0 | 32 | [5 empty] | -6.7 | 19.94 |  |  |  | -16 | 3.2 |  |  |  |  | -3.9 | 24.98 |  |  |  |  | -9.4 | 15.08 | [5 empty] | -5.4 | 22.28 |  |  |  | -5 | 23 |  |  |  |  | -4.4 | 24.08 |  |  |  |  | -1.1 | 30.02
1991-01-27 | 6:00 | -0.6 | 30.92 | SUNDAY | #N/A | 1976-01-27 | 6:00 | 10.6 | 51.08 |  |  | 2003-01-27 | 6:00 | -10 | 14 |  |  | 1999-01-27 | 6:00 | 0 | 32 | [5 empty] | -7.2 | 19.04 |  |  |  | -17 | 1.4 |  |  |  |  | -3.9 | 24.98 |  |  |  |  | -8.3 | 17.06 | [5 empty] | -5.2 | 22.64 |  |  |  | -5 | 23 |  |  |  |  | -4.4 | 24.08 |  |  |  |  | -7.8 | 17.96
1991-01-27 | 7:00 | -1.1 | 30.02 | SUNDAY | #N/A | 1976-01-27 | 7:00 | 10 | 50 |  |  | 2003-01-27 | 7:00 | -12 | 10.4 |  |  | 1999-01-27 | 7:00 | -0.6 | 30.92 | [5 empty] | -6.7 | 19.94 |  |  |  | -17 | 1.4 |  |  |  |  | -3.9 | 24.98 |  |  |  |  | -8.3 | 17.06 | [5 empty] | -5 | 23 |  |  |  | -5 | 23 |  |  |  |  | -4.4 | 24.08 |  |  |  |  | -10 | 14
1991-01-27 | 8:00 | -1.1 | 30.02 | SUNDAY | #N/A | 1976-01-27 | 8:00 | 9.4 | 48.92 |  |  | 2003-01-27 | 8:00 | -12 | 10.4 |  |  | 1999-01-27 | 8:00 | 1.1 | 33.98 | [5 empty] | -0.6 | 30.92 |  |  |  | -17 | 1.4 |  |  |  |  | -4.4 | 24.08 |  |  |  |  | -7.8 | 17.96 | [5 empty] | -4.6 | 23.72 |  |  |  | -4.4 | 24.08 |  |  |  |  | -4.4 | 24.08 |  |  |  |  | -11.7 | 10.94
1991-01-27 | 9:00 | -0.6 | 30.92 | SUNDAY | #N/A | 1976-01-27 | 9:00 | 10.6 | 51.08 |  |  | 2003-01-27 | 9:00 | -12 | 10.4 |  |  | 1999-01-27 | 9:00 | 3.3 | 37.94 | [5 empty] | -2.2 | 28.04 |  |  |  | -16 | 3.2 |  |  |  |  | -4.4 | 24.08 |  |  |  |  | -7.8 | 17.96 | [5 empty] | -4.3 | 24.26 |  |  |  | -4.4 | 24.08 |  |  |  |  | -4.4 | 24.08 |  |  |  |  | -12.8 | 8.96
1991-01-27 | 10:00 | 0.6 | 33.08 | SUNDAY | #N/A | 1976-01-27 | 10:00 | 10.6 | 51.08 |  |  | 2003-01-27 | 10:00 | -12 | 10.4 |  |  | 1999-01-27 | 10:00 | 4.4 | 39.92 | [5 empty] | -1.1 | 30.02 |  |  |  | -15 | 5 |  |  |  |  | -4.4 | 24.08 |  |  |  |  | -7.2 | 19.04 | [5 empty] | -3.9 | 24.98 |  |  |  | -3.9 | 24.98 |  |  |  |  | -4.4 | 24.08 |  |  |  |  | -15 | 5
1991-01-27 | 11:00 | 1.7 | 35.06 | SUNDAY | #N/A | 1976-01-27 | 11:00 | 10.6 | 51.08 |  |  | 2003-01-27 | 11:00 | -11 | 12.2 |  |  | 1999-01-27 | 11:00 | 5 | 41 | [5 empty] | -2.8 | 26.96 |  |  |  | -14 | 6.8 |  |  |  |  | -4.4 | 24.08 |  |  |  |  | -6.1 | 21.02 | [5 empty] | -3 | 26.6 |  |  |  | -3.9 | 24.98 |  |  |  |  | -3.9 | 24.98 |  |  |  |  | -15.6 | 3.92
1991-01-27 | 12:00 | 2.2 | 35.96 | SUNDAY | #N/A | 1976-01-27 | 12:00 | 10.6 | 51.08 |  |  | 2003-01-27 | 12:00 | -11 | 12.2 |  |  | 1999-01-27 | 12:00 | 5 | 41 | [5 empty] | -0.6 | 30.92 |  |  |  | -12 | 10.4 |  |  |  |  | -5 | 23 |  |  |  |  | -6.1 | 21.02 | [5 empty] | -2 | 28.4 |  |  |  | -2.8 | 26.96 |  |  |  |  | -3.3 | 26.06 |  |  |  |  | -15.6 | 3.92
1991-01-27 | 13:00 | 2.8 | 37.04 | SUNDAY | #N/A | 1976-01-27 | 13:00 | 10.6 | 51.08 |  |  | 2003-01-27 | 13:00 | -11 | 12.2 |  |  | 1999-01-27 | 13:00 | 5 | 41 | [5 empty] | -6 | 21.2 |  |  |  | -12 | 10.4 |  |  |  |  | -5 | 23 |  |  |  |  | -4.4 | 24.08 | [5 empty] | -1.1 | 30.02 |  |  |  | -3.3 | 26.06 |  |  |  |  | -2.8 | 26.96 |  |  |  |  | -16.7 | 1.94
1991-01-27 | 14:00 | 3.3 | 37.94 | SUNDAY | #N/A | 1976-01-27 | 14:00 | 10.6 | 51.08 |  |  | 2003-01-27 | 14:00 | -10 | 14 |  |  | 1999-01-27 | 14:00 | 5 | 41 | [5 empty] | -5.8 | 21.56 |  |  |  | -11 | 12.2 |  |  |  |  | -6.1 | 21.02 |  |  |  |  | -4.4 | 24.08 | [5 empty] | -1.5 | 29.3 |  |  |  | -3.3 | 26.06 |  |  |  |  | -2.8 | 26.96 |  |  |  |  | -16.7 | 1.94
1991-01-27 | 15:00 | 3.9 | 39.02 | SUNDAY | #N/A | 1976-01-27 | 15:00 | 6.7 | 44.06 |  |  | 2003-01-27 | 15:00 | -10 | 14 |  |  | 1999-01-27 | 15:00 | 5.6 | 42.08 | [5 empty] | -7.2 | 19.04 |  |  |  | -11 | 12.2 |  |  |  |  | -7.8 | 17.96 |  |  |  |  | -4.4 | 24.08 | [5 empty] | -1.8 | 28.76 |  |  |  | -2.8 | 26.96 |  |  |  |  | -2.8 | 26.96 |  |  |  |  | -17.2 | 1.04
1991-01-27 | 16:00 | 4.4 | 39.92 | SUNDAY | #N/A | 1976-01-27 | 16:00 | 6.1 | 42.98 |  |  | 2003-01-27 | 16:00 | -10 | 14 |  |  | 1999-01-27 | 16:00 | 5.6 | 42.08 | [5 empty] | -7.2 | 19.04 |  |  |  | -11 | 12.2 |  |  |  |  | -8.9 | 15.98 |  |  |  |  | -4.4 | 24.08 | [5 empty] | -2.2 | 28.04 |  |  |  | -3.3 | 26.06 |  |  |  |  | -2.8 | 26.96 |  |  |  |  | -15.6 | 3.92
1991-01-27 | 17:00 | 3.9 | 39.02 | SUNDAY | #N/A | 1976-01-27 | 17:00 | 6.1 | 42.98 |  |  | 2003-01-27 | 17:00 | -12 | 10.4 |  |  | 1999-01-27 | 17:00 | 4.4 | 39.92 | [5 empty] | -8.3 | 17.06 |  |  |  | -11 | 12.2 |  |  |  |  | -10 | 14 |  |  |  |  | -5 | 23 | [5 empty] | -3.5 | 25.7 |  |  |  | -3.3 | 26.06 |  |  |  |  | -3.2 | 26.24 |  |  |  |  | -17.8 | -0.04
1991-01-27 | 18:00 | 2.8 | 37.04 | SUNDAY | #N/A | 1976-01-27 | 18:00 | 5.6 | 42.08 |  |  | 2003-01-27 | 18:00 | -12 | 10.4 |  |  | 1999-01-27 | 18:00 | 4.4 | 39.92 | [5 empty] | -8.9 | 15.98 |  |  |  | -12 | 10.4 |  |  |  |  | -11.1 | 12.02 |  |  |  |  | -7.2 | 19.04 | [5 empty] | -4.8 | 23.36 |  |  |  | -3.9 | 24.98 |  |  |  |  | -3.5 | 25.7 |  |  |  |  | -17.8 | -0.04
1991-01-27 | 19:00 | 2.8 | 37.04 | SUNDAY | #N/A | 1976-01-27 | 19:00 | 5 | 41 |  |  | 2003-01-27 | 19:00 | -13 | 8.6 |  |  | 1999-01-27 | 19:00 | 3.9 | 39.02 | [5 empty] | -9.4 | 15.08 |  |  |  | -14 | 6.8 |  |  |  |  | -12.2 | 10.04 |  |  |  |  | -8.3 | 17.06 | [5 empty] | -6.1 | 21.02 |  |  |  | -3.9 | 24.98 |  |  |  |  | -3.9 | 24.98 |  |  |  |  | -17.8 | -0.04
1991-01-27 | 20:00 | 2.8 | 37.04 | SUNDAY | #N/A | 1976-01-27 | 20:00 | 4.4 | 39.92 |  |  | 2003-01-27 | 20:00 | -13 | 8.6 |  |  | 1999-01-27 | 20:00 | 3.9 | 39.02 | [5 empty] | -10.6 | 12.92 |  |  |  | -17 | 1.4 |  |  |  |  | -13.3 | 8.06 |  |  |  |  | -8.3 | 17.06 | [5 empty] | -6.1 | 21.02 |  |  |  | -4.4 | 24.08 |  |  |  |  | -4.3 | 24.26 |  |  |  |  | -17.8 | -0.04
1991-01-27 | 21:00 | 3.9 | 39.02 | SUNDAY | #N/A | 1976-01-27 | 21:00 | 3.9 | 39.02 |  |  | 2003-01-27 | 21:00 | -14 | 6.8 |  |  | 1999-01-27 | 21:00 | 4.4 | 39.92 | [5 empty] | -10.6 | 12.92 |  |  |  | -19 | -2.2 |  |  |  |  | -15 | 5 |  |  |  |  | -8.9 | 15.98 | [5 empty] | -6.1 | 21.02 |  |  |  | -4.4 | 24.08 |  |  |  |  | -4.6 | 23.72 |  |  |  |  | -18.3 | -0.94
1991-01-27 | 22:00 | 3.9 | 39.02 | SUNDAY | #N/A | 1976-01-27 | 22:00 | 3.9 | 39.02 |  |  | 2003-01-27 | 22:00 | -15 | 5 |  |  | 1999-01-27 | 22:00 | 4.4 | 39.92 | [5 empty] | -11.1 | 12.02 |  |  |  | -21 | -5.8 |  |  |  |  | -16.1 | 3.02 |  |  |  |  | -7.2 | 19.04 | [5 empty] | -6.1 | 21.02 |  |  |  | -3.9 | 24.98 |  |  |  |  | -5 | 23 |  |  |  |  | -19.4 | -2.92
1991-01-27 | 23:00 | 4.4 | 39.92 | SUNDAY | #N/A | 1976-01-27 | 23:00 | 3.9 | 39.02 |  |  | 2003-01-27 | 23:00 | -15 | 5 |  |  | 1999-01-27 | 23:00 | 3.9 | 39.02 | [5 empty] | -6.7 | 19.94 |  |  |  | -22 | -7.6 |  |  |  |  | -16.7 | 1.94 |  |  |  |  | -6.7 | 19.94 | [5 empty] | -6.1 | 21.02 |  |  |  | -4.4 | 24.08 |  |  |  |  | -5 | 23 |  |  |  |  | -20.6 | -5.08
1991-01-27 | 24:00 | 4.4 | 39.92 | SUNDAY | #N/A | 1976-01-27 | 24:00 | 3.9 | 39.02 |  |  | 2003-01-27 | 24:00 | -16 | 3.2 |  |  | 1999-01-27 | 24:00 | 3.9 | 39.02 | [5 empty] | -6.1 | 21.02 |  |  |  | -22 | -7.6 |  |  |  |  | -16.7 | 1.94 |  |  |  |  | -6.7 | 19.94 | [5 empty] | -6.1 | 21.02 |  |  |  | -5 | 23 |  |  |  |  | -5 | 23 |  |  |  |  | -21.1 | -5.98
1991-01-28 | 1:00 | 6.1 | 42.98 | WEEKDAY | #N/A | 1976-01-28 | 1:00 | 3.3 | 37.94 |  |  | 2003-01-28 | 1:00 | -16.3 | 2.66 |  |  | 1999-01-28 | 1:00 | 2.8 | 37.04 | [5 empty] | -5.6 | 21.92 |  |  |  | -17 | 1.4 |  |  |  |  | -17.2 | 1.04 |  |  |  |  | -6.7 | 19.94 | [5 empty] | -6.1 | 21.02 |  |  |  | -5.6 | 21.92 |  |  |  |  | -5 | 23 |  |  |  |  | -22.2 | -7.96
1991-01-28 | 2:00 | 7.2 | 44.96 | WEEKDAY | #N/A | 1976-01-28 | 2:00 | 3.3 | 37.94 |  |  | 2003-01-28 | 2:00 | -16.6 | 2.12 |  |  | 1999-01-28 | 2:00 | 2.8 | 37.04 | [5 empty] | -13.2 | 8.24 |  |  |  | -17 | 1.4 |  |  |  |  | -17.2 | 1.04 |  |  |  |  | -6.1 | 21.02 | [5 empty] | -5.5 | 22.1 |  |  |  | -6.1 | 21.02 |  |  |  |  | -5.4 | 22.28 |  |  |  |  | -22.8 | -9.04
1991-01-28 | 3:00 | 6.7 | 44.06 | WEEKDAY | #N/A | 1976-01-28 | 3:00 | 2.8 | 37.04 |  |  | 2003-01-28 | 3:00 | -17 | 1.4 |  |  | 1999-01-28 | 3:00 | 2.8 | 37.04 | [5 empty] | -13.3 | 8.06 |  |  |  | -19 | -2.2 |  |  |  |  | -16.7 | 1.94 |  |  |  |  | -6.1 | 21.02 | [5 empty] | -5 | 23 |  |  |  | -6.7 | 19.94 |  |  |  |  | -5.7 | 21.74 |  |  |  |  | -23.3 | -9.94
1991-01-28 | 4:00 | 6.1 | 42.98 | WEEKDAY | #N/A | 1976-01-28 | 4:00 | 2.8 | 37.04 |  |  | 2003-01-28 | 4:00 | -17 | 1.4 |  |  | 1999-01-28 | 4:00 | 3.3 | 37.94 | [5 empty] | -14.2 | 6.44 |  |  |  | -22 | -7.6 |  |  |  |  | -16.7 | 1.94 |  |  |  |  | -6.1 | 21.02 | [5 empty] | -4.4 | 24.08 |  |  |  | -6.1 | 21.02 |  |  |  |  | -6.1 | 21.02 |  |  |  |  | -22.8 | -9.04
1991-01-28 | 5:00 | 6.1 | 42.98 | WEEKDAY | #N/A | 1976-01-28 | 5:00 | 2.8 | 37.04 |  |  | 2003-01-28 | 5:00 | -16 | 3.2 |  |  | 1999-01-28 | 5:00 | 3.3 | 37.94 | [5 empty] | -7.8 | 17.96 |  |  |  | -23 | -9.4 |  |  |  |  | -16.7 | 1.94 |  |  |  |  | -6.1 | 21.02 | [5 empty] | -4.4 | 24.08 |  |  |  | -7.2 | 19.04 |  |  |  |  | -6.5 | 20.3 |  |  |  |  | -22.8 | -9.04
1991-01-28 | 6:00 | 6.1 | 42.98 | WEEKDAY | #N/A | 1976-01-28 | 6:00 | 2.8 | 37.04 |  |  | 2003-01-28 | 6:00 | -15 | 5 |  |  | 1999-01-28 | 6:00 | 3.3 | 37.94 | [5 empty] | -14.1 | 6.62 |  |  |  | -23 | -9.4 |  |  |  |  | -16.1 | 3.02 |  |  |  |  | -5.6 | 21.92 | [5 empty] | -4.4 | 24.08 |  |  |  | -7.8 | 17.96 |  |  |  |  | -6.8 | 19.76 |  |  |  |  | -22.8 | -9.04
1991-01-28 | 7:00 | 7.2 | 44.96 | WEEKDAY | #N/A | 1976-01-28 | 7:00 | 2.2 | 35.96 |  |  | 2003-01-28 | 7:00 | -14 | 6.8 |  |  | 1999-01-28 | 7:00 | 3.3 | 37.94 | [5 empty] | -13 | 8.6 |  |  |  | -24 | -11.2 |  |  |  |  | -16.1 | 3.02 |  |  |  |  | -5.6 | 21.92 | [5 empty] | -4.4 | 24.08 |  |  |  | -7.8 | 17.96 |  |  |  |  | -7.2 | 19.04 |  |  |  |  | -22.8 | -9.04
1991-01-28 | 8:00 | 6.7 | 44.06 | WEEKDAY | #N/A | 1976-01-28 | 8:00 | 1.7 | 35.06 |  |  | 2003-01-28 | 8:00 | -14 | 6.8 |  |  | 1999-01-28 | 8:00 | 3.9 | 39.02 | [5 empty] | -10 | 14 |  |  |  | -24 | -11.2 |  |  |  |  | -16.7 | 1.94 |  |  |  |  | -5.6 | 21.92 | [5 empty] | -4.6 | 23.72 |  |  |  | -7.8 | 17.96 |  |  |  |  | -7 | 19.4 |  |  |  |  | -22.2 | -7.96
1991-01-28 | 9:00 | 6.1 | 42.98 | WEEKDAY | #N/A | 1976-01-28 | 9:00 | 1.7 | 35.06 |  |  | 2003-01-28 | 9:00 | -13 | 8.6 |  |  | 1999-01-28 | 9:00 | 3.9 | 39.02 | [5 empty] | -11.7 | 10.94 |  |  |  | -18 | -0.4 |  |  |  |  | -16.1 | 3.02 |  |  |  |  | -5 | 23 | [5 empty] | -4.8 | 23.36 |  |  |  | -8.3 | 17.06 |  |  |  |  | -6.9 | 19.58 |  |  |  |  | -21.1 | -5.98
1991-01-28 | 10:00 | 6.1 | 42.98 | WEEKDAY | #N/A | 1976-01-28 | 10:00 | 1.7 | 35.06 |  |  | 2003-01-28 | 10:00 | -12 | 10.4 |  |  | 1999-01-28 | 10:00 | 3.9 | 39.02 | [5 empty] | -9.4 | 15.08 |  |  |  | -16 | 3.2 |  |  |  |  | -15.6 | 3.92 |  |  |  |  | -3.3 | 26.06 | [5 empty] | -5 | 23 |  |  |  | -7.2 | 19.04 |  |  |  |  | -6.7 | 19.94 |  |  |  |  | -21.1 | -5.98
1991-01-28 | 11:00 | 6.7 | 44.06 | WEEKDAY | #N/A | 1976-01-28 | 11:00 | 1.7 | 35.06 |  |  | 2003-01-28 | 11:00 | -11 | 12.2 |  |  | 1999-01-28 | 11:00 | 4.4 | 39.92 | [5 empty] | -5 | 23 |  |  |  | -13 | 8.6 |  |  |  |  | -14.4 | 6.08 |  |  |  |  | -2.2 | 28.04 | [5 empty] | -4.3 | 24.26 |  |  |  | -6.1 | 21.02 |  |  |  |  | -6.1 | 21.02 |  |  |  |  | -19.4 | -2.92
1991-01-28 | 12:00 | 7.2 | 44.96 | WEEKDAY | #N/A | 1976-01-28 | 12:00 | 2.2 | 35.96 |  |  | 2003-01-28 | 12:00 | -9 | 15.8 |  |  | 1999-01-28 | 12:00 | 5 | 41 | [5 empty] | -7.5 | 18.5 |  |  |  | -11 | 12.2 |  |  |  |  | -13.9 | 6.98 |  |  |  |  | 0 | 32 | [5 empty] | -3.5 | 25.7 |  |  |  | -5.6 | 21.92 |  |  |  |  | -5.6 | 21.92 |  |  |  |  | -18.9 | -2.02
1991-01-28 | 13:00 | 7.8 | 46.04 | WEEKDAY | #N/A | 1976-01-28 | 13:00 | 2.2 | 35.96 |  |  | 2003-01-28 | 13:00 | -8 | 17.6 |  |  | 1999-01-28 | 13:00 | 5.6 | 42.08 | [5 empty] | -2.2 | 28.04 |  |  |  | -11 | 12.2 |  |  |  |  | -13.3 | 8.06 |  |  |  |  | 1.1 | 33.98 | [5 empty] | -2.8 | 26.96 |  |  |  | -6.1 | 21.02 |  |  |  |  | -5 | 23 |  |  |  |  | -18.3 | -0.94
1991-01-28 | 14:00 | 8.9 | 48.02 | WEEKDAY | #N/A | 1976-01-28 | 14:00 | 1.7 | 35.06 |  |  | 2003-01-28 | 14:00 | -7 | 19.4 |  |  | 1999-01-28 | 14:00 | 5.6 | 42.08 | [5 empty] | -6.1 | 21.02 |  |  |  | -10 | 14 |  |  |  |  | -13.3 | 8.06 |  |  |  |  | 0.6 | 33.08 | [5 empty] | -3 | 26.6 |  |  |  | -5.6 | 21.92 |  |  |  |  | -5.4 | 22.28 |  |  |  |  | -17.8 | -0.04
1991-01-28 | 15:00 | 8.3 | 46.94 | WEEKDAY | #N/A | 1976-01-28 | 15:00 | 1.1 | 33.98 |  |  | 2003-01-28 | 15:00 | -7 | 19.4 |  |  | 1999-01-28 | 15:00 | 4.4 | 39.92 | [5 empty] | -0.6 | 30.92 |  |  |  | -8 | 17.6 |  |  |  |  | -12.8 | 8.96 |  |  |  |  | -0.6 | 30.92 | [5 empty] | -3.1 | 26.42 |  |  |  | -6.1 | 21.02 |  |  |  |  | -5.7 | 21.74 |  |  |  |  | -17.8 | -0.04
1991-01-28 | 16:00 | 9.4 | 48.92 | WEEKDAY | #N/A | 1976-01-28 | 16:00 | 1.1 | 33.98 |  |  | 2003-01-28 | 16:00 | -7 | 19.4 |  |  | 1999-01-28 | 16:00 | 4.4 | 39.92 | [5 empty] | -5 | 23 |  |  |  | -8 | 17.6 |  |  |  |  | -12.8 | 8.96 |  |  |  |  | 0 | 32 | [5 empty] | -3.3 | 26.06 |  |  |  | -6.1 | 21.02 |  |  |  |  | -6.1 | 21.02 |  |  |  |  | -16.7 | 1.94
1991-01-28 | 17:00 | 7.8 | 46.04 | WEEKDAY | #N/A | 1976-01-28 | 17:00 | 0.6 | 33.08 |  |  | 2003-01-28 | 17:00 | -7 | 19.4 |  |  | 1999-01-28 | 17:00 | 4.4 | 39.92 | [5 empty] | -6 | 21.2 |  |  |  | -8 | 17.6 |  |  |  |  | -13.3 | 8.06 |  |  |  |  | -1.1 | 30.02 | [5 empty] | -4.2 | 24.44 |  |  |  | -6.7 | 19.94 |  |  |  |  | -7 | 19.4 |  |  |  |  | -15.6 | 3.92
1991-01-28 | 18:00 | 7.2 | 44.96 | WEEKDAY | #N/A | 1976-01-28 | 18:00 | 0.6 | 33.08 |  |  | 2003-01-28 | 18:00 | -7 | 19.4 |  |  | 1999-01-28 | 18:00 | 3.9 | 39.02 | [5 empty] | -7 | 19.4 |  |  |  | -10 | 14 |  |  |  |  | -14.4 | 6.08 |  |  |  |  | -2.8 | 26.96 | [5 empty] | -5.2 | 22.64 |  |  |  | -6.7 | 19.94 |  |  |  |  | -8 | 17.6 |  |  |  |  | -13.9 | 6.98
1991-01-28 | 19:00 | 5.6 | 42.08 | WEEKDAY | #N/A | 1976-01-28 | 19:00 | 0 | 32 |  |  | 2003-01-28 | 19:00 | -7 | 19.4 |  |  | 1999-01-28 | 19:00 | 4.4 | 39.92 | [5 empty] | -6.1 | 21.02 |  |  |  | -13 | 8.6 |  |  |  |  | -15 | 5 |  |  |  |  | -3.3 | 26.06 | [5 empty] | -6.1 | 21.02 |  |  |  | -6.7 | 19.94 |  |  |  |  | -8.9 | 15.98 |  |  |  |  | -13.9 | 6.98
1991-01-28 | 20:00 | 6.1 | 42.98 | WEEKDAY | #N/A | 1976-01-28 | 20:00 | -0.6 | 30.92 |  |  | 2003-01-28 | 20:00 | -7 | 19.4 |  |  | 1999-01-28 | 20:00 | 3.3 | 37.94 | [5 empty] | -6.7 | 19.94 |  |  |  | -15 | 5 |  |  |  |  | -15 | 5 |  |  |  |  | -3.9 | 24.98 | [5 empty] | -6.5 | 20.3 |  |  |  | -8.9 | 15.98 |  |  |  |  | -9.5 | 14.9 |  |  |  |  | -13.3 | 8.06
1991-01-28 | 21:00 | 5.6 | 42.08 | WEEKDAY | #N/A | 1976-01-28 | 21:00 | -0.6 | 30.92 |  |  | 2003-01-28 | 21:00 | -7 | 19.4 |  |  | 1999-01-28 | 21:00 | 3.3 | 37.94 | [5 empty] | -6.7 | 19.94 |  |  |  | -16 | 3.2 |  |  |  |  | -16.1 | 3.02 |  |  |  |  | -4.4 | 24.08 | [5 empty] | -6.8 | 19.76 |  |  |  | -8.9 | 15.98 |  |  |  |  | -10 | 14 |  |  |  |  | -13.9 | 6.98
1991-01-28 | 22:00 | 5.6 | 42.08 | WEEKDAY | #N/A | 1976-01-28 | 22:00 | -0.6 | 30.92 |  |  | 2003-01-28 | 22:00 | -7 | 19.4 |  |  | 1999-01-28 | 22:00 | 2.8 | 37.04 | [5 empty] | -7.8 | 17.96 |  |  |  | -17 | 1.4 |  |  |  |  | -16.7 | 1.94 |  |  |  |  | -5 | 23 | [5 empty] | -7.2 | 19.04 |  |  |  | -10 | 14 |  |  |  |  | -10.6 | 12.92 |  |  |  |  | -14.4 | 6.08
1991-01-28 | 23:00 | 4.4 | 39.92 | WEEKDAY | #N/A | 1976-01-28 | 23:00 | -0.6 | 30.92 |  |  | 2003-01-28 | 23:00 | -6 | 21.2 |  |  | 1999-01-28 | 23:00 | 2.8 | 37.04 | [5 empty] | -8 | 17.6 |  |  |  | -18 | -0.4 |  |  |  |  | -17.2 | 1.04 |  |  |  |  | -5.6 | 21.92 | [5 empty] | -7 | 19.4 |  |  |  | -9.4 | 15.08 |  |  |  |  | -10.4 | 13.28 |  |  |  |  | -14.4 | 6.08
1991-01-28 | 24:00 | 3.9 | 39.02 | WEEKDAY | #N/A | 1976-01-28 | 24:00 | -0.6 | 30.92 |  |  | 2003-01-28 | 24:00 | -6 | 21.2 |  |  | 1999-01-28 | 24:00 | 2.2 | 35.96 | [5 empty] | -8.2 | 17.24 |  |  |  | -18 | -0.4 |  |  |  |  | -17.2 | 1.04 |  |  |  |  | -7.2 | 19.04 | [5 empty] | -6.9 | 19.58 |  |  |  | -8.3 | 17.06 |  |  |  |  | -10.2 | 13.64 |  |  |  |  | -16.1 | 3.02
1991-01-29 | 1:00 | 3.3 | 37.94 | WEEKDAY | #N/A | 1976-01-29 | 1:00 | -0.6 | 30.92 |  |  | 2003-01-29 | 1:00 | -6 | 21.2 |  |  | 1999-01-29 | 1:00 | 2.2 | 35.96 | [5 empty] | -7.2 | 19.04 |  |  |  | -19 | -2.2 |  |  |  |  | -17.2 | 1.04 |  |  |  |  | -8.9 | 15.98 | [5 empty] | -6.7 | 19.94 |  |  |  | -8.9 | 15.98 |  |  |  |  | -10 | 14 |  |  |  |  | -16.7 | 1.94
1991-01-29 | 2:00 | 2.8 | 37.04 | WEEKDAY | #N/A | 1976-01-29 | 2:00 | -0.6 | 30.92 |  |  | 2003-01-29 | 2:00 | -6 | 21.2 |  |  | 1999-01-29 | 2:00 | 2.2 | 35.96 | [5 empty] | -7.8 | 17.96 |  |  |  | -20 | -4 |  |  |  |  | -17.8 | -0.04 |  |  |  |  | -10.6 | 12.92 | [5 empty] | -7.1 | 19.22 |  |  |  | -8.3 | 17.06 |  |  |  |  | -10 | 14 |  |  |  |  | -18.9 | -2.02
1991-01-29 | 3:00 | 2.8 | 37.04 | WEEKDAY | #N/A | 1976-01-29 | 3:00 | -0.6 | 30.92 |  |  | 2003-01-29 | 3:00 | -6 | 21.2 |  |  | 1999-01-29 | 3:00 | 2.2 | 35.96 | [5 empty] | -7.8 | 17.96 |  |  |  | -21 | -5.8 |  |  |  |  | -17.8 | -0.04 |  |  |  |  | -11.1 | 12.02 | [5 empty] | -7.4 | 18.68 |  |  |  | -8.3 | 17.06 |  |  |  |  | -10 | 14 |  |  |  |  | -23.9 | -11.02
1991-01-29 | 4:00 | 3.9 | 39.02 | WEEKDAY | #N/A | 1976-01-29 | 4:00 | -0.6 | 30.92 |  |  | 2003-01-29 | 4:00 | -5 | 23 |  |  | 1999-01-29 | 4:00 | 2.2 | 35.96 | [5 empty] | -7.7 | 18.14 |  |  |  | -21 | -5.8 |  |  |  |  | -17.8 | -0.04 |  |  |  |  | -11.1 | 12.02 | [5 empty] | -7.8 | 17.96 |  |  |  | -9.4 | 15.08 |  |  |  |  | -10 | 14 |  |  |  |  | -24.4 | -11.92
1991-01-29 | 5:00 | 3.3 | 37.94 | WEEKDAY | #N/A | 1976-01-29 | 5:00 | -0.6 | 30.92 |  |  | 2003-01-29 | 5:00 | -5 | 23 |  |  | 1999-01-29 | 5:00 | 2.2 | 35.96 | [5 empty] | -7.8 | 17.96 |  |  |  | -22 | -7.6 |  |  |  |  | -17.8 | -0.04 |  |  |  |  | -10 | 14 | [5 empty] | -7.6 | 18.32 |  |  |  | -8.9 | 15.98 |  |  |  |  | -10.2 | 13.64 |  |  |  |  | -23.3 | -9.94
1991-01-29 | 6:00 | 1.7 | 35.06 | WEEKDAY | #N/A | 1976-01-29 | 6:00 | 0 | 32 |  |  | 2003-01-29 | 6:00 | -5 | 23 |  |  | 1999-01-29 | 6:00 | 2.2 | 35.96 | [5 empty] | -7.8 | 17.96 |  |  |  | -22 | -7.6 |  |  |  |  | -17.8 | -0.04 |  |  |  |  | -11.7 | 10.94 | [5 empty] | -7.4 | 18.68 |  |  |  | -10 | 14 |  |  |  |  | -10.4 | 13.28 |  |  |  |  | -23.3 | -9.94
1991-01-29 | 7:00 | 2.2 | 35.96 | WEEKDAY | #N/A | 1976-01-29 | 7:00 | 0.6 | 33.08 |  |  | 2003-01-29 | 7:00 | -6 | 21.2 |  |  | 1999-01-29 | 7:00 | 1.1 | 33.98 | [5 empty] | -8.7 | 16.34 |  |  |  | -22 | -7.6 |  |  |  |  | -17.8 | -0.04 |  |  |  |  | -11.7 | 10.94 | [5 empty] | -7.2 | 19.04 |  |  |  | -10 | 14 |  |  |  |  | -10.6 | 12.92 |  |  |  |  | -23.3 | -9.94
1991-01-29 | 8:00 | 3.3 | 37.94 | WEEKDAY | #N/A | 1976-01-29 | 8:00 | 1.1 | 33.98 |  |  | 2003-01-29 | 8:00 | -5 | 23 |  |  | 1999-01-29 | 8:00 | 1.1 | 33.98 | [5 empty] | -9 | 15.8 |  |  |  | -22 | -7.6 |  |  |  |  | -16.7 | 1.94 |  |  |  |  | -10.6 | 12.92 | [5 empty] | -7 | 19.4 |  |  |  | -8.3 | 17.06 |  |  |  |  | -9.7 | 14.54 |  |  |  |  | -23.3 | -9.94
1991-01-29 | 9:00 | 5 | 41 | WEEKDAY | #N/A | 1976-01-29 | 9:00 | 1.7 | 35.06 |  |  | 2003-01-29 | 9:00 | -4 | 24.8 |  |  | 1999-01-29 | 9:00 | 1 | 33.8 | [5 empty] | -9.4 | 15.08 |  |  |  | -18 | -0.4 |  |  |  |  | -16.7 | 1.94 |  |  |  |  | -8.3 | 17.06 | [5 empty] | -6.9 | 19.58 |  |  |  | -7.2 | 19.04 |  |  |  |  | -8.7 | 16.34 |  |  |  |  | -21.1 | -5.98
1991-01-29 | 10:00 | 6.1 | 42.98 | WEEKDAY | #N/A | 1976-01-29 | 10:00 | 2.2 | 35.96 |  |  | 2003-01-29 | 10:00 | -4 | 24.8 |  |  | 1999-01-29 | 10:00 | 1.1 | 33.98 | [5 empty] | -4 | 24.8 |  |  |  | -14 | 6.8 |  |  |  |  | -15 | 5 |  |  |  |  | -7.2 | 19.04 | [5 empty] | -6.7 | 19.94 |  |  |  | -6.7 | 19.94 |  |  |  |  | -7.8 | 17.96 |  |  |  |  | -14.4 | 6.08
1991-01-29 | 11:00 | 7.2 | 44.96 | WEEKDAY | #N/A | 1976-01-29 | 11:00 | 3.3 | 37.94 |  |  | 2003-01-29 | 11:00 | -4 | 24.8 |  |  | 1999-01-29 | 11:00 | 0.6 | 33.08 | [5 empty] | -2.9 | 26.78 |  |  |  | -11 | 12.2 |  |  |  |  | -13.9 | 6.98 |  |  |  |  | -2.8 | 26.96 | [5 empty] | -5.9 | 21.38 |  |  |  | -5.6 | 21.92 |  |  |  |  | -6.9 | 19.58 |  |  |  |  | -9.4 | 15.08
1991-01-29 | 12:00 | 7.8 | 46.04 | WEEKDAY | #N/A | 1976-01-29 | 12:00 | 4.4 | 39.92 |  |  | 2003-01-29 | 12:00 | -3 | 26.6 |  |  | 1999-01-29 | 12:00 | 2.2 | 35.96 | [5 empty] | -2 | 28.4 |  |  |  | -7 | 19.4 |  |  |  |  | -12.2 | 10.04 |  |  |  |  | -2.2 | 28.04 | [5 empty] | -5.2 | 22.64 |  |  |  | -4.4 | 24.08 |  |  |  |  | -5.9 | 21.38 |  |  |  |  | -8.3 | 17.06
1991-01-29 | 13:00 | 8.9 | 48.02 | WEEKDAY | #N/A | 1976-01-29 | 13:00 | 4.4 | 39.92 |  |  | 2003-01-29 | 13:00 | -3 | 26.6 |  |  | 1999-01-29 | 13:00 | 2.2 | 35.96 | [5 empty] | 0 | 32 |  |  |  | -4 | 24.8 |  |  |  |  | -11.7 | 10.94 |  |  |  |  | -2.8 | 26.96 | [5 empty] | -4.4 | 24.08 |  |  |  | -5 | 23 |  |  |  |  | -5 | 23 |  |  |  |  | -7.2 | 19.04
1991-01-29 | 14:00 | 8.9 | 48.02 | WEEKDAY | #N/A | 1976-01-29 | 14:00 | 5.6 | 42.08 |  |  | 2003-01-29 | 14:00 | -2 | 28.4 |  |  | 1999-01-29 | 14:00 | 2.8 | 37.04 | [5 empty] | -1 | 30.2 |  |  |  | -3 | 26.6 |  |  |  |  | -11.7 | 10.94 |  |  |  |  | -2.8 | 26.96 | [5 empty] | -5 | 23 |  |  |  | -5 | 23 |  |  |  |  | -5.6 | 21.92 |  |  |  |  | -7.2 | 19.04
1991-01-29 | 15:00 | 9.4 | 48.92 | WEEKDAY | #N/A | 1976-01-29 | 15:00 | 5.6 | 42.08 |  |  | 2003-01-29 | 15:00 | -2 | 28.4 |  |  | 1999-01-29 | 15:00 | 2.8 | 37.04 | [5 empty] | -1 | 30.2 |  |  |  | -2 | 28.4 |  |  |  |  | -11.1 | 12.02 |  |  |  |  | -2.2 | 28.04 | [5 empty] | -5.5 | 22.1 |  |  |  | -5 | 23 |  |  |  |  | -6.1 | 21.02 |  |  |  |  | -6.1 | 21.02
1991-01-29 | 16:00 | 8.9 | 48.02 | WEEKDAY | #N/A | 1976-01-29 | 16:00 | 6.1 | 42.98 |  |  | 2003-01-29 | 16:00 | -1 | 30.2 |  |  | 1999-01-29 | 16:00 | 1.7 | 35.06 | [5 empty] | 0 | 32 |  |  |  | -1 | 30.2 |  |  |  |  | -11.1 | 12.02 |  |  |  |  | -2.2 | 28.04 | [5 empty] | -6.1 | 21.02 |  |  |  | -5.6 | 21.92 |  |  |  |  | -6.7 | 19.94 |  |  |  |  | -7.2 | 19.04
1991-01-29 | 17:00 | 7.2 | 44.96 | WEEKDAY | #N/A | 1976-01-29 | 17:00 | 6.1 | 42.98 |  |  | 2003-01-29 | 17:00 | -2 | 28.4 |  |  | 1999-01-29 | 17:00 | 1.1 | 33.98 | [5 empty] | -1.1 | 30.02 |  |  |  | -2 | 28.4 |  |  |  |  | -11.1 | 12.02 |  |  |  |  | -3.9 | 24.98 | [5 empty] | -7 | 19.4 |  |  |  | -6.1 | 21.02 |  |  |  |  | -8.2 | 17.24 |  |  |  |  | -7.8 | 17.96
1991-01-29 | 18:00 | 6.7 | 44.06 | WEEKDAY | #N/A | 1976-01-29 | 18:00 | 5.6 | 42.08 |  |  | 2003-01-29 | 18:00 | -2 | 28.4 |  |  | 1999-01-29 | 18:00 | 0 | 32 | [5 empty] | -2.8 | 26.96 |  |  |  | -4 | 24.8 |  |  |  |  | -11.1 | 12.02 |  |  |  |  | -5 | 23 | [5 empty] | -8 | 17.6 |  |  |  | -6.1 | 21.02 |  |  |  |  | -9.6 | 14.72 |  |  |  |  | -12.8 | 8.96
1991-01-29 | 19:00 | 6.7 | 44.06 | WEEKDAY | #N/A | 1976-01-29 | 19:00 | 5.6 | 42.08 |  |  | 2003-01-29 | 19:00 | -2 | 28.4 |  |  | 1999-01-29 | 19:00 | 0 | 32 | [5 empty] | -2.8 | 26.96 |  |  |  | -6 | 21.2 |  |  |  |  | -11.1 | 12.02 |  |  |  |  | -5 | 23 | [5 empty] | -8.9 | 15.98 |  |  |  | -6.7 | 19.94 |  |  |  |  | -11.1 | 12.02 |  |  |  |  | -16.1 | 3.02
1991-01-29 | 20:00 | 3.9 | 39.02 | WEEKDAY | #N/A | 1976-01-29 | 20:00 | 5 | 41 |  |  | 2003-01-29 | 20:00 | -3 | 26.6 |  |  | 1999-01-29 | 20:00 | -0.6 | 30.92 | [5 empty] | -5.5 | 22.1 |  |  |  | -7 | 19.4 |  |  |  |  | -11.7 | 10.94 |  |  |  |  | -5 | 23 | [5 empty] | -8.7 | 16.34 |  |  |  | -7.2 | 19.04 |  |  |  |  | -10.7 | 12.74 |  |  |  |  | -17.2 | 1.04
1991-01-29 | 21:00 | 6.7 | 44.06 | WEEKDAY | #N/A | 1976-01-29 | 21:00 | 5 | 41 |  |  | 2003-01-29 | 21:00 | -2 | 28.4 |  |  | 1999-01-29 | 21:00 | -1.1 | 30.02 | [5 empty] | -6.7 | 19.94 |  |  |  | -6 | 21.2 |  |  |  |  | -11.1 | 12.02 |  |  |  |  | -6.7 | 19.94 | [5 empty] | -8.5 | 16.7 |  |  |  | -8.3 | 17.06 |  |  |  |  | -10.4 | 13.28 |  |  |  |  | -16.1 | 3.02
1991-01-29 | 22:00 | 6.7 | 44.06 | WEEKDAY | #N/A | 1976-01-29 | 22:00 | 4.4 | 39.92 |  |  | 2003-01-29 | 22:00 | -4 | 24.8 |  |  | 1999-01-29 | 22:00 | -1.7 | 28.94 | [5 empty] | -8 | 17.6 |  |  |  | -6 | 21.2 |  |  |  |  | -11.7 | 10.94 |  |  |  |  | -8.3 | 17.06 | [5 empty] | -8.3 | 17.06 |  |  |  | -9.4 | 15.08 |  |  |  |  | -10 | 14 |  |  |  |  | -15 | 5
1991-01-29 | 23:00 | 7.2 | 44.96 | WEEKDAY | #N/A | 1976-01-29 | 23:00 | 2.8 | 37.04 |  |  | 2003-01-29 | 23:00 | -5.4 | 22.28 |  |  | 1999-01-29 | 23:00 | -2.2 | 28.04 | [5 empty] | -9.4 | 15.08 |  |  |  | -4 | 24.8 |  |  |  |  | -12.8 | 8.96 |  |  |  |  | -10 | 14 | [5 empty] | -9.2 | 15.44 |  |  |  | -8.9 | 15.98 |  |  |  |  | -10.6 | 12.92 |  |  |  |  | -14.4 | 6.08
1991-01-29 | 24:00 | 7.8 | 46.04 | WEEKDAY | #N/A | 1976-01-29 | 24:00 | 2.2 | 35.96 |  |  | 2003-01-29 | 24:00 | -7 | 19.4 |  |  | 1999-01-29 | 24:00 | -3.3 | 26.06 | [5 empty] | -10 | 14 |  |  |  | -4 | 24.8 |  |  |  |  | -12.2 | 10.04 |  |  |  |  | -11.7 | 10.94 | [5 empty] | -10.2 | 13.64 |  |  |  | -9.4 | 15.08 |  |  |  |  | -11.1 | 12.02 |  |  |  |  | -13.9 | 6.98
1991-01-30 | 1:00 | 6.1 | 42.98 | WEEKDAY | #N/A | 1976-01-30 | 1:00 | 1.7 | 35.06 |  |  | 2003-01-30 | 1:00 | -6 | 21.2 |  |  | 1999-01-30 | 1:00 | -2.8 | 26.96 | [5 empty] | -12 | 10.4 |  |  |  | -4 | 24.8 |  |  |  |  | -12.2 | 10.04 |  |  |  |  | -12.2 | 10.04 | [5 empty] | -11.1 | 12.02 |  |  |  | -10 | 14 |  |  |  |  | -11.7 | 10.94 |  |  |  |  | -12.8 | 8.96
1991-01-30 | 2:00 | 5.6 | 42.08 | WEEKDAY | #N/A | 1976-01-30 | 2:00 | 0 | 32 |  |  | 2003-01-30 | 2:00 | -6 | 21.2 |  |  | 1999-01-30 | 2:00 | -3.3 | 26.06 | [5 empty] | -12 | 10.4 |  |  |  | -5 | 23 |  |  |  |  | -13.9 | 6.98 |  |  |  |  | -12.8 | 8.96 | [5 empty] | -11.7 | 10.94 |  |  |  | -10 | 14 |  |  |  |  | -11.9 | 10.58 |  |  |  |  | -12.8 | 8.96
1991-01-30 | 3:00 | 5.6 | 42.08 | WEEKDAY | #N/A | 1976-01-30 | 3:00 | -0.6 | 30.92 |  |  | 2003-01-30 | 3:00 | -6 | 21.2 |  |  | 1999-01-30 | 3:00 | -3.9 | 24.98 | [5 empty] | -11 | 12.2 |  |  |  | -5 | 23 |  |  |  |  | -13.9 | 6.98 |  |  |  |  | -13.3 | 8.06 | [5 empty] | -12.2 | 10.04 |  |  |  | -10 | 14 |  |  |  |  | -12 | 10.4 |  |  |  |  | -12.2 | 10.04
1991-01-30 | 4:00 | 5 | 41 | WEEKDAY | #N/A | 1976-01-30 | 4:00 | -1.1 | 30.02 |  |  | 2003-01-30 | 4:00 | -7 | 19.4 |  |  | 1999-01-30 | 4:00 | -3.9 | 24.98 | [5 empty] | -10.4 | 13.28 |  |  |  | -4 | 24.8 |  |  |  |  | -12.8 | 8.96 |  |  |  |  | -13.9 | 6.98 | [5 empty] | -12.8 | 8.96 |  |  |  | -10 | 14 |  |  |  |  | -12.2 | 10.04 |  |  |  |  | -12.2 | 10.04
1991-01-30 | 5:00 | 5.6 | 42.08 | WEEKDAY | #N/A | 1976-01-30 | 5:00 | -1.1 | 30.02 |  |  | 2003-01-30 | 5:00 | -6 | 21.2 |  |  | 1999-01-30 | 5:00 | -4.4 | 24.08 | [5 empty] | -10 | 14 |  |  |  | -5 | 23 |  |  |  |  | -12.8 | 8.96 |  |  |  |  | -14.4 | 6.08 | [5 empty] | -13.9 | 6.98 |  |  |  | -9.4 | 15.08 |  |  |  |  | -12.4 | 9.68 |  |  |  |  | -12.2 | 10.04
1991-01-30 | 6:00 | 5 | 41 | WEEKDAY | #N/A | 1976-01-30 | 6:00 | -1.7 | 28.94 |  |  | 2003-01-30 | 6:00 | -7 | 19.4 |  |  | 1999-01-30 | 6:00 | -5 | 23 | [5 empty] | -9 | 15.8 |  |  |  | -6 | 21.2 |  |  |  |  | -13.3 | 8.06 |  |  |  |  | -14.4 | 6.08 | [5 empty] | -15 | 5 |  |  |  | -10 | 14 |  |  |  |  | -12.6 | 9.32 |  |  |  |  | -11.7 | 10.94
1991-01-30 | 7:00 | 5 | 41 | WEEKDAY | #N/A | 1976-01-30 | 7:00 | -1.7 | 28.94 |  |  | 2003-01-30 | 7:00 | -8 | 17.6 |  |  | 1999-01-30 | 7:00 | -5 | 23 | [5 empty] | -8 | 17.6 |  |  |  | -6 | 21.2 |  |  |  |  | -12.8 | 8.96 |  |  |  |  | -14.4 | 6.08 | [5 empty] | -16.1 | 3.02 |  |  |  | -10.6 | 12.92 |  |  |  |  | -12.8 | 8.96 |  |  |  |  | -11.7 | 10.94
1991-01-30 | 8:00 | 6.1 | 42.98 | WEEKDAY | #N/A | 1976-01-30 | 8:00 | -2.2 | 28.04 |  |  | 2003-01-30 | 8:00 | -6 | 21.2 |  |  | 1999-01-30 | 8:00 | -4.4 | 24.08 | [5 empty] | -8 | 17.6 |  |  |  | -6 | 21.2 |  |  |  |  | -12.8 | 8.96 |  |  |  |  | -13.9 | 6.98 | [5 empty] | -14.3 | 6.26 |  |  |  | -10.6 | 12.92 |  |  |  |  | -12.4 | 9.68 |  |  |  |  | -11.1 | 12.02
1991-01-30 | 9:00 | 6.1 | 42.98 | WEEKDAY | #N/A | 1976-01-30 | 9:00 | -2.2 | 28.04 |  |  | 2003-01-30 | 9:00 | -4 | 24.8 |  |  | 1999-01-30 | 9:00 | -3.3 | 26.06 | [5 empty] | -1 | 30.2 |  |  |  | -4 | 24.8 |  |  |  |  | -12.8 | 8.96 |  |  |  |  | -11.1 | 12.02 | [5 empty] | -12.4 | 9.68 |  |  |  | -10 | 14 |  |  |  |  | -12.1 | 10.22 |  |  |  |  | -10 | 14
1991-01-30 | 10:00 | 7.8 | 46.04 | WEEKDAY | #N/A | 1976-01-30 | 10:00 | -1.7 | 28.94 |  |  | 2003-01-30 | 10:00 | -3 | 26.6 |  |  | 1999-01-30 | 10:00 | -1.7 | 28.94 | [5 empty] | 0 | 32 |  |  |  | -3 | 26.6 |  |  |  |  | -11.1 | 12.02 |  |  |  |  | -8.9 | 15.98 | [5 empty] | -10.6 | 12.92 |  |  |  | -10 | 14 |  |  |  |  | -11.7 | 10.94 |  |  |  |  | -8.3 | 17.06
1991-01-30 | 11:00 | 9.4 | 48.92 | WEEKDAY | #N/A | 1976-01-30 | 11:00 | -1.7 | 28.94 |  |  | 2003-01-30 | 11:00 | -3 | 26.6 |  |  | 1999-01-30 | 11:00 | 0 | 32 | [5 empty] | 1 | 33.8 |  |  |  | -1 | 30.2 |  |  |  |  | -9.4 | 15.08 |  |  |  |  | -6.7 | 19.94 | [5 empty] | -10.2 | 13.64 |  |  |  | -9.4 | 15.08 |  |  |  |  | -11.3 | 11.66 |  |  |  |  | -6.7 | 19.94
1991-01-30 | 12:00 | 12.2 | 53.96 | WEEKDAY | #N/A | 1976-01-30 | 12:00 | -1.1 | 30.02 |  |  | 2003-01-30 | 12:00 | -2 | 28.4 |  |  | 1999-01-30 | 12:00 | 1.1 | 33.98 | [5 empty] | 1.1 | 33.98 |  |  |  | 1 | 33.8 |  |  |  |  | -7.8 | 17.96 |  |  |  |  | -3.9 | 24.98 | [5 empty] | -9.8 | 14.36 |  |  |  | -8.3 | 17.06 |  |  |  |  | -11 | 12.2 |  |  |  |  | -5.6 | 21.92
1991-01-30 | 13:00 | 12.2 | 53.96 | WEEKDAY | #N/A | 1976-01-30 | 13:00 | -1.1 | 30.02 |  |  | 2003-01-30 | 13:00 | -1.5 | 29.3 |  |  | 1999-01-30 | 13:00 | 1.7 | 35.06 | [5 empty] | 2.8 | 37.04 |  |  |  | 2 | 35.6 |  |  |  |  | -7.8 | 17.96 |  |  |  |  | -2.8 | 26.96 | [5 empty] | -9.4 | 15.08 |  |  |  | -8.3 | 17.06 |  |  |  |  | -10.6 | 12.92 |  |  |  |  | -4.4 | 24.08
1991-01-30 | 14:00 | 10.6 | 51.08 | WEEKDAY | #N/A | 1976-01-30 | 14:00 | -0.6 | 30.92 |  |  | 2003-01-30 | 14:00 | -1 | 30.2 |  |  | 1999-01-30 | 14:00 | 2.8 | 37.04 | [5 empty] | 3.9 | 39.02 |  |  |  | 2 | 35.6 |  |  |  |  | -6.7 | 19.94 |  |  |  |  | -1.1 | 30.02 | [5 empty] | -9.2 | 15.44 |  |  |  | -7.8 | 17.96 |  |  |  |  | -10.6 | 12.92 |  |  |  |  | -4.4 | 24.08
1991-01-30 | 15:00 | 10.6 | 51.08 | WEEKDAY | #N/A | 1976-01-30 | 15:00 | -0.6 | 30.92 |  |  | 2003-01-30 | 15:00 | 0 | 32 |  |  | 1999-01-30 | 15:00 | 2.8 | 37.04 | [5 empty] | 3.9 | 39.02 |  |  |  | 2 | 35.6 |  |  |  |  | -6.1 | 21.02 |  |  |  |  | -1.7 | 28.94 | [5 empty] | -9.1 | 15.62 |  |  |  | -8.9 | 15.98 |  |  |  |  | -10.6 | 12.92 |  |  |  |  | -6.1 | 21.02
1991-01-30 | 16:00 | 10.6 | 51.08 | WEEKDAY | #N/A | 1976-01-30 | 16:00 | -0.6 | 30.92 |  |  | 2003-01-30 | 16:00 | -1 | 30.2 |  |  | 1999-01-30 | 16:00 | 2.2 | 35.96 | [5 empty] | 3.3 | 37.94 |  |  |  | 1 | 33.8 |  |  |  |  | -6.7 | 19.94 |  |  |  |  | -1.1 | 30.02 | [5 empty] | -8.9 | 15.98 |  |  |  | -9.4 | 15.08 |  |  |  |  | -10.6 | 12.92 |  |  |  |  | -6.7 | 19.94
1991-01-30 | 17:00 | 10 | 50 | WEEKDAY | #N/A | 1976-01-30 | 17:00 | -0.6 | 30.92 |  |  | 2003-01-30 | 17:00 | -1 | 30.2 |  |  | 1999-01-30 | 17:00 | 2.8 | 37.04 | [5 empty] | 2.2 | 35.96 |  |  |  | 0 | 32 |  |  |  |  | -6.7 | 19.94 |  |  |  |  | -2.2 | 28.04 | [5 empty] | -9.6 | 14.72 |  |  |  | -9.4 | 15.08 |  |  |  |  | -11.7 | 10.94 |  |  |  |  | -7.8 | 17.96
1991-01-30 | 18:00 | 11.1 | 51.98 | WEEKDAY | #N/A | 1976-01-30 | 18:00 | -0.6 | 30.92 |  |  | 2003-01-30 | 18:00 | -3 | 26.6 |  |  | 1999-01-30 | 18:00 | 1.1 | 33.98 | [5 empty] | 1.1 | 33.98 |  |  |  | -1 | 30.2 |  |  |  |  | -7.8 | 17.96 |  |  |  |  | -3.9 | 24.98 | [5 empty] | -10.4 | 13.28 |  |  |  | -11.1 | 12.02 |  |  |  |  | -12.8 | 8.96 |  |  |  |  | -11.1 | 12.02
1991-01-30 | 19:00 | 10.6 | 51.08 | WEEKDAY | #N/A | 1976-01-30 | 19:00 | -0.6 | 30.92 |  |  | 2003-01-30 | 19:00 | -3 | 26.6 |  |  | 1999-01-30 | 19:00 | -1.1 | 30.02 | [5 empty] | 1 | 33.8 |  |  |  | -1 | 30.2 |  |  |  |  | -8.9 | 15.98 |  |  |  |  | -6.1 | 21.02 | [5 empty] | -11.1 | 12.02 |  |  |  | -12.8 | 8.96 |  |  |  |  | -13.9 | 6.98 |  |  |  |  | -8.3 | 17.06
1991-01-30 | 20:00 | 10.6 | 51.08 | WEEKDAY | #N/A | 1976-01-30 | 20:00 | -0.6 | 30.92 |  |  | 2003-01-30 | 20:00 | -4 | 24.8 |  |  | 1999-01-30 | 20:00 | -1.7 | 28.94 | [5 empty] | 1 | 33.8 |  |  |  | -2 | 28.4 |  |  |  |  | -9.4 | 15.08 |  |  |  |  | -6.7 | 19.94 | [5 empty] | -10.9 | 12.38 |  |  |  | -12.2 | 10.04 |  |  |  |  | -13.7 | 7.34 |  |  |  |  | -10.6 | 12.92
1991-01-30 | 21:00 | 7.8 | 46.04 | WEEKDAY | #N/A | 1976-01-30 | 21:00 | -1.1 | 30.02 |  |  | 2003-01-30 | 21:00 | -5 | 23 |  |  | 1999-01-30 | 21:00 | -2.2 | 28.04 | [5 empty] | -0.5 | 31.1 |  |  |  | -2 | 28.4 |  |  |  |  | -10.6 | 12.92 |  |  |  |  | -8.3 | 17.06 | [5 empty] | -10.8 | 12.56 |  |  |  | -11.7 | 10.94 |  |  |  |  | -13.5 | 7.7 |  |  |  |  | -9.4 | 15.08
1991-01-30 | 22:00 | 8.3 | 46.94 | WEEKDAY | #N/A | 1976-01-30 | 22:00 | -1.7 | 28.94 |  |  | 2003-01-30 | 22:00 | -3 | 26.6 |  |  | 1999-01-30 | 22:00 | -2.8 | 26.96 | [5 empty] | 0.6 | 33.08 |  |  |  | -2 | 28.4 |  |  |  |  | -10 | 14 |  |  |  |  | -9.4 | 15.08 | [5 empty] | -10.6 | 12.92 |  |  |  | -11.7 | 10.94 |  |  |  |  | -13.3 | 8.06 |  |  |  |  | -8.9 | 15.98
1991-01-30 | 23:00 | 8.3 | 46.94 | WEEKDAY | #N/A | 1976-01-30 | 23:00 | -1.7 | 28.94 |  |  | 2003-01-30 | 23:00 | -2 | 28.4 |  |  | 1999-01-30 | 23:00 | -3.9 | 24.98 | [5 empty] | 2.8 | 37.04 |  |  |  | -3 | 26.6 |  |  |  |  | -9.4 | 15.08 |  |  |  |  | -10 | 14 | [5 empty] | -11.7 | 10.94 |  |  |  | -10.6 | 12.92 |  |  |  |  | -12.8 | 8.96 |  |  |  |  | -8.3 | 17.06
1991-01-30 | 24:00 | 8.9 | 48.02 | WEEKDAY | #N/A | 1976-01-30 | 24:00 | -2.2 | 28.04 |  |  | 2003-01-30 | 24:00 | -2 | 28.4 |  |  | 1999-01-30 | 24:00 | -4.4 | 24.08 | [5 empty] | 3.9 | 39.02 |  |  |  | -4 | 24.8 |  |  |  |  | -9.4 | 15.08 |  |  |  |  | -11.1 | 12.02 | [5 empty] | -12.8 | 8.96 |  |  |  | -10.6 | 12.92 |  |  |  |  | -12.2 | 10.04 |  |  |  |  | -7.8 | 17.96
1991-01-31 | 1:00 | 8.3 | 46.94 | WEEKDAY | #N/A | 1976-01-31 | 1:00 | -2.2 | 28.04 |  |  | 2003-01-31 | 1:00 | -1 | 30.2 |  |  | 1999-01-31 | 1:00 | -5 | 23 | [5 empty] | 4 | 39.2 |  |  |  | -5 | 23 |  |  |  |  | -9.4 | 15.08 |  |  |  |  | -12.2 | 10.04 | [5 empty] | -13.9 | 6.98 |  |  |  | -11.7 | 10.94 |  |  |  |  | -11.7 | 10.94 |  |  |  |  | -7.8 | 17.96
1991-01-31 | 2:00 | 7.8 | 46.04 | WEEKDAY | #N/A | 1976-01-31 | 2:00 | -2.8 | 26.96 |  |  | 2003-01-31 | 2:00 | -1 | 30.2 |  |  | 1999-01-31 | 2:00 | -6.1 | 21.02 | [5 empty] | 4 | 39.2 |  |  |  | -6 | 21.2 |  |  |  |  | -10 | 14 |  |  |  |  | -12.8 | 8.96 | [5 empty] | -15.2 | 4.64 |  |  |  | -13.9 | 6.98 |  |  |  |  | -11.5 | 11.3 |  |  |  |  | -7.2 | 19.04
1991-01-31 | 3:00 | 7.2 | 44.96 | WEEKDAY | #N/A | 1976-01-31 | 3:00 | -3.3 | 26.06 |  |  | 2003-01-31 | 3:00 | -1 | 30.2 |  |  | 1999-01-31 | 3:00 | -6.7 | 19.94 | [5 empty] | 4 | 39.2 |  |  |  | -6 | 21.2 |  |  |  |  | -10 | 14 |  |  |  |  | -13.9 | 6.98 | [5 empty] | -16.5 | 2.3 |  |  |  | -11.7 | 10.94 |  |  |  |  | -11.3 | 11.66 |  |  |  |  | -7.2 | 19.04
1991-01-31 | 4:00 | 6.7 | 44.06 | WEEKDAY | #N/A | 1976-01-31 | 4:00 | -3.9 | 24.98 |  |  | 2003-01-31 | 4:00 | -1 | 30.2 |  |  | 1999-01-31 | 4:00 | -7.2 | 19.04 | [5 empty] | 6 | 42.8 |  |  |  | -7 | 19.4 |  |  |  |  | -10 | 14 |  |  |  |  | -13.9 | 6.98 | [5 empty] | -17.8 | -0.04 |  |  |  | -11.7 | 10.94 |  |  |  |  | -11.1 | 12.02 |  |  |  |  | -7.2 | 19.04
1991-01-31 | 5:00 | 5 | 41 | WEEKDAY | #N/A | 1976-01-31 | 5:00 | -3.9 | 24.98 |  |  | 2003-01-31 | 5:00 | -1 | 30.2 |  |  | 1999-01-31 | 5:00 | -7.8 | 17.96 | [5 empty] | 6 | 42.8 |  |  |  | -7 | 19.4 |  |  |  |  | -10 | 14 |  |  |  |  | -14.4 | 6.08 | [5 empty] | -18.2 | -0.76 |  |  |  | -11.7 | 10.94 |  |  |  |  | -11.7 | 10.94 |  |  |  |  | -7.2 | 19.04
1991-01-31 | 6:00 | 2.8 | 37.04 | WEEKDAY | #N/A | 1976-01-31 | 6:00 | -4.4 | 24.08 |  |  | 2003-01-31 | 6:00 | -1 | 30.2 |  |  | 1999-01-31 | 6:00 | -8.3 | 17.06 | [5 empty] | 6 | 42.8 |  |  |  | -8 | 17.6 |  |  |  |  | -10.6 | 12.92 |  |  |  |  | -13.9 | 6.98 | [5 empty] | -18.5 | -1.3 |  |  |  | -11.7 | 10.94 |  |  |  |  | -12.2 | 10.04 |  |  |  |  | -7.2 | 19.04
1991-01-31 | 7:00 | 1.7 | 35.06 | WEEKDAY | #N/A | 1976-01-31 | 7:00 | -5 | 23 |  |  | 2003-01-31 | 7:00 | -1 | 30.2 |  |  | 1999-01-31 | 7:00 | -8.9 | 15.98 | [5 empty] | 6 | 42.8 |  |  |  | -11 | 12.2 |  |  |  |  | -11.7 | 10.94 |  |  |  |  | -13.9 | 6.98 | [5 empty] | -18.9 | -2.02 |  |  |  | -11.1 | 12.02 |  |  |  |  | -12.8 | 8.96 |  |  |  |  | -6.7 | 19.94
1991-01-31 | 8:00 | 1.1 | 33.98 | WEEKDAY | #N/A | 1976-01-31 | 8:00 | -5 | 23 |  |  | 2003-01-31 | 8:00 | -1 | 30.2 |  |  | 1999-01-31 | 8:00 | -8.3 | 17.06 | [5 empty] | 3.1 | 37.58 |  |  |  | -11 | 12.2 |  |  |  |  | -11.1 | 12.02 |  |  |  |  | -13.3 | 8.06 | [5 empty] | -18 | -0.4 |  |  |  | -11.1 | 12.02 |  |  |  |  | -12.8 | 8.96 |  |  |  |  | -6.7 | 19.94
1991-01-31 | 9:00 | 1.7 | 35.06 | WEEKDAY | #N/A | 1976-01-31 | 9:00 | -4.4 | 24.08 |  |  | 2003-01-31 | 9:00 | 0 | 32 |  |  | 1999-01-31 | 9:00 | -7.8 | 17.96 | [5 empty] | 1.1 | 33.98 |  |  |  | -7 | 19.4 |  |  |  |  | -10 | 14 |  |  |  |  | -12.8 | 8.96 | [5 empty] | -17 | 1.4 |  |  |  | -11.7 | 10.94 |  |  |  |  | -12.8 | 8.96 |  |  |  |  | -7.2 | 19.04
1991-01-31 | 10:00 | 2.2 | 35.96 | WEEKDAY | #N/A | 1976-01-31 | 10:00 | -3.9 | 24.98 |  |  | 2003-01-31 | 10:00 | 0.5 | 32.9 |  |  | 1999-01-31 | 10:00 | -6.7 | 19.94 | [5 empty] | 1.1 | 33.98 |  |  |  | -5 | 23 |  |  |  |  | -8.3 | 17.06 |  |  |  |  | -11.1 | 12.02 | [5 empty] | -16.1 | 3.02 |  |  |  | -11.7 | 10.94 |  |  |  |  | -12.8 | 8.96 |  |  |  |  | -7.8 | 17.96
1991-01-31 | 11:00 | 3.3 | 37.94 | WEEKDAY | #N/A | 1976-01-31 | 11:00 | -2.8 | 26.96 |  |  | 2003-01-31 | 11:00 | 1 | 33.8 |  |  | 1999-01-31 | 11:00 | -5.6 | 21.92 | [5 empty] | 3 | 37.4 |  |  |  | -3 | 26.6 |  |  |  |  | -6.7 | 19.94 |  |  |  |  | -10.6 | 12.92 | [5 empty] | -14.6 | 5.72 |  |  |  | -11.1 | 12.02 |  |  |  |  | -12.6 | 9.32 |  |  |  |  | -8.3 | 17.06
1991-01-31 | 12:00 | 2.8 | 37.04 | WEEKDAY | #N/A | 1976-01-31 | 12:00 | -2.8 | 26.96 |  |  | 2003-01-31 | 12:00 | 1 | 33.8 |  |  | 1999-01-31 | 12:00 | -3.9 | 24.98 | [5 empty] | 3.3 | 37.94 |  |  |  | -2 | 28.4 |  |  |  |  | -6.1 | 21.02 |  |  |  |  | -8.9 | 15.98 | [5 empty] | -13.2 | 8.24 |  |  |  | -9.4 | 15.08 |  |  |  |  | -12.4 | 9.68 |  |  |  |  | -7.8 | 17.96
1991-01-31 | 13:00 | 2.2 | 35.96 | WEEKDAY | #N/A | 1976-01-31 | 13:00 | -2.2 | 28.04 |  |  | 2003-01-31 | 13:00 | 2 | 35.6 |  |  | 1999-01-31 | 13:00 | -3.9 | 24.98 | [5 empty] | 2.8 | 37.04 |  |  |  | -1 | 30.2 |  |  |  |  | -6.1 | 21.02 |  |  |  |  | -7.8 | 17.96 | [5 empty] | -11.7 | 10.94 |  |  |  | -10.6 | 12.92 |  |  |  |  | -12.2 | 10.04 |  |  |  |  | -7.2 | 19.04
1991-01-31 | 14:00 | 0 | 32 | WEEKDAY | #N/A | 1976-01-31 | 14:00 | -1.1 | 30.02 |  |  | 2003-01-31 | 14:00 | 2 | 35.6 |  |  | 1999-01-31 | 14:00 | -2.2 | 28.04 | [5 empty] | 1.7 | 35.06 |  |  |  | 1 | 33.8 |  |  |  |  | -5.6 | 21.92 |  |  |  |  | -6.7 | 19.94 | [5 empty] | -12.1 | 10.22 |  |  |  | -11.1 | 12.02 |  |  |  |  | -12.4 | 9.68 |  |  |  |  | -8.3 | 17.06
1991-01-31 | 15:00 | 1.1 | 33.98 | WEEKDAY | #N/A | 1976-01-31 | 15:00 | -0.6 | 30.92 |  |  | 2003-01-31 | 15:00 | 2 | 35.6 |  |  | 1999-01-31 | 15:00 | -1.7 | 28.94 | [5 empty] | 1.1 | 33.98 |  |  |  | 1 | 33.8 |  |  |  |  | -5 | 23 |  |  |  |  | -6.7 | 19.94 | [5 empty] | -12.4 | 9.68 |  |  |  | -11.1 | 12.02 |  |  |  |  | -12.6 | 9.32 |  |  |  |  | -8.9 | 15.98
1991-01-31 | 16:00 | 0.6 | 33.08 | WEEKDAY | #N/A | 1976-01-31 | 16:00 | -0.6 | 30.92 |  |  | 2003-01-31 | 16:00 | 3 | 37.4 |  |  | 1999-01-31 | 16:00 | -1.1 | 30.02 | [5 empty] | 0.6 | 33.08 |  |  |  | 1 | 33.8 |  |  |  |  | -5 | 23 |  |  |  |  | -6.7 | 19.94 | [5 empty] | -12.8 | 8.96 |  |  |  | -12.2 | 10.04 |  |  |  |  | -12.8 | 8.96 |  |  |  |  | -9.4 | 15.08
1991-01-31 | 17:00 | 0 | 32 | WEEKDAY | #N/A | 1976-01-31 | 17:00 | 0 | 32 |  |  | 2003-01-31 | 17:00 | 2 | 35.6 |  |  | 1999-01-31 | 17:00 | -2.2 | 28.04 | [5 empty] | 0 | 32 |  |  |  | -1 | 30.2 |  |  |  |  | -5.6 | 21.92 |  |  |  |  | -6.7 | 19.94 | [5 empty] | -13 | 8.6 |  |  |  | -11.7 | 10.94 |  |  |  |  | -12.8 | 8.96 |  |  |  |  | -10 | 14
1991-01-31 | 18:00 | 0 | 32 | WEEKDAY | #N/A | 1976-01-31 | 18:00 | 0 | 32 |  |  | 2003-01-31 | 18:00 | 2 | 35.6 |  |  | 1999-01-31 | 18:00 | -2.2 | 28.04 | [5 empty] | -0.6 | 30.92 |  |  |  | -3 | 26.6 |  |  |  |  | -7.2 | 19.04 |  |  |  |  | -6.7 | 19.94 | [5 empty] | -13.1 | 8.42 |  |  |  | -12.2 | 10.04 |  |  |  |  | -12.8 | 8.96 |  |  |  |  | -11.1 | 12.02
1991-01-31 | 19:00 | -0.6 | 30.92 | WEEKDAY | #N/A | 1976-01-31 | 19:00 | 0 | 32 |  |  | 2003-01-31 | 19:00 | 2 | 35.6 |  |  | 1999-01-31 | 19:00 | -2.8 | 26.96 | [5 empty] | -1.1 | 30.02 |  |  |  | -5.5 | 22.1 |  |  |  |  | -7.8 | 17.96 |  |  |  |  | -6.7 | 19.94 | [5 empty] | -13.3 | 8.06 |  |  |  | -11.7 | 10.94 |  |  |  |  | -12.8 | 8.96 |  |  |  |  | -13.9 | 6.98
1991-01-31 | 20:00 | -1.7 | 28.94 | WEEKDAY | #N/A | 1976-01-31 | 20:00 | 0.6 | 33.08 |  |  | 2003-01-31 | 20:00 | 2 | 35.6 |  |  | 1999-01-31 | 20:00 | -2.8 | 26.96 | [5 empty] | -1.7 | 28.94 |  |  |  | -8 | 17.6 |  |  |  |  | -8.3 | 17.06 |  |  |  |  | -6.7 | 19.94 | [5 empty] | -13.9 | 6.98 |  |  |  | -12.2 | 10.04 |  |  |  |  | -12.6 | 9.32 |  |  |  |  | -18.3 | -0.94
1991-01-31 | 21:00 | -2.2 | 28.04 | WEEKDAY | #N/A | 1976-01-31 | 21:00 | 1.1 | 33.98 |  |  | 2003-01-31 | 21:00 | 1 | 33.8 |  |  | 1999-01-31 | 21:00 | -3.9 | 24.98 | [5 empty] | -1.7 | 28.94 |  |  |  | -9 | 15.8 |  |  |  |  | -8.9 | 15.98 |  |  |  |  | -6.7 | 19.94 | [5 empty] | -14.4 | 6.08 |  |  |  | -12.2 | 10.04 |  |  |  |  | -12.4 | 9.68 |  |  |  |  | -20.6 | -5.08
1991-01-31 | 22:00 | -1.4 | 29.48 | WEEKDAY | #N/A | 1976-01-31 | 22:00 | 2.5 | 36.5 |  |  | 2003-01-31 | 22:00 | -0.5 | 31.1 |  |  | 1999-01-31 | 22:00 | -2.9 | 26.78 | [5 empty] | -1.8 | 28.76 |  |  |  | -10.1 | 13.82 |  |  |  |  | -6.6 | 20.12 |  |  |  |  | -4.5 | 23.9 | [5 empty] | -12.2 | 10.04 |  |  |  | -9.3 | 15.26 |  |  |  |  | -9 | 15.8 |  |  |  |  | -16.2 | 2.84
1991-01-31 | 23:00 | -0.7 | 30.74 | WEEKDAY | #N/A | 1976-01-31 | 23:00 | 3.8 | 38.84 |  |  | 2003-01-31 | 23:00 | -2 | 28.4 |  |  | 1999-01-31 | 23:00 | -2.1 | 28.22 | [5 empty] | -1.9 | 28.58 |  |  |  | -11.3 | 11.66 |  |  |  |  | -4.3 | 24.26 |  |  |  |  | -2.5 | 27.5 | [5 empty] | -10 | 14 |  |  |  | -6.6 | 20.12 |  |  |  |  | -5.7 | 21.74 |  |  |  |  | -11.9 | 10.58
1991-01-31 | 24:00 | 0 | 32 | WEEKDAY | #N/A | 1976-01-31 | 24:00 | 5.2 | 41.36 |  |  | 2003-01-31 | 24:00 | -3.6 | 25.52 |  |  | 1999-01-31 | 24:00 | -1.2 | 29.84 | [5 empty] | -2.1 | 28.22 |  |  |  | -12.5 | 9.5 |  |  |  |  | -2.1 | 28.22 |  |  |  |  | -0.4 | 31.28 | [5 empty] | -7.9 | 17.78 |  |  |  | -3.8 | 25.16 |  |  |  |  | -2.4 | 27.68 |  |  |  |  | -7.6 | 18.32
1995-02-01 | 1:00 | 0.7 | 33.26 | WEEKDAY | #N/A | 1988-02-01 | 1:00 | 6.5 | 43.7 |  |  | 2004-02-01 | 1:00 | -5.2 | 22.64 |  |  | 1995-02-01 | 1:00 | -0.3 | 31.46 | [5 empty] | -2.2 | 28.04 |  |  |  | -13.6 | 7.52 |  |  |  |  | 0 | 32 |  |  |  |  | 1.6 | 34.88 | [5 empty] | -5.7 | 21.74 |  |  |  | -1 | 30.2 |  |  |  |  | 0.7 | 33.26 |  |  |  |  | -3.4 | 25.88
1995-02-01 | 2:00 | 1.4 | 34.52 | WEEKDAY | #N/A | 1988-02-01 | 2:00 | 7.9 | 46.22 |  |  | 2004-02-01 | 2:00 | -6.8 | 19.76 |  |  | 1995-02-01 | 2:00 | 0.5 | 32.9 | [5 empty] | -2.4 | 27.68 |  |  |  | -14.8 | 5.36 |  |  |  |  | 2.2 | 35.96 |  |  |  |  | 3.7 | 38.66 | [5 empty] | -3.6 | 25.52 |  |  |  | 1.7 | 35.06 |  |  |  |  | 4 | 39.2 |  |  |  |  | 0.8 | 33.44
1995-02-01 | 3:00 | 2.1 | 35.78 | WEEKDAY | #N/A | 1988-02-01 | 3:00 | 9.2 | 48.56 |  |  | 2004-02-01 | 3:00 | -8.3 | 17.06 |  |  | 1995-02-01 | 3:00 | 1.3 | 34.34 | [5 empty] | -2.5 | 27.5 |  |  |  | -16 | 3.2 |  |  |  |  | 4.5 | 40.1 |  |  |  |  | 5.7 | 42.26 | [5 empty] | -1.4 | 29.48 |  |  |  | 4.4 | 39.92 |  |  |  |  | 7.3 | 45.14 |  |  |  |  | 5.1 | 41.18
1995-02-01 | 4:00 | 2.8 | 37.04 | WEEKDAY | #N/A | 1988-02-01 | 4:00 | 10.6 | 51.08 |  |  | 2004-02-01 | 4:00 | -10 | 14 |  |  | 1995-02-01 | 4:00 | 2.2 | 35.96 | [5 empty] | -2.8 | 26.96 |  |  |  | -17.3 | 0.86 |  |  |  |  | 6.7 | 44.06 |  |  |  |  | 7.8 | 46.04 | [5 empty] | 0.6 | 33.08 |  |  |  | 7.2 | 44.96 |  |  |  |  | 10.6 | 51.08 |  |  |  |  | 9.4 | 48.92
1995-02-01 | 5:00 | 2.2 | 35.96 | WEEKDAY | #N/A | 1988-02-01 | 5:00 | 10.6 | 51.08 |  |  | 2004-02-01 | 5:00 | -11.5 | 11.3 |  |  | 1995-02-01 | 5:00 | 2.2 | 35.96 | [5 empty] | -2.8 | 26.96 |  |  |  | -17.3 | 0.86 |  |  |  |  | 5 | 41 |  |  |  |  | 7.8 | 46.04 | [5 empty] | 1.1 | 33.98 |  |  |  | 7.2 | 44.96 |  |  |  |  | 10 | 50 |  |  |  |  | 9.4 | 48.92
1995-02-01 | 6:00 | 1.7 | 35.06 | WEEKDAY | #N/A | 1988-02-01 | 6:00 | 11.7 | 53.06 |  |  | 2004-02-01 | 6:00 | -13 | 8.6 |  |  | 1995-02-01 | 6:00 | 1.7 | 35.06 | [5 empty] | -3.3 | 26.06 |  |  |  | -17.8 | -0.04 |  |  |  |  | 3.9 | 39.02 |  |  |  |  | 7.8 | 46.04 | [5 empty] | -1.1 | 30.02 |  |  |  | 7.2 | 44.96 |  |  |  |  | 9.4 | 48.92 |  |  |  |  | 10 | 50
1995-02-01 | 7:00 | 2.2 | 35.96 | WEEKDAY | #N/A | 1988-02-01 | 7:00 | 11.7 | 53.06 |  |  | 2004-02-01 | 7:00 | -14 | 6.8 |  |  | 1995-02-01 | 7:00 | 2.2 | 35.96 | [5 empty] | -3.3 | 26.06 |  |  |  | -17.8 | -0.04 |  |  |  |  | 1.7 | 35.06 |  |  |  |  | 7.8 | 46.04 | [5 empty] | -2.2 | 28.04 |  |  |  | 6.1 | 42.98 |  |  |  |  | 8.9 | 48.02 |  |  |  |  | 9.4 | 48.92
1995-02-01 | 8:00 | 3.3 | 37.94 | WEEKDAY | #N/A | 1988-02-01 | 8:00 | 11.7 | 53.06 |  |  | 2004-02-01 | 8:00 | -11 | 12.2 |  |  | 1995-02-01 | 8:00 | 2.8 | 37.04 | [5 empty] | -2.2 | 28.04 |  |  |  | -17.8 | -0.04 |  |  |  |  | -2.2 | 28.04 |  |  |  |  | 7.8 | 46.04 | [5 empty] | -3.9 | 24.98 |  |  |  | 5 | 41 |  |  |  |  | 8.3 | 46.94 |  |  |  |  | 9.4 | 48.92
1995-02-01 | 9:00 | 4.4 | 39.92 | WEEKDAY | #N/A | 1988-02-01 | 9:00 | 12.8 | 55.04 |  |  | 2004-02-01 | 9:00 | -8 | 17.6 |  |  | 1995-02-01 | 9:00 | 3.9 | 39.02 | [5 empty] | -1.1 | 30.02 |  |  |  | -14.5 | 5.9 |  |  |  |  | -4.4 | 24.08 |  |  |  |  | 7.8 | 46.04 | [5 empty] | -6.1 | 21.02 |  |  |  | 5.6 | 42.08 |  |  |  |  | 8.3 | 46.94 |  |  |  |  | 9.4 | 48.92
1995-02-01 | 10:00 | 5 | 41 | WEEKDAY | #N/A | 1988-02-01 | 10:00 | 12.2 | 53.96 |  |  | 2004-02-01 | 10:00 | -6 | 21.2 |  |  | 1995-02-01 | 10:00 | 5 | 41 | [5 empty] | -0.6 | 30.92 |  |  |  | -11.2 | 11.84 |  |  |  |  | -5 | 23 |  |  |  |  | 7.8 | 46.04 | [5 empty] | -7.8 | 17.96 |  |  |  | 5 | 41 |  |  |  |  | 6.7 | 44.06 |  |  |  |  | 9.4 | 48.92
1995-02-01 | 11:00 | 6.7 | 44.06 | WEEKDAY | #N/A | 1988-02-01 | 11:00 | 13.3 | 55.94 |  |  | 2004-02-01 | 11:00 | -3 | 26.6 |  |  | 1995-02-01 | 11:00 | 6.7 | 44.06 | [5 empty] | 0 | 32 |  |  |  | -8.9 | 15.98 |  |  |  |  | -5.6 | 21.92 |  |  |  |  | 7.8 | 46.04 | [5 empty] | -7.2 | 19.04 |  |  |  | 4.4 | 39.92 |  |  |  |  | 4.4 | 39.92 |  |  |  |  | 9.4 | 48.92
1995-02-01 | 12:00 | 7.2 | 44.96 | WEEKDAY | #N/A | 1988-02-01 | 12:00 | 13.9 | 57.02 |  |  | 2004-02-01 | 12:00 | -2 | 28.4 |  |  | 1995-02-01 | 12:00 | 8.9 | 48.02 | [5 empty] | 0.6 | 33.08 |  |  |  | -8.9 | 15.98 |  |  |  |  | -6.1 | 21.02 |  |  |  |  | 8.3 | 46.94 | [5 empty] | -6.7 | 19.94 |  |  |  | 3.3 | 37.94 |  |  |  |  | 3.9 | 39.02 |  |  |  |  | 7.2 | 44.96
1995-02-01 | 13:00 | 7.8 | 46.04 | WEEKDAY | #N/A | 1988-02-01 | 13:00 | 15 | 59 |  |  | 2004-02-01 | 13:00 | -1 | 30.2 |  |  | 1995-02-01 | 13:00 | 8.9 | 48.02 | [5 empty] | 1.1 | 33.98 |  |  |  | -7.8 | 17.96 |  |  |  |  | -5 | 23 |  |  |  |  | 8.3 | 46.94 | [5 empty] | -7.8 | 17.96 |  |  |  | 3.3 | 37.94 |  |  |  |  | 3.3 | 37.94 |  |  |  |  | 6.7 | 44.06
1995-02-01 | 14:00 | 7.8 | 46.04 | WEEKDAY | #N/A | 1988-02-01 | 14:00 | 15.6 | 60.08 |  |  | 2004-02-01 | 14:00 | -1 | 30.2 |  |  | 1995-02-01 | 14:00 | 8.3 | 46.94 | [5 empty] | 1.7 | 35.06 |  |  |  | -7.8 | 17.96 |  |  |  |  | -3.3 | 26.06 |  |  |  |  | 8.9 | 48.02 | [5 empty] | -6.7 | 19.94 |  |  |  | 3.3 | 37.94 |  |  |  |  | 3.3 | 37.94 |  |  |  |  | 6.7 | 44.06
1995-02-01 | 15:00 | 8.3 | 46.94 | WEEKDAY | #N/A | 1988-02-01 | 15:00 | 16.1 | 60.98 |  |  | 2004-02-01 | 15:00 | 0 | 32 |  |  | 1995-02-01 | 15:00 | 7.8 | 46.04 | [5 empty] | 1.7 | 35.06 |  |  |  | -6.7 | 19.94 |  |  |  |  | -3.3 | 26.06 |  |  |  |  | 8.9 | 48.02 | [5 empty] | -5 | 23 |  |  |  | 2.8 | 37.04 |  |  |  |  | 3.3 | 37.94 |  |  |  |  | 5.6 | 42.08
1995-02-01 | 16:00 | 7.8 | 46.04 | WEEKDAY | #N/A | 1988-02-01 | 16:00 | 15 | 59 |  |  | 2004-02-01 | 16:00 | 0 | 32 |  |  | 1995-02-01 | 16:00 | 7.2 | 44.96 | [5 empty] | 1.7 | 35.06 |  |  |  | -6.2 | 20.84 |  |  |  |  | -3.3 | 26.06 |  |  |  |  | 8.9 | 48.02 | [5 empty] | -3.9 | 24.98 |  |  |  | 2.2 | 35.96 |  |  |  |  | 3.3 | 37.94 |  |  |  |  | 5 | 41
1995-02-01 | 17:00 | 7.2 | 44.96 | WEEKDAY | #N/A | 1988-02-01 | 17:00 | 13.3 | 55.94 |  |  | 2004-02-01 | 17:00 | -1 | 30.2 |  |  | 1995-02-01 | 17:00 | 7.2 | 44.96 | [5 empty] | 0.6 | 33.08 |  |  |  | -6.2 | 20.84 |  |  |  |  | -4.4 | 24.08 |  |  |  |  | 8.9 | 48.02 | [5 empty] | -3.9 | 24.98 |  |  |  | 2.2 | 35.96 |  |  |  |  | 3.9 | 39.02 |  |  |  |  | 5 | 41
1995-02-01 | 18:00 | 7.2 | 44.96 | WEEKDAY | #N/A | 1988-02-01 | 18:00 | 11.7 | 53.06 |  |  | 2004-02-01 | 18:00 | -3 | 26.6 |  |  | 1995-02-01 | 18:00 | 7.2 | 44.96 | [5 empty] | 0 | 32 |  |  |  | -5.6 | 21.92 |  |  |  |  | -6.1 | 21.02 |  |  |  |  | 8.3 | 46.94 | [5 empty] | -3.9 | 24.98 |  |  |  | 1.1 | 33.98 |  |  |  |  | 3.9 | 39.02 |  |  |  |  | 4.4 | 39.92
1995-02-01 | 19:00 | 6.7 | 44.06 | WEEKDAY | #N/A | 1988-02-01 | 19:00 | 11.1 | 51.98 |  |  | 2004-02-01 | 19:00 | -3 | 26.6 |  |  | 1995-02-01 | 19:00 | 6.1 | 42.98 | [5 empty] | -1.1 | 30.02 |  |  |  | -5.6 | 21.92 |  |  |  |  | -7.2 | 19.04 |  |  |  |  | 8.3 | 46.94 | [5 empty] | -3.3 | 26.06 |  |  |  | 0.6 | 33.08 |  |  |  |  | 2.2 | 35.96 |  |  |  |  | 3.3 | 37.94
1995-02-01 | 20:00 | 6.7 | 44.06 | WEEKDAY | #N/A | 1988-02-01 | 20:00 | 10 | 50 |  |  | 2004-02-01 | 20:00 | -4 | 24.8 |  |  | 1995-02-01 | 20:00 | 5.6 | 42.08 | [5 empty] | -0.6 | 30.92 |  |  |  | -5.6 | 21.92 |  |  |  |  | -7.8 | 17.96 |  |  |  |  | 7.8 | 46.04 | [5 empty] | -3.9 | 24.98 |  |  |  | 0.6 | 33.08 |  |  |  |  | 1.7 | 35.06 |  |  |  |  | 2.8 | 37.04
1995-02-01 | 21:00 | 6.7 | 44.06 | WEEKDAY | #N/A | 1988-02-01 | 21:00 | 9.4 | 48.92 |  |  | 2004-02-01 | 21:00 | -5 | 23 |  |  | 1995-02-01 | 21:00 | 5.6 | 42.08 | [5 empty] | -0.6 | 30.92 |  |  |  | -5.6 | 21.92 |  |  |  |  | -8.3 | 17.06 |  |  |  |  | 8.3 | 46.94 | [5 empty] | -5 | 23 |  |  |  | 0.6 | 33.08 |  |  |  |  | 1.7 | 35.06 |  |  |  |  | 2.2 | 35.96
1995-02-01 | 22:00 | 6.7 | 44.06 | WEEKDAY | #N/A | 1988-02-01 | 22:00 | 10 | 50 |  |  | 2004-02-01 | 22:00 | -5 | 23 |  |  | 1995-02-01 | 22:00 | 5 | 41 | [5 empty] | -1.1 | 30.02 |  |  |  | -5.6 | 21.92 |  |  |  |  | -8.3 | 17.06 |  |  |  |  | 8.3 | 46.94 | [5 empty] | -5.6 | 21.92 |  |  |  | 0.6 | 33.08 |  |  |  |  | 1.1 | 33.98 |  |  |  |  | 1.7 | 35.06
1995-02-01 | 23:00 | 6.1 | 42.98 | WEEKDAY | #N/A | 1988-02-01 | 23:00 | 10 | 50 |  |  | 2004-02-01 | 23:00 | -4 | 24.8 |  |  | 1995-02-01 | 23:00 | 4.4 | 39.92 | [5 empty] | -1.7 | 28.94 |  |  |  | -6.2 | 20.84 |  |  |  |  | -8.3 | 17.06 |  |  |  |  | 8.3 | 46.94 | [5 empty] | -5.6 | 21.92 |  |  |  | 0.6 | 33.08 |  |  |  |  | 0.6 | 33.08 |  |  |  |  | 0.6 | 33.08
1995-02-01 | 24:00 | 6.1 | 42.98 | WEEKDAY | #N/A | 1988-02-01 | 24:00 | 10.6 | 51.08 |  |  | 2004-02-01 | 24:00 | -6 | 21.2 |  |  | 1995-02-01 | 24:00 | 4.4 | 39.92 | [5 empty] | -1.7 | 28.94 |  |  |  | -6.2 | 20.84 |  |  |  |  | -8.9 | 15.98 |  |  |  |  | 8.3 | 46.94 | [5 empty] | -5.6 | 21.92 |  |  |  | 0 | 32 |  |  |  |  | 0.6 | 33.08 |  |  |  |  | -0.6 | 30.92
1995-02-02 | 1:00 | 5.6 | 42.08 | WEEKDAY | #N/A | 1988-02-02 | 1:00 | 10 | 50 |  |  | 2004-02-02 | 1:00 | -6 | 21.2 |  |  | 1995-02-02 | 1:00 | 3.9 | 39.02 | [5 empty] | -2.2 | 28.04 |  |  |  | -6.2 | 20.84 |  |  |  |  | -9.4 | 15.08 |  |  |  |  | 8.9 | 48.02 | [5 empty] | -6.1 | 21.02 |  |  |  | 0 | 32 |  |  |  |  | 0.6 | 33.08 |  |  |  |  | -1.1 | 30.02
1995-02-02 | 2:00 | 5.6 | 42.08 | WEEKDAY | #N/A | 1988-02-02 | 2:00 | 9.4 | 48.92 |  |  | 2004-02-02 | 2:00 | -6 | 21.2 |  |  | 1995-02-02 | 2:00 | 3.3 | 37.94 | [5 empty] | -3.3 | 26.06 |  |  |  | -6.2 | 20.84 |  |  |  |  | -9.4 | 15.08 |  |  |  |  | 9.4 | 48.92 | [5 empty] | -7.8 | 17.96 |  |  |  | 0 | 32 |  |  |  |  | 1.1 | 33.98 |  |  |  |  | -1.1 | 30.02
1995-02-02 | 3:00 | 5.6 | 42.08 | WEEKDAY | #N/A | 1988-02-02 | 3:00 | 9.4 | 48.92 |  |  | 2004-02-02 | 3:00 | -6 | 21.2 |  |  | 1995-02-02 | 3:00 | 3.9 | 39.02 | [5 empty] | -3.9 | 24.98 |  |  |  | -6.2 | 20.84 |  |  |  |  | -9.4 | 15.08 |  |  |  |  | 9.4 | 48.92 | [5 empty] | -9.4 | 15.08 |  |  |  | 0 | 32 |  |  |  |  | 1.1 | 33.98 |  |  |  |  | -2.2 | 28.04
1995-02-02 | 4:00 | 5 | 41 | WEEKDAY | #N/A | 1988-02-02 | 4:00 | 10 | 50 |  |  | 2004-02-02 | 4:00 | -6 | 21.2 |  |  | 1995-02-02 | 4:00 | 4.4 | 39.92 | [5 empty] | -4.4 | 24.08 |  |  |  | -6.2 | 20.84 |  |  |  |  | -10 | 14 |  |  |  |  | 9.4 | 48.92 | [5 empty] | -10.6 | 12.92 |  |  |  | 0 | 32 |  |  |  |  | 1.1 | 33.98 |  |  |  |  | -2.8 | 26.96
1995-02-02 | 5:00 | 5 | 41 | WEEKDAY | #N/A | 1988-02-02 | 5:00 | 13.9 | 57.02 |  |  | 2004-02-02 | 5:00 | -7 | 19.4 |  |  | 1995-02-02 | 5:00 | 5 | 41 | [5 empty] | -5 | 23 |  |  |  | -6.2 | 20.84 |  |  |  |  | -10 | 14 |  |  |  |  | 9.4 | 48.92 | [5 empty] | -10.6 | 12.92 |  |  |  | -0.6 | 30.92 |  |  |  |  | 0 | 32 |  |  |  |  | -3.3 | 26.06
1995-02-02 | 6:00 | 4.4 | 39.92 | WEEKDAY | #N/A | 1988-02-02 | 6:00 | 14.4 | 57.92 |  |  | 2004-02-02 | 6:00 | -7 | 19.4 |  |  | 1995-02-02 | 6:00 | 4.4 | 39.92 | [5 empty] | -5.6 | 21.92 |  |  |  | -6.2 | 20.84 |  |  |  |  | -9.4 | 15.08 |  |  |  |  | 10 | 50 | [5 empty] | -12.2 | 10.04 |  |  |  | -1.1 | 30.02 |  |  |  |  | -1.1 | 30.02 |  |  |  |  | -4.4 | 24.08
1995-02-02 | 7:00 | 3.3 | 37.94 | WEEKDAY | #N/A | 1988-02-02 | 7:00 | 14.4 | 57.92 |  |  | 2004-02-02 | 7:00 | -6 | 21.2 |  |  | 1995-02-02 | 7:00 | 3.9 | 39.02 | [5 empty] | -5.6 | 21.92 |  |  |  | -6.6 | 20.12 |  |  |  |  | -11.1 | 12.02 |  |  |  |  | 8.9 | 48.02 | [5 empty] | -11.7 | 10.94 |  |  |  | -0.6 | 30.92 |  |  |  |  | -1.7 | 28.94 |  |  |  |  | -5 | 23
1995-02-02 | 8:00 | 3.3 | 37.94 | WEEKDAY | #N/A | 1988-02-02 | 8:00 | 14.4 | 57.92 |  |  | 2004-02-02 | 8:00 | -6 | 21.2 |  |  | 1995-02-02 | 8:00 | 3.9 | 39.02 | [5 empty] | -5 | 23 |  |  |  | -6.2 | 20.84 |  |  |  |  | -10.6 | 12.92 |  |  |  |  | 6.1 | 42.98 | [5 empty] | -12.8 | 8.96 |  |  |  | -1.1 | 30.02 |  |  |  |  | -2.2 | 28.04 |  |  |  |  | -5.6 | 21.92
1995-02-02 | 9:00 | 3.3 | 37.94 | WEEKDAY | #N/A | 1988-02-02 | 9:00 | 14.4 | 57.92 |  |  | 2004-02-02 | 9:00 | -4 | 24.8 |  |  | 1995-02-02 | 9:00 | 3.9 | 39.02 | [5 empty] | -4.4 | 24.08 |  |  |  | -5.6 | 21.92 |  |  |  |  | -10 | 14 |  |  |  |  | 5 | 41 | [5 empty] | -10.6 | 12.92 |  |  |  | -1.7 | 28.94 |  |  |  |  | -2.2 | 28.04 |  |  |  |  | -6.1 | 21.02
1995-02-02 | 10:00 | 4.4 | 39.92 | WEEKDAY | #N/A | 1988-02-02 | 10:00 | 14.4 | 57.92 |  |  | 2004-02-02 | 10:00 | -3 | 26.6 |  |  | 1995-02-02 | 10:00 | 5 | 41 | [5 empty] | -4.4 | 24.08 |  |  |  | -5 | 23 |  |  |  |  | -8.3 | 17.06 |  |  |  |  | 2.8 | 37.04 | [5 empty] | -8.9 | 15.98 |  |  |  | -1.7 | 28.94 |  |  |  |  | -2.8 | 26.96 |  |  |  |  | -6.7 | 19.94
1995-02-02 | 11:00 | 4.4 | 39.92 | WEEKDAY | #N/A | 1988-02-02 | 11:00 | 13.9 | 57.02 |  |  | 2004-02-02 | 11:00 | -1 | 30.2 |  |  | 1995-02-02 | 11:00 | 5.6 | 42.08 | [5 empty] | -3.9 | 24.98 |  |  |  | -4.1 | 24.62 |  |  |  |  | -5 | 23 |  |  |  |  | 1.7 | 35.06 | [5 empty] | -6.1 | 21.02 |  |  |  | -2.2 | 28.04 |  |  |  |  | -3.3 | 26.06 |  |  |  |  | -6.7 | 19.94
1995-02-02 | 12:00 | 5 | 41 | WEEKDAY | #N/A | 1988-02-02 | 12:00 | 15 | 59 |  |  | 2004-02-02 | 12:00 | 1 | 33.8 |  |  | 1995-02-02 | 12:00 | 6.1 | 42.98 | [5 empty] | -3.3 | 26.06 |  |  |  | -3.4 | 25.88 |  |  |  |  | -1.7 | 28.94 |  |  |  |  | 1.7 | 35.06 | [5 empty] | -4.4 | 24.08 |  |  |  | -2.2 | 28.04 |  |  |  |  | -3.3 | 26.06 |  |  |  |  | -6.7 | 19.94
1995-02-02 | 13:00 | 5 | 41 | WEEKDAY | #N/A | 1988-02-02 | 13:00 | 14.4 | 57.92 |  |  | 2004-02-02 | 13:00 | 3 | 37.4 |  |  | 1995-02-02 | 13:00 | 6.7 | 44.06 | [5 empty] | -3.3 | 26.06 |  |  |  | -2.8 | 26.96 |  |  |  |  | 0 | 32 |  |  |  |  | 0.6 | 33.08 | [5 empty] | -2.8 | 26.96 |  |  |  | -2.8 | 26.96 |  |  |  |  | -3.3 | 26.06 |  |  |  |  | -6.7 | 19.94
1995-02-02 | 14:00 | 5 | 41 | WEEKDAY | #N/A | 1988-02-02 | 14:00 | 14.4 | 57.92 |  |  | 2004-02-02 | 14:00 | 3 | 37.4 |  |  | 1995-02-02 | 14:00 | 5.6 | 42.08 | [5 empty] | -2.8 | 26.96 |  |  |  | -2.8 | 26.96 |  |  |  |  | 1.1 | 33.98 |  |  |  |  | -0.6 | 30.92 | [5 empty] | -1.7 | 28.94 |  |  |  | -3.3 | 26.06 |  |  |  |  | -3.9 | 24.98 |  |  |  |  | -6.7 | 19.94
1995-02-02 | 15:00 | 3.9 | 39.02 | WEEKDAY | #N/A | 1988-02-02 | 15:00 | 11.1 | 51.98 |  |  | 2004-02-02 | 15:00 | 2 | 35.6 |  |  | 1995-02-02 | 15:00 | 5 | 41 | [5 empty] | -2.2 | 28.04 |  |  |  | -2.8 | 26.96 |  |  |  |  | -0.6 | 30.92 |  |  |  |  | -0.6 | 30.92 | [5 empty] | -1.1 | 30.02 |  |  |  | -3.3 | 26.06 |  |  |  |  | -4.4 | 24.08 |  |  |  |  | -6.7 | 19.94
1995-02-02 | 16:00 | 3.3 | 37.94 | WEEKDAY | #N/A | 1988-02-02 | 16:00 | 7.8 | 46.04 |  |  | 2004-02-02 | 16:00 | 3 | 37.4 |  |  | 1995-02-02 | 16:00 | 4.4 | 39.92 | [5 empty] | -2.2 | 28.04 |  |  |  | -2.8 | 26.96 |  |  |  |  | -1.1 | 30.02 |  |  |  |  | -1.1 | 30.02 | [5 empty] | -0.6 | 30.92 |  |  |  | -3.3 | 26.06 |  |  |  |  | -4.4 | 24.08 |  |  |  |  | -7.2 | 19.04
1995-02-02 | 17:00 | 2.8 | 37.04 | WEEKDAY | #N/A | 1988-02-02 | 17:00 | 6.1 | 42.98 |  |  | 2004-02-02 | 17:00 | 0 | 32 |  |  | 1995-02-02 | 17:00 | 2.8 | 37.04 | [5 empty] | -2.8 | 26.96 |  |  |  | -3.4 | 25.88 |  |  |  |  | -1.7 | 28.94 |  |  |  |  | -1.7 | 28.94 | [5 empty] | 0 | 32 |  |  |  | -3.9 | 24.98 |  |  |  |  | -4.4 | 24.08 |  |  |  |  | -8.3 | 17.06
1995-02-02 | 18:00 | 1.7 | 35.06 | WEEKDAY | #N/A | 1988-02-02 | 18:00 | 5 | 41 |  |  | 2004-02-02 | 18:00 | -2 | 28.4 |  |  | 1995-02-02 | 18:00 | 1.7 | 35.06 | [5 empty] | -3.9 | 24.98 |  |  |  | -4.7 | 23.54 |  |  |  |  | -2.2 | 28.04 |  |  |  |  | -2.2 | 28.04 | [5 empty] | 0.6 | 33.08 |  |  |  | -4.4 | 24.08 |  |  |  |  | -4.4 | 24.08 |  |  |  |  | -8.9 | 15.98
1995-02-02 | 19:00 | 0.6 | 33.08 | WEEKDAY | #N/A | 1988-02-02 | 19:00 | 4.4 | 39.92 |  |  | 2004-02-02 | 19:00 | -1 | 30.2 |  |  | 1995-02-02 | 19:00 | 1.1 | 33.98 | [5 empty] | -3.9 | 24.98 |  |  |  | -6.2 | 20.84 |  |  |  |  | -1.7 | 28.94 |  |  |  |  | -2.8 | 26.96 | [5 empty] | 0.6 | 33.08 |  |  |  | -4.4 | 24.08 |  |  |  |  | -5 | 23 |  |  |  |  | -10.6 | 12.92
1995-02-02 | 20:00 | -0.6 | 30.92 | WEEKDAY | #N/A | 1988-02-02 | 20:00 | 3.9 | 39.02 |  |  | 2004-02-02 | 20:00 | -3 | 26.6 |  |  | 1995-02-02 | 20:00 | -0.6 | 30.92 | [5 empty] | -4.4 | 24.08 |  |  |  | -6.7 | 19.94 |  |  |  |  | -1.7 | 28.94 |  |  |  |  | -3.3 | 26.06 | [5 empty] | 1.1 | 33.98 |  |  |  | -4.4 | 24.08 |  |  |  |  | -5 | 23 |  |  |  |  | -11.7 | 10.94
1995-02-02 | 21:00 | -1.7 | 28.94 | WEEKDAY | #N/A | 1988-02-02 | 21:00 | 3.9 | 39.02 |  |  | 2004-02-02 | 21:00 | -4 | 24.8 |  |  | 1995-02-02 | 21:00 | -1.7 | 28.94 | [5 empty] | -5.6 | 21.92 |  |  |  | -7.8 | 17.96 |  |  |  |  | -2.2 | 28.04 |  |  |  |  | -3.9 | 24.98 | [5 empty] | 0.6 | 33.08 |  |  |  | -5 | 23 |  |  |  |  | -5.6 | 21.92 |  |  |  |  | -12.8 | 8.96
1995-02-02 | 22:00 | -2.2 | 28.04 | WEEKDAY | #N/A | 1988-02-02 | 22:00 | 2.8 | 37.04 |  |  | 2004-02-02 | 22:00 | -3 | 26.6 |  |  | 1995-02-02 | 22:00 | -2.2 | 28.04 | [5 empty] | -5.6 | 21.92 |  |  |  | -9.5 | 14.9 |  |  |  |  | -2.2 | 28.04 |  |  |  |  | -4.4 | 24.08 | [5 empty] | 1.1 | 33.98 |  |  |  | -4.4 | 24.08 |  |  |  |  | -5 | 23 |  |  |  |  | -14.4 | 6.08
1995-02-02 | 23:00 | -3.3 | 26.06 | WEEKDAY | #N/A | 1988-02-02 | 23:00 | 2.2 | 35.96 |  |  | 2004-02-02 | 23:00 | -4 | 24.8 |  |  | 1995-02-02 | 23:00 | -2.8 | 26.96 | [5 empty] | -6.1 | 21.02 |  |  |  | -10 | 14 |  |  |  |  | -1.7 | 28.94 |  |  |  |  | -5 | 23 | [5 empty] | 1.1 | 33.98 |  |  |  | -4.4 | 24.08 |  |  |  |  | -5 | 23 |  |  |  |  | -16.7 | 1.94
1995-02-02 | 24:00 | -4.4 | 24.08 | WEEKDAY | #N/A | 1988-02-02 | 24:00 | 2.2 | 35.96 |  |  | 2004-02-02 | 24:00 | -7 | 19.4 |  |  | 1995-02-02 | 24:00 | -4.4 | 24.08 | [5 empty] | -7.2 | 19.04 |  |  |  | -10.6 | 12.92 |  |  |  |  | -1.7 | 28.94 |  |  |  |  | -5.6 | 21.92 | [5 empty] | 1.1 | 33.98 |  |  |  | -4.4 | 24.08 |  |  |  |  | -5.6 | 21.92 |  |  |  |  | -18.3 | -0.94
1995-02-03 | 1:00 | -5 | 23 | WEEKDAY | #N/A | 1988-02-03 | 1:00 | 1.7 | 35.06 |  |  | 2004-02-03 | 1:00 | -7 | 19.4 |  |  | 1995-02-03 | 1:00 | -5 | 23 | [5 empty] | -7.2 | 19.04 |  |  |  | -11.2 | 11.84 |  |  |  |  | -1.1 | 30.02 |  |  |  |  | -6.7 | 19.94 | [5 empty] | 0.6 | 33.08 |  |  |  | -5 | 23 |  |  |  |  | -6.1 | 21.02 |  |  |  |  | -20.6 | -5.08
1995-02-03 | 2:00 | -5.6 | 21.92 | WEEKDAY | #N/A | 1988-02-03 | 2:00 | 1.1 | 33.98 |  |  | 2004-02-03 | 2:00 | -8 | 17.6 |  |  | 1995-02-03 | 2:00 | -5.6 | 21.92 | [5 empty] | -7.2 | 19.04 |  |  |  | -11.2 | 11.84 |  |  |  |  | -0.6 | 30.92 |  |  |  |  | -7.2 | 19.04 | [5 empty] | 0.6 | 33.08 |  |  |  | -5 | 23 |  |  |  |  | -6.7 | 19.94 |  |  |  |  | -20.6 | -5.08
1995-02-03 | 3:00 | -6.1 | 21.02 | WEEKDAY | #N/A | 1988-02-03 | 3:00 | 0.6 | 33.08 |  |  | 2004-02-03 | 3:00 | -7 | 19.4 |  |  | 1995-02-03 | 3:00 | -6.1 | 21.02 | [5 empty] | -7.2 | 19.04 |  |  |  | -11.2 | 11.84 |  |  |  |  | 0 | 32 |  |  |  |  | -8.3 | 17.06 | [5 empty] | -0.6 | 30.92 |  |  |  | -6.7 | 19.94 |  |  |  |  | -8.3 | 17.06 |  |  |  |  | -21.7 | -7.06
1995-02-03 | 4:00 | -6.7 | 19.94 | WEEKDAY | #N/A | 1988-02-03 | 4:00 | 0 | 32 |  |  | 2004-02-03 | 4:00 | -8 | 17.6 |  |  | 1995-02-03 | 4:00 | -7.2 | 19.04 | [5 empty] | -6.7 | 19.94 |  |  |  | -11.7 | 10.94 |  |  |  |  | 0.6 | 33.08 |  |  |  |  | -8.9 | 15.98 | [5 empty] | -0.6 | 30.92 |  |  |  | -7.2 | 19.04 |  |  |  |  | -9.4 | 15.08 |  |  |  |  | -19.4 | -2.92
1995-02-03 | 5:00 | -7.2 | 19.04 | WEEKDAY | #N/A | 1988-02-03 | 5:00 | -0.6 | 30.92 |  |  | 2004-02-03 | 5:00 | -4 | 24.8 |  |  | 1995-02-03 | 5:00 | -7.2 | 19.04 | [5 empty] | -6.1 | 21.02 |  |  |  | -11.7 | 10.94 |  |  |  |  | 0.6 | 33.08 |  |  |  |  | -9.4 | 15.08 | [5 empty] | -1.1 | 30.02 |  |  |  | -6.7 | 19.94 |  |  |  |  | -10 | 14 |  |  |  |  | -16.7 | 1.94
1995-02-03 | 6:00 | -7.8 | 17.96 | WEEKDAY | #N/A | 1988-02-03 | 6:00 | -1.1 | 30.02 |  |  | 2004-02-03 | 6:00 | -3 | 26.6 |  |  | 1995-02-03 | 6:00 | -7.8 | 17.96 | [5 empty] | -7.2 | 19.04 |  |  |  | -11.7 | 10.94 |  |  |  |  | 0.6 | 33.08 |  |  |  |  | -10.6 | 12.92 | [5 empty] | -1.1 | 30.02 |  |  |  | -6.7 | 19.94 |  |  |  |  | -10 | 14 |  |  |  |  | -17.8 | -0.04
1995-02-03 | 7:00 | -7.8 | 17.96 | WEEKDAY | #N/A | 1988-02-03 | 7:00 | -1.7 | 28.94 |  |  | 2004-02-03 | 7:00 | -3 | 26.6 |  |  | 1995-02-03 | 7:00 | -7.8 | 17.96 | [5 empty] | -6.7 | 19.94 |  |  |  | -12.3 | 9.86 |  |  |  |  | 0.6 | 33.08 |  |  |  |  | -10.6 | 12.92 | [5 empty] | -0.6 | 30.92 |  |  |  | -7.2 | 19.04 |  |  |  |  | -10 | 14 |  |  |  |  | -18.3 | -0.94
1995-02-03 | 8:00 | -7.2 | 19.04 | WEEKDAY | #N/A | 1988-02-03 | 8:00 | -1.7 | 28.94 |  |  | 2004-02-03 | 8:00 | -3 | 26.6 |  |  | 1995-02-03 | 8:00 | -7.2 | 19.04 | [5 empty] | -5.6 | 21.92 |  |  |  | -12.3 | 9.86 |  |  |  |  | 1.1 | 33.98 |  |  |  |  | -11.1 | 12.02 | [5 empty] | 0 | 32 |  |  |  | -7.8 | 17.96 |  |  |  |  | -9.4 | 15.08 |  |  |  |  | -18.9 | -2.02
1995-02-03 | 9:00 | -6.7 | 19.94 | WEEKDAY | #N/A | 1988-02-03 | 9:00 | -1.7 | 28.94 |  |  | 2004-02-03 | 9:00 | -2 | 28.4 |  |  | 1995-02-03 | 9:00 | -6.1 | 21.02 | [5 empty] | -4.4 | 24.08 |  |  |  | -11.7 | 10.94 |  |  |  |  | 1.1 | 33.98 |  |  |  |  | -10 | 14 | [5 empty] | 0.6 | 33.08 |  |  |  | -7.8 | 17.96 |  |  |  |  | -9.4 | 15.08 |  |  |  |  | -17.8 | -0.04
1995-02-03 | 10:00 | -5 | 23 | WEEKDAY | #N/A | 1988-02-03 | 10:00 | 0 | 32 |  |  | 2004-02-03 | 10:00 | -1 | 30.2 |  |  | 1995-02-03 | 10:00 | -5 | 23 | [5 empty] | -3.9 | 24.98 |  |  |  | -11.2 | 11.84 |  |  |  |  | 1.1 | 33.98 |  |  |  |  | -8.3 | 17.06 | [5 empty] | 0.6 | 33.08 |  |  |  | -6.7 | 19.94 |  |  |  |  | -7.8 | 17.96 |  |  |  |  | -16.7 | 1.94
1995-02-03 | 11:00 | -4.4 | 24.08 | WEEKDAY | #N/A | 1988-02-03 | 11:00 | 0.6 | 33.08 |  |  | 2004-02-03 | 11:00 | 1 | 33.8 |  |  | 1995-02-03 | 11:00 | -2.8 | 26.96 | [5 empty] | -3.3 | 26.06 |  |  |  | -10.6 | 12.92 |  |  |  |  | 1.1 | 33.98 |  |  |  |  | -8.3 | 17.06 | [5 empty] | 0.6 | 33.08 |  |  |  | -5.6 | 21.92 |  |  |  |  | -6.7 | 19.94 |  |  |  |  | -15.6 | 3.92
1995-02-03 | 12:00 | -2.8 | 26.96 | WEEKDAY | #N/A | 1988-02-03 | 12:00 | 1.1 | 33.98 |  |  | 2004-02-03 | 12:00 | 2 | 35.6 |  |  | 1995-02-03 | 12:00 | -2.2 | 28.04 | [5 empty] | -2.2 | 28.04 |  |  |  | -10.6 | 12.92 |  |  |  |  | 1.1 | 33.98 |  |  |  |  | -6.7 | 19.94 | [5 empty] | 1.1 | 33.98 |  |  |  | -4.4 | 24.08 |  |  |  |  | -5.6 | 21.92 |  |  |  |  | -15 | 5
1995-02-03 | 13:00 | -1.1 | 30.02 | WEEKDAY | #N/A | 1988-02-03 | 13:00 | 1.1 | 33.98 |  |  | 2004-02-03 | 13:00 | 2 | 35.6 |  |  | 1995-02-03 | 13:00 | -0.6 | 30.92 | [5 empty] | -1.1 | 30.02 |  |  |  | -9.5 | 14.9 |  |  |  |  | 1.7 | 35.06 |  |  |  |  | -5.6 | 21.92 | [5 empty] | 1.7 | 35.06 |  |  |  | -2.8 | 26.96 |  |  |  |  | -5 | 23 |  |  |  |  | -14.4 | 6.08
1995-02-03 | 14:00 | -0.6 | 30.92 | WEEKDAY | #N/A | 1988-02-03 | 14:00 | 1.1 | 33.98 |  |  | 2004-02-03 | 14:00 | 1 | 33.8 |  |  | 1995-02-03 | 14:00 | -0.6 | 30.92 | [5 empty] | -2.2 | 28.04 |  |  |  | -9.5 | 14.9 |  |  |  |  | 2.2 | 35.96 |  |  |  |  | -5.6 | 21.92 | [5 empty] | 1.7 | 35.06 |  |  |  | -1.7 | 28.94 |  |  |  |  | -5 | 23 |  |  |  |  | -13.9 | 6.98
1995-02-03 | 15:00 | 0 | 32 | WEEKDAY | #N/A | 1988-02-03 | 15:00 | 1.1 | 33.98 |  |  | 2004-02-03 | 15:00 | 1 | 33.8 |  |  | 1995-02-03 | 15:00 | -1.7 | 28.94 | [5 empty] | -2.2 | 28.04 |  |  |  | -8.9 | 15.98 |  |  |  |  | 2.8 | 37.04 |  |  |  |  | -5 | 23 | [5 empty] | 1.7 | 35.06 |  |  |  | -1.7 | 28.94 |  |  |  |  | -3.9 | 24.98 |  |  |  |  | -13.3 | 8.06
1995-02-03 | 16:00 | 0 | 32 | WEEKDAY | #N/A | 1988-02-03 | 16:00 | 0 | 32 |  |  | 2004-02-03 | 16:00 | 1 | 33.8 |  |  | 1995-02-03 | 16:00 | -2.2 | 28.04 | [5 empty] | -1.7 | 28.94 |  |  |  | -8.9 | 15.98 |  |  |  |  | 2.8 | 37.04 |  |  |  |  | -4.4 | 24.08 | [5 empty] | 1.7 | 35.06 |  |  |  | -2.2 | 28.04 |  |  |  |  | -3.3 | 26.06 |  |  |  |  | -13.3 | 8.06
1995-02-03 | 17:00 | -1.1 | 30.02 | WEEKDAY | #N/A | 1988-02-03 | 17:00 | 0 | 32 |  |  | 2004-02-03 | 17:00 | 1 | 33.8 |  |  | 1995-02-03 | 17:00 | -2.8 | 26.96 | [5 empty] | -1.7 | 28.94 |  |  |  | -8.9 | 15.98 |  |  |  |  | 3.3 | 37.94 |  |  |  |  | -4.4 | 24.08 | [5 empty] | 1.1 | 33.98 |  |  |  | -2.8 | 26.96 |  |  |  |  | -2.8 | 26.96 |  |  |  |  | -13.9 | 6.98
1995-02-03 | 18:00 | -1.7 | 28.94 | WEEKDAY | #N/A | 1988-02-03 | 18:00 | 0 | 32 |  |  | 2004-02-03 | 18:00 | 1 | 33.8 |  |  | 1995-02-03 | 18:00 | -2.8 | 26.96 | [5 empty] | -1.7 | 28.94 |  |  |  | -9.5 | 14.9 |  |  |  |  | 3.9 | 39.02 |  |  |  |  | -5 | 23 | [5 empty] | 1.1 | 33.98 |  |  |  | -2.8 | 26.96 |  |  |  |  | -2.8 | 26.96 |  |  |  |  | -14.4 | 6.08
1995-02-03 | 19:00 | -2.2 | 28.04 | WEEKDAY | #N/A | 1988-02-03 | 19:00 | 1.1 | 33.98 |  |  | 2004-02-03 | 19:00 | 1 | 33.8 |  |  | 1995-02-03 | 19:00 | -2.8 | 26.96 | [5 empty] | -1.7 | 28.94 |  |  |  | -10 | 14 |  |  |  |  | 3.9 | 39.02 |  |  |  |  | -5 | 23 | [5 empty] | 1.1 | 33.98 |  |  |  | -3.3 | 26.06 |  |  |  |  | -2.2 | 28.04 |  |  |  |  | -15 | 5
1995-02-03 | 20:00 | -2.2 | 28.04 | WEEKDAY | #N/A | 1988-02-03 | 20:00 | 1.1 | 33.98 |  |  | 2004-02-03 | 20:00 | 2 | 35.6 |  |  | 1995-02-03 | 20:00 | -2.8 | 26.96 | [5 empty] | -2.8 | 26.96 |  |  |  | -10.6 | 12.92 |  |  |  |  | 5 | 41 |  |  |  |  | -4.4 | 24.08 | [5 empty] | 1.1 | 33.98 |  |  |  | -3.9 | 24.98 |  |  |  |  | -2.2 | 28.04 |  |  |  |  | -14.4 | 6.08
1995-02-03 | 21:00 | -1.7 | 28.94 | WEEKDAY | #N/A | 1988-02-03 | 21:00 | 1.1 | 33.98 |  |  | 2004-02-03 | 21:00 | 2 | 35.6 |  |  | 1995-02-03 | 21:00 | -1.7 | 28.94 | [5 empty] | -3.3 | 26.06 |  |  |  | -11.2 | 11.84 |  |  |  |  | 5.6 | 42.08 |  |  |  |  | -2.2 | 28.04 | [5 empty] | 0.6 | 33.08 |  |  |  | -3.3 | 26.06 |  |  |  |  | -2.2 | 28.04 |  |  |  |  | -13.9 | 6.98
1995-02-03 | 22:00 | -1.7 | 28.94 | WEEKDAY | #N/A | 1988-02-03 | 22:00 | 0.6 | 33.08 |  |  | 2004-02-03 | 22:00 | 2 | 35.6 |  |  | 1995-02-03 | 22:00 | -1.1 | 30.02 | [5 empty] | -2.8 | 26.96 |  |  |  | -11.7 | 10.94 |  |  |  |  | 5 | 41 |  |  |  |  | -1.7 | 28.94 | [5 empty] | 1.1 | 33.98 |  |  |  | -3.9 | 24.98 |  |  |  |  | -2.2 | 28.04 |  |  |  |  | -13.9 | 6.98
1995-02-03 | 23:00 | -1.1 | 30.02 | WEEKDAY | #N/A | 1988-02-03 | 23:00 | 0.6 | 33.08 |  |  | 2004-02-03 | 23:00 | 2 | 35.6 |  |  | 1995-02-03 | 23:00 | -0.6 | 30.92 | [5 empty] | -3.3 | 26.06 |  |  |  | -12.3 | 9.86 |  |  |  |  | 5.6 | 42.08 |  |  |  |  | -1.7 | 28.94 | [5 empty] | 1.7 | 35.06 |  |  |  | -4.4 | 24.08 |  |  |  |  | -1.7 | 28.94 |  |  |  |  | -13.3 | 8.06
1995-02-03 | 24:00 | -1.1 | 30.02 | WEEKDAY | #N/A | 1988-02-03 | 24:00 | 1.1 | 33.98 |  |  | 2004-02-03 | 24:00 | 2 | 35.6 |  |  | 1995-02-03 | 24:00 | -0.6 | 30.92 | [5 empty] | -2.8 | 26.96 |  |  |  | -12.8 | 8.96 |  |  |  |  | 5.6 | 42.08 |  |  |  |  | -1.7 | 28.94 | [5 empty] | 2.2 | 35.96 |  |  |  | -4.4 | 24.08 |  |  |  |  | -2.2 | 28.04 |  |  |  |  | -13.3 | 8.06
1995-02-04 | 1:00 | -2.2 | 28.04 | SATURDAY | #N/A | 1988-02-04 | 1:00 | 1.1 | 33.98 |  |  | 2004-02-04 | 1:00 | 2 | 35.6 |  |  | 1995-02-04 | 1:00 | -0.6 | 30.92 | [5 empty] | -2.2 | 28.04 |  |  |  | -13.4 | 7.88 |  |  |  |  | 5.6 | 42.08 |  |  |  |  | -2.2 | 28.04 | [5 empty] | 0.6 | 33.08 |  |  |  | -3.9 | 24.98 |  |  |  |  | -1.7 | 28.94 |  |  |  |  | -13.3 | 8.06
1995-02-04 | 2:00 | -2.2 | 28.04 | SATURDAY | #N/A | 1988-02-04 | 2:00 | 1.7 | 35.06 |  |  | 2004-02-04 | 2:00 | 3 | 37.4 |  |  | 1995-02-04 | 2:00 | -1.1 | 30.02 | [5 empty] | -2.2 | 28.04 |  |  |  | -13.9 | 6.98 |  |  |  |  | 3.9 | 39.02 |  |  |  |  | -2.8 | 26.96 | [5 empty] | 0 | 32 |  |  |  | -4.4 | 24.08 |  |  |  |  | -1.1 | 30.02 |  |  |  |  | -13.3 | 8.06
1995-02-04 | 3:00 | -2.2 | 28.04 | SATURDAY | #N/A | 1988-02-04 | 3:00 | 1.7 | 35.06 |  |  | 2004-02-04 | 3:00 | 3 | 37.4 |  |  | 1995-02-04 | 3:00 | -1.1 | 30.02 | [5 empty] | -2.2 | 28.04 |  |  |  | -14.5 | 5.9 |  |  |  |  | 0.6 | 33.08 |  |  |  |  | -3.3 | 26.06 | [5 empty] | -1.1 | 30.02 |  |  |  | -5 | 23 |  |  |  |  | -5 | 23 |  |  |  |  | -13.3 | 8.06
1995-02-04 | 4:00 | -1.7 | 28.94 | SATURDAY | #N/A | 1988-02-04 | 4:00 | 2.2 | 35.96 |  |  | 2004-02-04 | 4:00 | 3 | 37.4 |  |  | 1995-02-04 | 4:00 | -1.1 | 30.02 | [5 empty] | -2.2 | 28.04 |  |  |  | -15 | 5 |  |  |  |  | -0.6 | 30.92 |  |  |  |  | -3.9 | 24.98 | [5 empty] | -1.7 | 28.94 |  |  |  | -5.6 | 21.92 |  |  |  |  | -6.1 | 21.02 |  |  |  |  | -13.3 | 8.06
1995-02-04 | 5:00 | -1.1 | 30.02 | SATURDAY | #N/A | 1988-02-04 | 5:00 | 2.8 | 37.04 |  |  | 2004-02-04 | 5:00 | 3 | 37.4 |  |  | 1995-02-04 | 5:00 | 0 | 32 | [5 empty] | -2.2 | 28.04 |  |  |  | -15.6 | 3.92 |  |  |  |  | -1.1 | 30.02 |  |  |  |  | -4.4 | 24.08 | [5 empty] | -1.7 | 28.94 |  |  |  | -5 | 23 |  |  |  |  | -5.6 | 21.92 |  |  |  |  | -13.3 | 8.06
1995-02-04 | 6:00 | -0.6 | 30.92 | SATURDAY | #N/A | 1988-02-04 | 6:00 | 2.8 | 37.04 |  |  | 2004-02-04 | 6:00 | 3 | 37.4 |  |  | 1995-02-04 | 6:00 | 0.6 | 33.08 | [5 empty] | -2.2 | 28.04 |  |  |  | -15.6 | 3.92 |  |  |  |  | -1.7 | 28.94 |  |  |  |  | -3.9 | 24.98 | [5 empty] | -1.1 | 30.02 |  |  |  | -5.6 | 21.92 |  |  |  |  | -5.6 | 21.92 |  |  |  |  | -13.3 | 8.06
1995-02-04 | 7:00 | 0 | 32 | SATURDAY | #N/A | 1988-02-04 | 7:00 | 1.7 | 35.06 |  |  | 2004-02-04 | 7:00 | 3 | 37.4 |  |  | 1995-02-04 | 7:00 | 0.6 | 33.08 | [5 empty] | -2.8 | 26.96 |  |  |  | -16.7 | 1.94 |  |  |  |  | -2.2 | 28.04 |  |  |  |  | -4.4 | 24.08 | [5 empty] | -1.1 | 30.02 |  |  |  | -6.1 | 21.02 |  |  |  |  | -6.1 | 21.02 |  |  |  |  | -13.3 | 8.06
1995-02-04 | 8:00 | 0 | 32 | SATURDAY | #N/A | 1988-02-04 | 8:00 | 1.7 | 35.06 |  |  | 2004-02-04 | 8:00 | 3 | 37.4 |  |  | 1995-02-04 | 8:00 | 0.6 | 33.08 | [5 empty] | -2.8 | 26.96 |  |  |  | -16.7 | 1.94 |  |  |  |  | -2.8 | 26.96 |  |  |  |  | -4.4 | 24.08 | [5 empty] | -2.2 | 28.04 |  |  |  | -6.1 | 21.02 |  |  |  |  | -6.7 | 19.94 |  |  |  |  | -12.8 | 8.96
1995-02-04 | 9:00 | 0 | 32 | SATURDAY | #N/A | 1988-02-04 | 9:00 | 1.7 | 35.06 |  |  | 2004-02-04 | 9:00 | 3 | 37.4 |  |  | 1995-02-04 | 9:00 | 0.6 | 33.08 | [5 empty] | -2.2 | 28.04 |  |  |  | -15.8 | 3.56 |  |  |  |  | -3.9 | 24.98 |  |  |  |  | -4.4 | 24.08 | [5 empty] | -2.2 | 28.04 |  |  |  | -6.1 | 21.02 |  |  |  |  | -6.7 | 19.94 |  |  |  |  | -12.2 | 10.04
1995-02-04 | 10:00 | 1.1 | 33.98 | SATURDAY | #N/A | 1988-02-04 | 10:00 | 1.7 | 35.06 |  |  | 2004-02-04 | 10:00 | 3 | 37.4 |  |  | 1995-02-04 | 10:00 | 1.7 | 35.06 | [5 empty] | -1.1 | 30.02 |  |  |  | -15 | 5 |  |  |  |  | -3.9 | 24.98 |  |  |  |  | -3.9 | 24.98 | [5 empty] | -2.8 | 26.96 |  |  |  | -6.1 | 21.02 |  |  |  |  | -6.7 | 19.94 |  |  |  |  | -11.1 | 12.02
1995-02-04 | 11:00 | 1.7 | 35.06 | SATURDAY | #N/A | 1988-02-04 | 11:00 | 2.2 | 35.96 |  |  | 2004-02-04 | 11:00 | 4 | 39.2 |  |  | 1995-02-04 | 11:00 | 2.8 | 37.04 | [5 empty] | -1.1 | 30.02 |  |  |  | -14.5 | 5.9 |  |  |  |  | -3.3 | 26.06 |  |  |  |  | -3.3 | 26.06 | [5 empty] | -2.8 | 26.96 |  |  |  | -5.6 | 21.92 |  |  |  |  | -6.1 | 21.02 |  |  |  |  | -10 | 14
1995-02-04 | 12:00 | 2.2 | 35.96 | SATURDAY | #N/A | 1988-02-04 | 12:00 | 1.7 | 35.06 |  |  | 2004-02-04 | 12:00 | 4 | 39.2 |  |  | 1995-02-04 | 12:00 | 2.8 | 37.04 | [5 empty] | -0.6 | 30.92 |  |  |  | -13.4 | 7.88 |  |  |  |  | -2.8 | 26.96 |  |  |  |  | -2.8 | 26.96 | [5 empty] | -2.8 | 26.96 |  |  |  | -4.4 | 24.08 |  |  |  |  | -6.1 | 21.02 |  |  |  |  | -8.3 | 17.06
1995-02-04 | 13:00 | 2.2 | 35.96 | SATURDAY | #N/A | 1988-02-04 | 13:00 | 2.2 | 35.96 |  |  | 2004-02-04 | 13:00 | 4 | 39.2 |  |  | 1995-02-04 | 13:00 | 2.8 | 37.04 | [5 empty] | -0.6 | 30.92 |  |  |  | -12.3 | 9.86 |  |  |  |  | -3.3 | 26.06 |  |  |  |  | -2.2 | 28.04 | [5 empty] | -3.3 | 26.06 |  |  |  | -4.4 | 24.08 |  |  |  |  | -5 | 23 |  |  |  |  | -7.8 | 17.96
1995-02-04 | 14:00 | 2.8 | 37.04 | SATURDAY | #N/A | 1988-02-04 | 14:00 | 2.2 | 35.96 |  |  | 2004-02-04 | 14:00 | 4 | 39.2 |  |  | 1995-02-04 | 14:00 | 2.2 | 35.96 | [5 empty] | -0.6 | 30.92 |  |  |  | -11.7 | 10.94 |  |  |  |  | -3.9 | 24.98 |  |  |  |  | -2.2 | 28.04 | [5 empty] | -3.9 | 24.98 |  |  |  | -5 | 23 |  |  |  |  | -5 | 23 |  |  |  |  | -7.2 | 19.04
1995-02-04 | 15:00 | 1.1 | 33.98 | SATURDAY | #N/A | 1988-02-04 | 15:00 | 2.2 | 35.96 |  |  | 2004-02-04 | 15:00 | 4 | 39.2 |  |  | 1995-02-04 | 15:00 | 2.2 | 35.96 | [5 empty] | -1.1 | 30.02 |  |  |  | -11.2 | 11.84 |  |  |  |  | -4.4 | 24.08 |  |  |  |  | -1.7 | 28.94 | [5 empty] | -4.4 | 24.08 |  |  |  | -5.6 | 21.92 |  |  |  |  | -5.6 | 21.92 |  |  |  |  | -6.7 | 19.94
1995-02-04 | 16:00 | 0.6 | 33.08 | SATURDAY | #N/A | 1988-02-04 | 16:00 | 2.8 | 37.04 |  |  | 2004-02-04 | 16:00 | 3 | 37.4 |  |  | 1995-02-04 | 16:00 | 0.6 | 33.08 | [5 empty] | -1.1 | 30.02 |  |  |  | -10.6 | 12.92 |  |  |  |  | -3.3 | 26.06 |  |  |  |  | -1.7 | 28.94 | [5 empty] | -5.6 | 21.92 |  |  |  | -5.6 | 21.92 |  |  |  |  | -6.1 | 21.02 |  |  |  |  | -7.2 | 19.04
1995-02-04 | 17:00 | 0 | 32 | SATURDAY | #N/A | 1988-02-04 | 17:00 | 2.8 | 37.04 |  |  | 2004-02-04 | 17:00 | 2 | 35.6 |  |  | 1995-02-04 | 17:00 | 0 | 32 | [5 empty] | -1.7 | 28.94 |  |  |  | -10.6 | 12.92 |  |  |  |  | -5.6 | 21.92 |  |  |  |  | -5 | 23 | [5 empty] | -6.7 | 19.94 |  |  |  | -7.2 | 19.04 |  |  |  |  | -6.1 | 21.02 |  |  |  |  | -8.3 | 17.06
1995-02-04 | 18:00 | 0 | 32 | SATURDAY | #N/A | 1988-02-04 | 18:00 | 2.2 | 35.96 |  |  | 2004-02-04 | 18:00 | 2 | 35.6 |  |  | 1995-02-04 | 18:00 | 0.6 | 33.08 | [5 empty] | -2.2 | 28.04 |  |  |  | -12.3 | 9.86 |  |  |  |  | -6.7 | 19.94 |  |  |  |  | -6.7 | 19.94 | [5 empty] | -7.2 | 19.04 |  |  |  | -8.3 | 17.06 |  |  |  |  | -7.2 | 19.04 |  |  |  |  | -9.4 | 15.08
1995-02-04 | 19:00 | 0 | 32 | SATURDAY | #N/A | 1988-02-04 | 19:00 | 0.6 | 33.08 |  |  | 2004-02-04 | 19:00 | 1 | 33.8 |  |  | 1995-02-04 | 19:00 | 0.6 | 33.08 | [5 empty] | -2.2 | 28.04 |  |  |  | -14.5 | 5.9 |  |  |  |  | -7.8 | 17.96 |  |  |  |  | -6.7 | 19.94 | [5 empty] | -6.7 | 19.94 |  |  |  | -10 | 14 |  |  |  |  | -7.8 | 17.96 |  |  |  |  | -10.6 | 12.92
1995-02-04 | 20:00 | 0 | 32 | SATURDAY | #N/A | 1988-02-04 | 20:00 | -1.7 | 28.94 |  |  | 2004-02-04 | 20:00 | 1 | 33.8 |  |  | 1995-02-04 | 20:00 | 0.6 | 33.08 | [5 empty] | -3.3 | 26.06 |  |  |  | -17.3 | 0.86 |  |  |  |  | -8.9 | 15.98 |  |  |  |  | -7.2 | 19.04 | [5 empty] | -7.2 | 19.04 |  |  |  | -10.6 | 12.92 |  |  |  |  | -8.3 | 17.06 |  |  |  |  | -11.1 | 12.02
1995-02-04 | 21:00 | -0.6 | 30.92 | SATURDAY | #N/A | 1988-02-04 | 21:00 | -2.2 | 28.04 |  |  | 2004-02-04 | 21:00 | 0 | 32 |  |  | 1995-02-04 | 21:00 | 0 | 32 | [5 empty] | -4.4 | 24.08 |  |  |  | -17.8 | -0.04 |  |  |  |  | -9.4 | 15.08 |  |  |  |  | -7.8 | 17.96 | [5 empty] | -7.8 | 17.96 |  |  |  | -11.7 | 10.94 |  |  |  |  | -9.4 | 15.08 |  |  |  |  | -12.8 | 8.96
1995-02-04 | 22:00 | -0.6 | 30.92 | SATURDAY | #N/A | 1988-02-04 | 22:00 | -3.3 | 26.06 |  |  | 2004-02-04 | 22:00 | -1 | 30.2 |  |  | 1995-02-04 | 22:00 | 0 | 32 | [5 empty] | -5 | 23 |  |  |  | -19.5 | -3.1 |  |  |  |  | -10 | 14 |  |  |  |  | -7.8 | 17.96 | [5 empty] | -7.8 | 17.96 |  |  |  | -12.2 | 10.04 |  |  |  |  | -10.6 | 12.92 |  |  |  |  | -14.4 | 6.08
1995-02-04 | 23:00 | -1.1 | 30.02 | SATURDAY | #N/A | 1988-02-04 | 23:00 | -4.4 | 24.08 |  |  | 2004-02-04 | 23:00 | -1 | 30.2 |  |  | 1995-02-04 | 23:00 | -1.1 | 30.02 | [5 empty] | -4.4 | 24.08 |  |  |  | -20 | -4 |  |  |  |  | -10.6 | 12.92 |  |  |  |  | -8.9 | 15.98 | [5 empty] | -8.3 | 17.06 |  |  |  | -11.7 | 10.94 |  |  |  |  | -11.1 | 12.02 |  |  |  |  | -16.1 | 3.02
1995-02-04 | 24:00 | -1.7 | 28.94 | SATURDAY | #N/A | 1988-02-04 | 24:00 | -5 | 23 |  |  | 2004-02-04 | 24:00 | -2 | 28.4 |  |  | 1995-02-04 | 24:00 | -1.1 | 30.02 | [5 empty] | -3.3 | 26.06 |  |  |  | -20.8 | -5.44 |  |  |  |  | -10.6 | 12.92 |  |  |  |  | -10 | 14 | [5 empty] | -8.9 | 15.98 |  |  |  | -12.2 | 10.04 |  |  |  |  | -12.2 | 10.04 |  |  |  |  | -16.7 | 1.94
1995-02-05 | 1:00 | -1.7 | 28.94 | SUNDAY | #N/A | 1988-02-05 | 1:00 | -5 | 23 |  |  | 2004-02-05 | 1:00 | -2 | 28.4 |  |  | 1995-02-05 | 1:00 | -1.1 | 30.02 | [5 empty] | -2.8 | 26.96 |  |  |  | -21.7 | -7.06 |  |  |  |  | -11.1 | 12.02 |  |  |  |  | -11.1 | 12.02 | [5 empty] | -7.8 | 17.96 |  |  |  | -12.8 | 8.96 |  |  |  |  | -12.2 | 10.04 |  |  |  |  | -17.8 | -0.04
1995-02-05 | 2:00 | -1.7 | 28.94 | SUNDAY | #N/A | 1988-02-05 | 2:00 | -5.6 | 21.92 |  |  | 2004-02-05 | 2:00 | -3 | 26.6 |  |  | 1995-02-05 | 2:00 | -1.7 | 28.94 | [5 empty] | -2.8 | 26.96 |  |  |  | -22.8 | -9.04 |  |  |  |  | -11.7 | 10.94 |  |  |  |  | -11.7 | 10.94 | [5 empty] | -7.8 | 17.96 |  |  |  | -12.2 | 10.04 |  |  |  |  | -11.7 | 10.94 |  |  |  |  | -18.9 | -2.02
1995-02-05 | 3:00 | -1.7 | 28.94 | SUNDAY | #N/A | 1988-02-05 | 3:00 | -5.6 | 21.92 |  |  | 2004-02-05 | 3:00 | -4 | 24.8 |  |  | 1995-02-05 | 3:00 | -1.7 | 28.94 | [5 empty] | -2.8 | 26.96 |  |  |  | -23.4 | -10.12 |  |  |  |  | -11.7 | 10.94 |  |  |  |  | -11.7 | 10.94 | [5 empty] | -7.8 | 17.96 |  |  |  | -12.2 | 10.04 |  |  |  |  | -12.2 | 10.04 |  |  |  |  | -20 | -4
1995-02-05 | 4:00 | -2.2 | 28.04 | SUNDAY | #N/A | 1988-02-05 | 4:00 | -6.1 | 21.02 |  |  | 2004-02-05 | 4:00 | -4 | 24.8 |  |  | 1995-02-05 | 4:00 | -2.2 | 28.04 | [5 empty] | -3.9 | 24.98 |  |  |  | -24 | -11.2 |  |  |  |  | -11.7 | 10.94 |  |  |  |  | -13.3 | 8.06 | [5 empty] | -8.3 | 17.06 |  |  |  | -12.8 | 8.96 |  |  |  |  | -12.8 | 8.96 |  |  |  |  | -19.4 | -2.92
1995-02-05 | 5:00 | -2.8 | 26.96 | SUNDAY | #N/A | 1988-02-05 | 5:00 | -6.1 | 21.02 |  |  | 2004-02-05 | 5:00 | -5 | 23 |  |  | 1995-02-05 | 5:00 | -2.8 | 26.96 | [5 empty] | -4.4 | 24.08 |  |  |  | -25 | -13 |  |  |  |  | -12.2 | 10.04 |  |  |  |  | -13.9 | 6.98 | [5 empty] | -9.4 | 15.08 |  |  |  | -13.3 | 8.06 |  |  |  |  | -12.8 | 8.96 |  |  |  |  | -20 | -4
1995-02-05 | 6:00 | -3.3 | 26.06 | SUNDAY | #N/A | 1988-02-05 | 6:00 | -6.7 | 19.94 |  |  | 2004-02-05 | 6:00 | -6 | 21.2 |  |  | 1995-02-05 | 6:00 | -3.9 | 24.98 | [5 empty] | -2.8 | 26.96 |  |  |  | -25 | -13 |  |  |  |  | -12.8 | 8.96 |  |  |  |  | -13.9 | 6.98 | [5 empty] | -10.6 | 12.92 |  |  |  | -13.9 | 6.98 |  |  |  |  | -13.3 | 8.06 |  |  |  |  | -21.7 | -7.06
1995-02-05 | 7:00 | -5 | 23 | SUNDAY | #N/A | 1988-02-05 | 7:00 | -6.7 | 19.94 |  |  | 2004-02-05 | 7:00 | -6 | 21.2 |  |  | 1995-02-05 | 7:00 | -4.4 | 24.08 | [5 empty] | -2.8 | 26.96 |  |  |  | -25.6 | -14.08 |  |  |  |  | -13.3 | 8.06 |  |  |  |  | -13.9 | 6.98 | [5 empty] | -11.1 | 12.02 |  |  |  | -13.9 | 6.98 |  |  |  |  | -13.3 | 8.06 |  |  |  |  | -22.2 | -7.96
1995-02-05 | 8:00 | -5.6 | 21.92 | SUNDAY | #N/A | 1988-02-05 | 8:00 | -6.7 | 19.94 |  |  | 2004-02-05 | 8:00 | -5 | 23 |  |  | 1995-02-05 | 8:00 | -5.6 | 21.92 | [5 empty] | -2.8 | 26.96 |  |  |  | -23.6 | -10.48 |  |  |  |  | -12.2 | 10.04 |  |  |  |  | -15.6 | 3.92 | [5 empty] | -8.9 | 15.98 |  |  |  | -13.3 | 8.06 |  |  |  |  | -13.9 | 6.98 |  |  |  |  | -21.7 | -7.06
1995-02-05 | 9:00 | -6.1 | 21.02 | SUNDAY | #N/A | 1988-02-05 | 9:00 | -5.6 | 21.92 |  |  | 2004-02-05 | 9:00 | -4 | 24.8 |  |  | 1995-02-05 | 9:00 | -5.6 | 21.92 | [5 empty] | -2.8 | 26.96 |  |  |  | -20.6 | -5.08 |  |  |  |  | -10.6 | 12.92 |  |  |  |  | -13.9 | 6.98 | [5 empty] | -8.3 | 17.06 |  |  |  | -11.7 | 10.94 |  |  |  |  | -13.9 | 6.98 |  |  |  |  | -19.4 | -2.92
1995-02-05 | 10:00 | -6.1 | 21.02 | SUNDAY | #N/A | 1988-02-05 | 10:00 | -5 | 23 |  |  | 2004-02-05 | 10:00 | -3 | 26.6 |  |  | 1995-02-05 | 10:00 | -5.6 | 21.92 | [5 empty] | -2.2 | 28.04 |  |  |  | -14.5 | 5.9 |  |  |  |  | -9.4 | 15.08 |  |  |  |  | -12.8 | 8.96 | [5 empty] | -8.9 | 15.98 |  |  |  | -11.7 | 10.94 |  |  |  |  | -12.2 | 10.04 |  |  |  |  | -18.3 | -0.94
1995-02-05 | 11:00 | -5.6 | 21.92 | SUNDAY | #N/A | 1988-02-05 | 11:00 | -4.4 | 24.08 |  |  | 2004-02-05 | 11:00 | -2 | 28.4 |  |  | 1995-02-05 | 11:00 | -5 | 23 | [5 empty] | -1.7 | 28.94 |  |  |  | -12.8 | 8.96 |  |  |  |  | -7.8 | 17.96 |  |  |  |  | -11.1 | 12.02 | [5 empty] | -7.8 | 17.96 |  |  |  | -10 | 14 |  |  |  |  | -10.6 | 12.92 |  |  |  |  | -17.2 | 1.04
1995-02-05 | 12:00 | -5.6 | 21.92 | SUNDAY | #N/A | 1988-02-05 | 12:00 | -3.3 | 26.06 |  |  | 2004-02-05 | 12:00 | -1 | 30.2 |  |  | 1995-02-05 | 12:00 | -5 | 23 | [5 empty] | -0.6 | 30.92 |  |  |  | -11.7 | 10.94 |  |  |  |  | -7.8 | 17.96 |  |  |  |  | -9.4 | 15.08 | [5 empty] | -6.7 | 19.94 |  |  |  | -9.4 | 15.08 |  |  |  |  | -10 | 14 |  |  |  |  | -16.7 | 1.94
1995-02-05 | 13:00 | -5 | 23 | SUNDAY | #N/A | 1988-02-05 | 13:00 | -2.8 | 26.96 |  |  | 2004-02-05 | 13:00 | -1 | 30.2 |  |  | 1995-02-05 | 13:00 | -5 | 23 | [5 empty] | 0 | 32 |  |  |  | -11.2 | 11.84 |  |  |  |  | -6.1 | 21.02 |  |  |  |  | -9.4 | 15.08 | [5 empty] | -5 | 23 |  |  |  | -8.3 | 17.06 |  |  |  |  | -8.9 | 15.98 |  |  |  |  | -16.1 | 3.02
1995-02-05 | 14:00 | -5.6 | 21.92 | SUNDAY | #N/A | 1988-02-05 | 14:00 | -1.7 | 28.94 |  |  | 2004-02-05 | 14:00 | -1 | 30.2 |  |  | 1995-02-05 | 14:00 | -5 | 23 | [5 empty] | 0.6 | 33.08 |  |  |  | -10.6 | 12.92 |  |  |  |  | -5 | 23 |  |  |  |  | -8.9 | 15.98 | [5 empty] | -5 | 23 |  |  |  | -8.3 | 17.06 |  |  |  |  | -8.3 | 17.06 |  |  |  |  | -15 | 5
1995-02-05 | 15:00 | -6.1 | 21.02 | SUNDAY | #N/A | 1988-02-05 | 15:00 | -2.2 | 28.04 |  |  | 2004-02-05 | 15:00 | -1 | 30.2 |  |  | 1995-02-05 | 15:00 | -6.1 | 21.02 | [5 empty] | 1.1 | 33.98 |  |  |  | -10 | 14 |  |  |  |  | -4.4 | 24.08 |  |  |  |  | -8.9 | 15.98 | [5 empty] | -5 | 23 |  |  |  | -8.3 | 17.06 |  |  |  |  | -8.9 | 15.98 |  |  |  |  | -15.6 | 3.92
1995-02-05 | 16:00 | -6.7 | 19.94 | SUNDAY | #N/A | 1988-02-05 | 16:00 | -2.2 | 28.04 |  |  | 2004-02-05 | 16:00 | 0 | 32 |  |  | 1995-02-05 | 16:00 | -6.1 | 21.02 | [5 empty] | 1.7 | 35.06 |  |  |  | -9.5 | 14.9 |  |  |  |  | -3.3 | 26.06 |  |  |  |  | -8.9 | 15.98 | [5 empty] | -3.9 | 24.98 |  |  |  | -8.3 | 17.06 |  |  |  |  | -8.9 | 15.98 |  |  |  |  | -15.6 | 3.92
1995-02-05 | 17:00 | -7.2 | 19.04 | SUNDAY | #N/A | 1988-02-05 | 17:00 | -2.2 | 28.04 |  |  | 2004-02-05 | 17:00 | 0 | 32 |  |  | 1995-02-05 | 17:00 | -6.7 | 19.94 | [5 empty] | 0.6 | 33.08 |  |  |  | -8.9 | 15.98 |  |  |  |  | -2.8 | 26.96 |  |  |  |  | -9.4 | 15.08 | [5 empty] | -3.9 | 24.98 |  |  |  | -9.4 | 15.08 |  |  |  |  | -9.4 | 15.08 |  |  |  |  | -15.6 | 3.92
1995-02-05 | 18:00 | -7.8 | 17.96 | SUNDAY | #N/A | 1988-02-05 | 18:00 | -2.8 | 26.96 |  |  | 2004-02-05 | 18:00 | -1 | 30.2 |  |  | 1995-02-05 | 18:00 | -7.8 | 17.96 | [5 empty] | -0.6 | 30.92 |  |  |  | -10 | 14 |  |  |  |  | -2.2 | 28.04 |  |  |  |  | -12.8 | 8.96 | [5 empty] | -4.4 | 24.08 |  |  |  | -10 | 14 |  |  |  |  | -10 | 14 |  |  |  |  | -17.2 | 1.04
1995-02-05 | 19:00 | -8.9 | 15.98 | SUNDAY | #N/A | 1988-02-05 | 19:00 | -2.8 | 26.96 |  |  | 2004-02-05 | 19:00 | -1 | 30.2 |  |  | 1995-02-05 | 19:00 | -8.9 | 15.98 | [5 empty] | -1.1 | 30.02 |  |  |  | -10.6 | 12.92 |  |  |  |  | -1.7 | 28.94 |  |  |  |  | -14.4 | 6.08 | [5 empty] | -3.9 | 24.98 |  |  |  | -10.6 | 12.92 |  |  |  |  | -10 | 14 |  |  |  |  | -20 | -4
1995-02-05 | 20:00 | -10.6 | 12.92 | SUNDAY | #N/A | 1988-02-05 | 20:00 | -3.3 | 26.06 |  |  | 2004-02-05 | 20:00 | -1 | 30.2 |  |  | 1995-02-05 | 20:00 | -10 | 14 | [5 empty] | -1.1 | 30.02 |  |  |  | -10.6 | 12.92 |  |  |  |  | -1.7 | 28.94 |  |  |  |  | -18.3 | -0.94 | [5 empty] | -3.9 | 24.98 |  |  |  | -11.1 | 12.02 |  |  |  |  | -10.6 | 12.92 |  |  |  |  | -22.8 | -9.04
1995-02-05 | 21:00 | -11.1 | 12.02 | SUNDAY | #N/A | 1988-02-05 | 21:00 | -3.3 | 26.06 |  |  | 2004-02-05 | 21:00 | -1 | 30.2 |  |  | 1995-02-05 | 21:00 | -10.6 | 12.92 | [5 empty] | -1.1 | 30.02 |  |  |  | -11.2 | 11.84 |  |  |  |  | -1.1 | 30.02 |  |  |  |  | -16.7 | 1.94 | [5 empty] | -3.9 | 24.98 |  |  |  | -11.7 | 10.94 |  |  |  |  | -11.1 | 12.02 |  |  |  |  | -25 | -13
1995-02-05 | 22:00 | -12.2 | 10.04 | SUNDAY | #N/A | 1988-02-05 | 22:00 | -3.9 | 24.98 |  |  | 2004-02-05 | 22:00 | -1 | 30.2 |  |  | 1995-02-05 | 22:00 | -11.1 | 12.02 | [5 empty] | -1.7 | 28.94 |  |  |  | -12 | 10.4 |  |  |  |  | -1.1 | 30.02 |  |  |  |  | -15.6 | 3.92 | [5 empty] | -3.9 | 24.98 |  |  |  | -12.8 | 8.96 |  |  |  |  | -11.7 | 10.94 |  |  |  |  | -26.7 | -16.06
1995-02-05 | 23:00 | -13.9 | 6.98 | SUNDAY | #N/A | 1988-02-05 | 23:00 | -4.4 | 24.08 |  |  | 2004-02-05 | 23:00 | -1 | 30.2 |  |  | 1995-02-05 | 23:00 | -12.2 | 10.04 | [5 empty] | -1.1 | 30.02 |  |  |  | -12.7 | 9.14 |  |  |  |  | -1.1 | 30.02 |  |  |  |  | -13.9 | 6.98 | [5 empty] | -3.9 | 24.98 |  |  |  | -12.8 | 8.96 |  |  |  |  | -11.7 | 10.94 |  |  |  |  | -27.2 | -16.96
1995-02-05 | 24:00 | -14.4 | 6.08 | SUNDAY | #N/A | 1988-02-05 | 24:00 | -5 | 23 |  |  | 2004-02-05 | 24:00 | -1 | 30.2 |  |  | 1995-02-05 | 24:00 | -13.3 | 8.06 | [5 empty] | -1.1 | 30.02 |  |  |  | -13.4 | 7.88 |  |  |  |  | -1.1 | 30.02 |  |  |  |  | -16.7 | 1.94 | [5 empty] | -3.3 | 26.06 |  |  |  | -12.8 | 8.96 |  |  |  |  | -12.8 | 8.96 |  |  |  |  | -27.2 | -16.96
1995-02-06 | 1:00 | -14.4 | 6.08 | WEEKDAY | #N/A | 1988-02-06 | 1:00 | -5.6 | 21.92 |  |  | 2004-02-06 | 1:00 | -1 | 30.2 |  |  | 1995-02-06 | 1:00 | -13.3 | 8.06 | [5 empty] | -1.1 | 30.02 |  |  |  | -13.4 | 7.88 |  |  |  |  | -0.6 | 30.92 |  |  |  |  | -17.8 | -0.04 | [5 empty] | 0.6 | 33.08 |  |  |  | -12.8 | 8.96 |  |  |  |  | -12.8 | 8.96 |  |  |  |  | -28.3 | -18.94
1995-02-06 | 2:00 | -15 | 5 | WEEKDAY | #N/A | 1988-02-06 | 2:00 | -6.7 | 19.94 |  |  | 2004-02-06 | 2:00 | -1 | 30.2 |  |  | 1995-02-06 | 2:00 | -13.3 | 8.06 | [5 empty] | -1.1 | 30.02 |  |  |  | -13.9 | 6.98 |  |  |  |  | -0.6 | 30.92 |  |  |  |  | -14.4 | 6.08 | [5 empty] | -0.6 | 30.92 |  |  |  | -13.9 | 6.98 |  |  |  |  | -13.3 | 8.06 |  |  |  |  | -29.4 | -20.92
1995-02-06 | 3:00 | -14.4 | 6.08 | WEEKDAY | #N/A | 1988-02-06 | 3:00 | -7.2 | 19.04 |  |  | 2004-02-06 | 3:00 | -1 | 30.2 |  |  | 1995-02-06 | 3:00 | -13.9 | 6.98 | [5 empty] | -1.1 | 30.02 |  |  |  | -13.9 | 6.98 |  |  |  |  | -1.1 | 30.02 |  |  |  |  | -15.6 | 3.92 | [5 empty] | -1.7 | 28.94 |  |  |  | -13.9 | 6.98 |  |  |  |  | -13.9 | 6.98 |  |  |  |  | -29.4 | -20.92
1995-02-06 | 4:00 | -15 | 5 | WEEKDAY | #N/A | 1988-02-06 | 4:00 | -7.8 | 17.96 |  |  | 2004-02-06 | 4:00 | -2 | 28.4 |  |  | 1995-02-06 | 4:00 | -13.3 | 8.06 | [5 empty] | -1.1 | 30.02 |  |  |  | -14.5 | 5.9 |  |  |  |  | -1.1 | 30.02 |  |  |  |  | -12.8 | 8.96 | [5 empty] | -2.8 | 26.96 |  |  |  | -15 | 5 |  |  |  |  | -14.4 | 6.08 |  |  |  |  | -30 | -22
1995-02-06 | 5:00 | -15 | 5 | WEEKDAY | #N/A | 1988-02-06 | 5:00 | -7.8 | 17.96 |  |  | 2004-02-06 | 5:00 | -3 | 26.6 |  |  | 1995-02-06 | 5:00 | -13.3 | 8.06 | [5 empty] | -1.1 | 30.02 |  |  |  | -13.9 | 6.98 |  |  |  |  | -1.1 | 30.02 |  |  |  |  | -12.2 | 10.04 | [5 empty] | -3.3 | 26.06 |  |  |  | -15 | 5 |  |  |  |  | -15 | 5 |  |  |  |  | -30.6 | -23.08
1995-02-06 | 6:00 | -14.4 | 6.08 | WEEKDAY | #N/A | 1988-02-06 | 6:00 | -8.3 | 17.06 |  |  | 2004-02-06 | 6:00 | -3 | 26.6 |  |  | 1995-02-06 | 6:00 | -12.8 | 8.96 | [5 empty] | -1.7 | 28.94 |  |  |  | -17.3 | 0.86 |  |  |  |  | -3.3 | 26.06 |  |  |  |  | -12.8 | 8.96 | [5 empty] | -5 | 23 |  |  |  | -13.9 | 6.98 |  |  |  |  | -15.6 | 3.92 |  |  |  |  | -31.1 | -23.98
1995-02-06 | 7:00 | -14.4 | 6.08 | WEEKDAY | #N/A | 1988-02-06 | 7:00 | -8.9 | 15.98 |  |  | 2004-02-06 | 7:00 | -3 | 26.6 |  |  | 1995-02-06 | 7:00 | -13.3 | 8.06 | [5 empty] | -2.2 | 28.04 |  |  |  | -18.4 | -1.12 |  |  |  |  | -4.4 | 24.08 |  |  |  |  | -13.9 | 6.98 | [5 empty] | -5 | 23 |  |  |  | -13.9 | 6.98 |  |  |  |  | -16.1 | 3.02 |  |  |  |  | -28.9 | -20.02
1995-02-06 | 8:00 | -13.9 | 6.98 | WEEKDAY | #N/A | 1988-02-06 | 8:00 | -9.4 | 15.08 |  |  | 2004-02-06 | 8:00 | -3 | 26.6 |  |  | 1995-02-06 | 8:00 | -12.8 | 8.96 | [5 empty] | -2.2 | 28.04 |  |  |  | -16.7 | 1.94 |  |  |  |  | -6.1 | 21.02 |  |  |  |  | -14.4 | 6.08 | [5 empty] | -6.7 | 19.94 |  |  |  | -15 | 5 |  |  |  |  | -15.6 | 3.92 |  |  |  |  | -24.4 | -11.92
1995-02-06 | 9:00 | -12.8 | 8.96 | WEEKDAY | #N/A | 1988-02-06 | 9:00 | -8.9 | 15.98 |  |  | 2004-02-06 | 9:00 | -2 | 28.4 |  |  | 1995-02-06 | 9:00 | -12.2 | 10.04 | [5 empty] | -1.7 | 28.94 |  |  |  | -12.3 | 9.86 |  |  |  |  | -7.2 | 19.04 |  |  |  |  | -12.2 | 10.04 | [5 empty] | -6.7 | 19.94 |  |  |  | -15 | 5 |  |  |  |  | -15.6 | 3.92 |  |  |  |  | -22.2 | -7.96
1995-02-06 | 10:00 | -11.7 | 10.94 | WEEKDAY | #N/A | 1988-02-06 | 10:00 | -8.3 | 17.06 |  |  | 2004-02-06 | 10:00 | -1 | 30.2 |  |  | 1995-02-06 | 10:00 | -11.1 | 12.02 | [5 empty] | -0.6 | 30.92 |  |  |  | -10.6 | 12.92 |  |  |  |  | -7.2 | 19.04 |  |  |  |  | -11.7 | 10.94 | [5 empty] | -6.1 | 21.02 |  |  |  | -15 | 5 |  |  |  |  | -15 | 5 |  |  |  |  | -13.9 | 6.98
1995-02-06 | 11:00 | -10 | 14 | WEEKDAY | #N/A | 1988-02-06 | 11:00 | -7.2 | 19.04 |  |  | 2004-02-06 | 11:00 | -1 | 30.2 |  |  | 1995-02-06 | 11:00 | -10.6 | 12.92 | [5 empty] | -0.6 | 30.92 |  |  |  | -8.4 | 16.88 |  |  |  |  | -7.2 | 19.04 |  |  |  |  | -10.6 | 12.92 | [5 empty] | -6.1 | 21.02 |  |  |  | -15 | 5 |  |  |  |  | -12.8 | 8.96 |  |  |  |  | -11.7 | 10.94
1995-02-06 | 12:00 | -9.4 | 15.08 | WEEKDAY | #N/A | 1988-02-06 | 12:00 | -6.7 | 19.94 |  |  | 2004-02-06 | 12:00 | 0 | 32 |  |  | 1995-02-06 | 12:00 | -9.4 | 15.08 | [5 empty] | 0 | 32 |  |  |  | -7.3 | 18.86 |  |  |  |  | -7.2 | 19.04 |  |  |  |  | -10 | 14 | [5 empty] | -6.1 | 21.02 |  |  |  | -13.9 | 6.98 |  |  |  |  | -12.2 | 10.04 |  |  |  |  | -11.1 | 12.02
1995-02-06 | 13:00 | -8.9 | 15.98 | WEEKDAY | #N/A | 1988-02-06 | 13:00 | -6.1 | 21.02 |  |  | 2004-02-06 | 13:00 | 1 | 33.8 |  |  | 1995-02-06 | 13:00 | -8.3 | 17.06 | [5 empty] | 0.6 | 33.08 |  |  |  | -6.2 | 20.84 |  |  |  |  | -7.2 | 19.04 |  |  |  |  | -8.9 | 15.98 | [5 empty] | -5 | 23 |  |  |  | -12.8 | 8.96 |  |  |  |  | -12.2 | 10.04 |  |  |  |  | -10.6 | 12.92
1995-02-06 | 14:00 | -8.3 | 17.06 | WEEKDAY | #N/A | 1988-02-06 | 14:00 | -5.6 | 21.92 |  |  | 2004-02-06 | 14:00 | 1 | 33.8 |  |  | 1995-02-06 | 14:00 | -7.8 | 17.96 | [5 empty] | 1.7 | 35.06 |  |  |  | -5.6 | 21.92 |  |  |  |  | -7.2 | 19.04 |  |  |  |  | -8.3 | 17.06 | [5 empty] | -5.6 | 21.92 |  |  |  | -13.3 | 8.06 |  |  |  |  | -12.2 | 10.04 |  |  |  |  | -10 | 14
1995-02-06 | 15:00 | -7.2 | 19.04 | WEEKDAY | #N/A | 1988-02-06 | 15:00 | -5.6 | 21.92 |  |  | 2004-02-06 | 15:00 | 1 | 33.8 |  |  | 1995-02-06 | 15:00 | -7.2 | 19.04 | [5 empty] | 1.7 | 35.06 |  |  |  | -4.5 | 23.9 |  |  |  |  | -7.8 | 17.96 |  |  |  |  | -8.3 | 17.06 | [5 empty] | -5 | 23 |  |  |  | -13.3 | 8.06 |  |  |  |  | -12.2 | 10.04 |  |  |  |  | -10 | 14
1995-02-06 | 16:00 | -7.2 | 19.04 | WEEKDAY | #N/A | 1988-02-06 | 16:00 | -5 | 23 |  |  | 2004-02-06 | 16:00 | 2 | 35.6 |  |  | 1995-02-06 | 16:00 | -7.2 | 19.04 | [5 empty] | 1.7 | 35.06 |  |  |  | -4.5 | 23.9 |  |  |  |  | -7.8 | 17.96 |  |  |  |  | -8.9 | 15.98 | [5 empty] | -5.6 | 21.92 |  |  |  | -13.3 | 8.06 |  |  |  |  | -13.3 | 8.06 |  |  |  |  | -10 | 14
1995-02-06 | 17:00 | -6.7 | 19.94 | WEEKDAY | #N/A | 1988-02-06 | 17:00 | -6.1 | 21.02 |  |  | 2004-02-06 | 17:00 | 2 | 35.6 |  |  | 1995-02-06 | 17:00 | -6.7 | 19.94 | [5 empty] | 1.1 | 33.98 |  |  |  | -4.5 | 23.9 |  |  |  |  | -7.8 | 17.96 |  |  |  |  | -9.4 | 15.08 | [5 empty] | -7.8 | 17.96 |  |  |  | -13.9 | 6.98 |  |  |  |  | -13.3 | 8.06 |  |  |  |  | -10.6 | 12.92
1995-02-06 | 18:00 | -8.3 | 17.06 | WEEKDAY | #N/A | 1988-02-06 | 18:00 | -6.7 | 19.94 |  |  | 2004-02-06 | 18:00 | 1.8 | 35.24 |  |  | 1995-02-06 | 18:00 | -6.7 | 19.94 | [5 empty] | -0.6 | 30.92 |  |  |  | -6.2 | 20.84 |  |  |  |  | -8.9 | 15.98 |  |  |  |  | -10 | 14 | [5 empty] | -8.3 | 17.06 |  |  |  | -14.4 | 6.08 |  |  |  |  | -13.3 | 8.06 |  |  |  |  | -11.1 | 12.02
1995-02-06 | 19:00 | -8.3 | 17.06 | WEEKDAY | #N/A | 1988-02-06 | 19:00 | -6.7 | 19.94 |  |  | 2004-02-06 | 19:00 | 1.8 | 35.24 |  |  | 1995-02-06 | 19:00 | -8.3 | 17.06 | [5 empty] | -2.8 | 26.96 |  |  |  | -7.3 | 18.86 |  |  |  |  | -10 | 14 |  |  |  |  | -10.6 | 12.92 | [5 empty] | -9.4 | 15.08 |  |  |  | -14.4 | 6.08 |  |  |  |  | -13.9 | 6.98 |  |  |  |  | -11.1 | 12.02
1995-02-06 | 20:00 | -8.3 | 17.06 | WEEKDAY | #N/A | 1988-02-06 | 20:00 | -7.2 | 19.04 |  |  | 2004-02-06 | 20:00 | 1.8 | 35.24 |  |  | 1995-02-06 | 20:00 | -7.8 | 17.96 | [5 empty] | -2.8 | 26.96 |  |  |  | -12.3 | 9.86 |  |  |  |  | -11.1 | 12.02 |  |  |  |  | -11.7 | 10.94 | [5 empty] | -8.9 | 15.98 |  |  |  | -15 | 5 |  |  |  |  | -14.4 | 6.08 |  |  |  |  | -12.8 | 8.96
1995-02-06 | 21:00 | -8.3 | 17.06 | WEEKDAY | #N/A | 1988-02-06 | 21:00 | -7.2 | 19.04 |  |  | 2004-02-06 | 21:00 | 2 | 35.6 |  |  | 1995-02-06 | 21:00 | -7.8 | 17.96 | [5 empty] | -1.7 | 28.94 |  |  |  | -13.9 | 6.98 |  |  |  |  | -11.7 | 10.94 |  |  |  |  | -14.4 | 6.08 | [5 empty] | -9.4 | 15.08 |  |  |  | -15 | 5 |  |  |  |  | -14.4 | 6.08 |  |  |  |  | -12.8 | 8.96
1995-02-06 | 22:00 | -8.9 | 15.98 | WEEKDAY | #N/A | 1988-02-06 | 22:00 | -7.8 | 17.96 |  |  | 2004-02-06 | 22:00 | 2 | 35.6 |  |  | 1995-02-06 | 22:00 | -8.3 | 17.06 | [5 empty] | -0.6 | 30.92 |  |  |  | -13.9 | 6.98 |  |  |  |  | -11.7 | 10.94 |  |  |  |  | -13.3 | 8.06 | [5 empty] | -10 | 14 |  |  |  | -15 | 5 |  |  |  |  | -15.6 | 3.92 |  |  |  |  | -15 | 5
1995-02-06 | 23:00 | -8.9 | 15.98 | WEEKDAY | #N/A | 1988-02-06 | 23:00 | -8.3 | 17.06 |  |  | 2004-02-06 | 23:00 | 1.8 | 35.24 |  |  | 1995-02-06 | 23:00 | -8.3 | 17.06 | [5 empty] | -0.6 | 30.92 |  |  |  | -15 | 5 |  |  |  |  | -12.2 | 10.04 |  |  |  |  | -13.3 | 8.06 | [5 empty] | -10.6 | 12.92 |  |  |  | -15 | 5 |  |  |  |  | -15.6 | 3.92 |  |  |  |  | -16.7 | 1.94
1995-02-06 | 24:00 | -8.9 | 15.98 | WEEKDAY | #N/A | 1988-02-06 | 24:00 | -9.4 | 15.08 |  |  | 2004-02-06 | 24:00 | 1.4 | 34.52 |  |  | 1995-02-06 | 24:00 | -8.3 | 17.06 | [5 empty] | -0.6 | 30.92 |  |  |  | -15.3 | 4.46 |  |  |  |  | -12.8 | 8.96 |  |  |  |  | -13.9 | 6.98 | [5 empty] | -11.1 | 12.02 |  |  |  | -15 | 5 |  |  |  |  | -15.6 | 3.92 |  |  |  |  | -18.3 | -0.94
1995-02-07 | 1:00 | -9.4 | 15.08 | WEEKDAY | #N/A | 1988-02-07 | 1:00 | -9.4 | 15.08 |  |  | 2004-02-07 | 1:00 | 1.5 | 34.7 |  |  | 1995-02-07 | 1:00 | -8.9 | 15.98 | [5 empty] | -0.6 | 30.92 |  |  |  | -15.6 | 3.92 |  |  |  |  | -13.3 | 8.06 |  |  |  |  | -14.4 | 6.08 | [5 empty] | -12.2 | 10.04 |  |  |  | -15 | 5 |  |  |  |  | -16.1 | 3.02 |  |  |  |  | -20 | -4
1995-02-07 | 2:00 | -9.4 | 15.08 | WEEKDAY | #N/A | 1988-02-07 | 2:00 | -10.6 | 12.92 |  |  | 2004-02-07 | 2:00 | 1.3 | 34.34 |  |  | 1995-02-07 | 2:00 | -8.9 | 15.98 | [5 empty] | 0 | 32 |  |  |  | -15.5 | 4.1 |  |  |  |  | -13.3 | 8.06 |  |  |  |  | -16.1 | 3.02 | [5 empty] | -12.2 | 10.04 |  |  |  | -13.9 | 6.98 |  |  |  |  | -16.7 | 1.94 |  |  |  |  | -21.7 | -7.06
1995-02-07 | 3:00 | -9.4 | 15.08 | WEEKDAY | #N/A | 1988-02-07 | 3:00 | -10.6 | 12.92 |  |  | 2004-02-07 | 3:00 | 1 | 33.8 |  |  | 1995-02-07 | 3:00 | -8.9 | 15.98 | [5 empty] | 0.6 | 33.08 |  |  |  | -15.6 | 3.92 |  |  |  |  | -13.9 | 6.98 |  |  |  |  | -15.6 | 3.92 | [5 empty] | -12.2 | 10.04 |  |  |  | -15.6 | 3.92 |  |  |  |  | -16.7 | 1.94 |  |  |  |  | -26.1 | -14.98
1995-02-07 | 4:00 | -9.4 | 15.08 | WEEKDAY | #N/A | 1988-02-07 | 4:00 | -11.1 | 12.02 |  |  | 2004-02-07 | 4:00 | 2 | 35.6 |  |  | 1995-02-07 | 4:00 | -8.9 | 15.98 | [5 empty] | 0.6 | 33.08 |  |  |  | -15.1 | 4.82 |  |  |  |  | -14.4 | 6.08 |  |  |  |  | -16.1 | 3.02 | [5 empty] | -13.3 | 8.06 |  |  |  | -16.1 | 3.02 |  |  |  |  | -17.2 | 1.04 |  |  |  |  | -27.8 | -18.04
1995-02-07 | 5:00 | -9.4 | 15.08 | WEEKDAY | #N/A | 1988-02-07 | 5:00 | -11.1 | 12.02 |  |  | 2004-02-07 | 5:00 | 2 | 35.6 |  |  | 1995-02-07 | 5:00 | -8.9 | 15.98 | [5 empty] | 1.1 | 33.98 |  |  |  | -15 | 5 |  |  |  |  | -14.4 | 6.08 |  |  |  |  | -18.9 | -2.02 | [5 empty] | -13.3 | 8.06 |  |  |  | -15.6 | 3.92 |  |  |  |  | -17.2 | 1.04 |  |  |  |  | -28.9 | -20.02
1995-02-07 | 6:00 | -9.4 | 15.08 | WEEKDAY | #N/A | 1988-02-07 | 6:00 | -11.7 | 10.94 |  |  | 2004-02-07 | 6:00 | 2 | 35.6 |  |  | 1995-02-07 | 6:00 | -9.4 | 15.08 | [5 empty] | 0.6 | 33.08 |  |  |  | -15 | 5 |  |  |  |  | -15 | 5 |  |  |  |  | -16.7 | 1.94 | [5 empty] | -15 | 5 |  |  |  | -16.1 | 3.02 |  |  |  |  | -16.7 | 1.94 |  |  |  |  | -26.7 | -16.06
1995-02-07 | 7:00 | -9.4 | 15.08 | WEEKDAY | #N/A | 1988-02-07 | 7:00 | -11.7 | 10.94 |  |  | 2004-02-07 | 7:00 | 2 | 35.6 |  |  | 1995-02-07 | 7:00 | -9.4 | 15.08 | [5 empty] | 0 | 32 |  |  |  | -13.9 | 6.98 |  |  |  |  | -14.4 | 6.08 |  |  |  |  | -18.3 | -0.94 | [5 empty] | -16.7 | 1.94 |  |  |  | -16.7 | 1.94 |  |  |  |  | -16.7 | 1.94 |  |  |  |  | -25.6 | -14.08
1995-02-07 | 8:00 | -8.3 | 17.06 | WEEKDAY | #N/A | 1988-02-07 | 8:00 | -11.1 | 12.02 |  |  | 2004-02-07 | 8:00 | 2 | 35.6 |  |  | 1995-02-07 | 8:00 | -8.9 | 15.98 | [5 empty] | 0 | 32 |  |  |  | -13.4 | 7.88 |  |  |  |  | -13.9 | 6.98 |  |  |  |  | -18.3 | -0.94 | [5 empty] | -13.9 | 6.98 |  |  |  | -15.6 | 3.92 |  |  |  |  | -16.7 | 1.94 |  |  |  |  | -26.1 | -14.98
1995-02-07 | 9:00 | -7.2 | 19.04 | WEEKDAY | #N/A | 1988-02-07 | 9:00 | -10.6 | 12.92 |  |  | 2004-02-07 | 9:00 | 2 | 35.6 |  |  | 1995-02-07 | 9:00 | -7.8 | 17.96 | [5 empty] | 1.7 | 35.06 |  |  |  | -8.9 | 15.98 |  |  |  |  | -12.2 | 10.04 |  |  |  |  | -15.6 | 3.92 | [5 empty] | -10 | 14 |  |  |  | -15.6 | 3.92 |  |  |  |  | -15.6 | 3.92 |  |  |  |  | -22.2 | -7.96
1995-02-07 | 10:00 | -6.7 | 19.94 | WEEKDAY | #N/A | 1988-02-07 | 10:00 | -9.4 | 15.08 |  |  | 2004-02-07 | 10:00 | 3 | 37.4 |  |  | 1995-02-07 | 10:00 | -7.2 | 19.04 | [5 empty] | 3.3 | 37.94 |  |  |  | -6.2 | 20.84 |  |  |  |  | -11.7 | 10.94 |  |  |  |  | -13.9 | 6.98 | [5 empty] | -8.9 | 15.98 |  |  |  | -13.9 | 6.98 |  |  |  |  | -14.4 | 6.08 |  |  |  |  | -15.6 | 3.92
1995-02-07 | 11:00 | -5.6 | 21.92 | WEEKDAY | #N/A | 1988-02-07 | 11:00 | -7.8 | 17.96 |  |  | 2004-02-07 | 11:00 | 4 | 39.2 |  |  | 1995-02-07 | 11:00 | -6.7 | 19.94 | [5 empty] | 3.9 | 39.02 |  |  |  | -3.4 | 25.88 |  |  |  |  | -10.6 | 12.92 |  |  |  |  | -11.7 | 10.94 | [5 empty] | -6.7 | 19.94 |  |  |  | -13.3 | 8.06 |  |  |  |  | -13.3 | 8.06 |  |  |  |  | -11.7 | 10.94
1995-02-07 | 12:00 | -5 | 23 | WEEKDAY | #N/A | 1988-02-07 | 12:00 | -6.7 | 19.94 |  |  | 2004-02-07 | 12:00 | 4 | 39.2 |  |  | 1995-02-07 | 12:00 | -5.6 | 21.92 | [5 empty] | 4.4 | 39.92 |  |  |  | -2.3 | 27.86 |  |  |  |  | -8.3 | 17.06 |  |  |  |  | -10.6 | 12.92 | [5 empty] | -6.1 | 21.02 |  |  |  | -11.7 | 10.94 |  |  |  |  | -12.2 | 10.04 |  |  |  |  | -10 | 14
1995-02-07 | 13:00 | -3.9 | 24.98 | WEEKDAY | #N/A | 1988-02-07 | 13:00 | -6.1 | 21.02 |  |  | 2004-02-07 | 13:00 | 3 | 37.4 |  |  | 1995-02-07 | 13:00 | -5.6 | 21.92 | [5 empty] | 5 | 41 |  |  |  | -1.4 | 29.48 |  |  |  |  | -6.7 | 19.94 |  |  |  |  | -10 | 14 | [5 empty] | -4.4 | 24.08 |  |  |  | -9.4 | 15.08 |  |  |  |  | -11.1 | 12.02 |  |  |  |  | -9.4 | 15.08
1995-02-07 | 14:00 | -3.9 | 24.98 | WEEKDAY | #N/A | 1988-02-07 | 14:00 | -4.4 | 24.08 |  |  | 2004-02-07 | 14:00 | 3 | 37.4 |  |  | 1995-02-07 | 14:00 | -4.4 | 24.08 | [5 empty] | 5.6 | 42.08 |  |  |  | -0.6 | 30.92 |  |  |  |  | -5.6 | 21.92 |  |  |  |  | -10 | 14 | [5 empty] | -2.8 | 26.96 |  |  |  | -7.2 | 19.04 |  |  |  |  | -8.9 | 15.98 |  |  |  |  | -8.3 | 17.06
1995-02-07 | 15:00 | -2.8 | 26.96 | WEEKDAY | #N/A | 1988-02-07 | 15:00 | -4.4 | 24.08 |  |  | 2004-02-07 | 15:00 | 3 | 37.4 |  |  | 1995-02-07 | 15:00 | -3.9 | 24.98 | [5 empty] | 5.6 | 42.08 |  |  |  | 0 | 32 |  |  |  |  | -3.9 | 24.98 |  |  |  |  | -8.3 | 17.06 | [5 empty] | -1.7 | 28.94 |  |  |  | -6.1 | 21.02 |  |  |  |  | -6.7 | 19.94 |  |  |  |  | -7.2 | 19.04
1995-02-07 | 16:00 | -3.3 | 26.06 | WEEKDAY | #N/A | 1988-02-07 | 16:00 | -4.4 | 24.08 |  |  | 2004-02-07 | 16:00 | 3 | 37.4 |  |  | 1995-02-07 | 16:00 | -3.9 | 24.98 | [5 empty] | 5 | 41 |  |  |  | 0 | 32 |  |  |  |  | -3.3 | 26.06 |  |  |  |  | -7.8 | 17.96 | [5 empty] | -0.6 | 30.92 |  |  |  | -5.6 | 21.92 |  |  |  |  | -5.6 | 21.92 |  |  |  |  | -7.2 | 19.04
1995-02-07 | 17:00 | -3.9 | 24.98 | WEEKDAY | #N/A | 1988-02-07 | 17:00 | -3.9 | 24.98 |  |  | 2004-02-07 | 17:00 | 3 | 37.4 |  |  | 1995-02-07 | 17:00 | -4.4 | 24.08 | [5 empty] | 3.9 | 39.02 |  |  |  | 0 | 32 |  |  |  |  | -3.3 | 26.06 |  |  |  |  | -7.8 | 17.96 | [5 empty] | -0.6 | 30.92 |  |  |  | -5.6 | 21.92 |  |  |  |  | -4.4 | 24.08 |  |  |  |  | -7.2 | 19.04
1995-02-07 | 18:00 | -4.4 | 24.08 | WEEKDAY | #N/A | 1988-02-07 | 18:00 | -4.4 | 24.08 |  |  | 2004-02-07 | 18:00 | 1 | 33.8 |  |  | 1995-02-07 | 18:00 | -4.4 | 24.08 | [5 empty] | 2.8 | 37.04 |  |  |  | -0.6 | 30.92 |  |  |  |  | -4.4 | 24.08 |  |  |  |  | -7.8 | 17.96 | [5 empty] | -1.7 | 28.94 |  |  |  | -4.4 | 24.08 |  |  |  |  | -4.4 | 24.08 |  |  |  |  | -7.2 | 19.04
1995-02-07 | 19:00 | -4.4 | 24.08 | WEEKDAY | #N/A | 1988-02-07 | 19:00 | -3.9 | 24.98 |  |  | 2004-02-07 | 19:00 | 0 | 32 |  |  | 1995-02-07 | 19:00 | -4.4 | 24.08 | [5 empty] | 2.2 | 35.96 |  |  |  | -0.6 | 30.92 |  |  |  |  | -5.6 | 21.92 |  |  |  |  | -7.8 | 17.96 | [5 empty] | -1.1 | 30.02 |  |  |  | -5.6 | 21.92 |  |  |  |  | -4.4 | 24.08 |  |  |  |  | -7.2 | 19.04
1995-02-07 | 20:00 | -4.4 | 24.08 | WEEKDAY | #N/A | 1988-02-07 | 20:00 | -3.9 | 24.98 |  |  | 2004-02-07 | 20:00 | -1 | 30.2 |  |  | 1995-02-07 | 20:00 | -4.4 | 24.08 | [5 empty] | 1.1 | 33.98 |  |  |  | -0.6 | 30.92 |  |  |  |  | -5.6 | 21.92 |  |  |  |  | -7.2 | 19.04 | [5 empty] | -1.7 | 28.94 |  |  |  | -5.6 | 21.92 |  |  |  |  | -4.4 | 24.08 |  |  |  |  | -7.2 | 19.04
1995-02-07 | 21:00 | -5 | 23 | WEEKDAY | #N/A | 1988-02-07 | 21:00 | -4.4 | 24.08 |  |  | 2004-02-07 | 21:00 | -2 | 28.4 |  |  | 1995-02-07 | 21:00 | -5.6 | 21.92 | [5 empty] | 0.6 | 33.08 |  |  |  | -0.6 | 30.92 |  |  |  |  | -5.6 | 21.92 |  |  |  |  | -7.2 | 19.04 | [5 empty] | -1.1 | 30.02 |  |  |  | -5.6 | 21.92 |  |  |  |  | -5 | 23 |  |  |  |  | -6.7 | 19.94
1995-02-07 | 22:00 | -5 | 23 | WEEKDAY | #N/A | 1988-02-07 | 22:00 | -4.4 | 24.08 |  |  | 2004-02-07 | 22:00 | -3 | 26.6 |  |  | 1995-02-07 | 22:00 | -5 | 23 | [5 empty] | -0.6 | 30.92 |  |  |  | 0 | 32 |  |  |  |  | -5.6 | 21.92 |  |  |  |  | -7.2 | 19.04 | [5 empty] | -1.7 | 28.94 |  |  |  | -5.6 | 21.92 |  |  |  |  | -5.6 | 21.92 |  |  |  |  | -6.1 | 21.02
1995-02-07 | 23:00 | -4.4 | 24.08 | WEEKDAY | #N/A | 1988-02-07 | 23:00 | -3.9 | 24.98 |  |  | 2004-02-07 | 23:00 | -4 | 24.8 |  |  | 1995-02-07 | 23:00 | -5 | 23 | [5 empty] | -1.7 | 28.94 |  |  |  | 0.5 | 32.9 |  |  |  |  | -5.6 | 21.92 |  |  |  |  | -7.2 | 19.04 | [5 empty] | -2.8 | 26.96 |  |  |  | -5.6 | 21.92 |  |  |  |  | -5 | 23 |  |  |  |  | -5.6 | 21.92
1995-02-07 | 24:00 | -4.4 | 24.08 | WEEKDAY | #N/A | 1988-02-07 | 24:00 | -3.9 | 24.98 |  |  | 2004-02-07 | 24:00 | -4 | 24.8 |  |  | 1995-02-07 | 24:00 | -5.6 | 21.92 | [5 empty] | -2.8 | 26.96 |  |  |  | -0.6 | 30.92 |  |  |  |  | -5.6 | 21.92 |  |  |  |  | -6.7 | 19.94 | [5 empty] | -2.8 | 26.96 |  |  |  | -5 | 23 |  |  |  |  | -4.4 | 24.08 |  |  |  |  | -5.6 | 21.92
1995-02-08 | 1:00 | -4.4 | 24.08 | WEEKDAY | #N/A | 1988-02-08 | 1:00 | -3.3 | 26.06 |  |  | 2004-02-08 | 1:00 | -4 | 24.8 |  |  | 1995-02-08 | 1:00 | -5.6 | 21.92 | [5 empty] | -3.9 | 24.98 |  |  |  | -1.7 | 28.94 |  |  |  |  | -5.6 | 21.92 |  |  |  |  | -6.7 | 19.94 | [5 empty] | -3.9 | 24.98 |  |  |  | -5 | 23 |  |  |  |  | -5 | 23 |  |  |  |  | -5.6 | 21.92
1995-02-08 | 2:00 | -3.9 | 24.98 | WEEKDAY | #N/A | 1988-02-08 | 2:00 | -3.3 | 26.06 |  |  | 2004-02-08 | 2:00 | -4 | 24.8 |  |  | 1995-02-08 | 2:00 | -5.6 | 21.92 | [5 empty] | -5 | 23 |  |  |  | -1.7 | 28.94 |  |  |  |  | -5.6 | 21.92 |  |  |  |  | -6.1 | 21.02 | [5 empty] | -5 | 23 |  |  |  | -5 | 23 |  |  |  |  | -5 | 23 |  |  |  |  | -5 | 23
1995-02-08 | 3:00 | -5 | 23 | WEEKDAY | #N/A | 1988-02-08 | 3:00 | -3.3 | 26.06 |  |  | 2004-02-08 | 3:00 | -5 | 23 |  |  | 1995-02-08 | 3:00 | -5 | 23 | [5 empty] | -5.6 | 21.92 |  |  |  | -1.7 | 28.94 |  |  |  |  | -5.6 | 21.92 |  |  |  |  | -6.1 | 21.02 | [5 empty] | -6.7 | 19.94 |  |  |  | -5 | 23 |  |  |  |  | -4.4 | 24.08 |  |  |  |  | -6.1 | 21.02
1995-02-08 | 4:00 | -5 | 23 | WEEKDAY | #N/A | 1988-02-08 | 4:00 | -3.3 | 26.06 |  |  | 2004-02-08 | 4:00 | -6 | 21.2 |  |  | 1995-02-08 | 4:00 | -6.1 | 21.02 | [5 empty] | -6.1 | 21.02 |  |  |  | -1.7 | 28.94 |  |  |  |  | -6.1 | 21.02 |  |  |  |  | -6.1 | 21.02 | [5 empty] | -6.7 | 19.94 |  |  |  | -6.7 | 19.94 |  |  |  |  | -4.4 | 24.08 |  |  |  |  | -6.1 | 21.02
1995-02-08 | 5:00 | -5.6 | 21.92 | WEEKDAY | #N/A | 1988-02-08 | 5:00 | -2.8 | 26.96 |  |  | 2004-02-08 | 5:00 | -7 | 19.4 |  |  | 1995-02-08 | 5:00 | -6.1 | 21.02 | [5 empty] | -6.7 | 19.94 |  |  |  | -1.7 | 28.94 |  |  |  |  | -6.1 | 21.02 |  |  |  |  | -6.1 | 21.02 | [5 empty] | -4.4 | 24.08 |  |  |  | -7.2 | 19.04 |  |  |  |  | -6.1 | 21.02 |  |  |  |  | -5.6 | 21.92
1995-02-08 | 6:00 | -6.1 | 21.02 | WEEKDAY | #N/A | 1988-02-08 | 6:00 | -2.8 | 26.96 |  |  | 2004-02-08 | 6:00 | -8 | 17.6 |  |  | 1995-02-08 | 6:00 | -7.2 | 19.04 | [5 empty] | -7.2 | 19.04 |  |  |  | -1.7 | 28.94 |  |  |  |  | -6.7 | 19.94 |  |  |  |  | -6.7 | 19.94 | [5 empty] | -3.9 | 24.98 |  |  |  | -8.3 | 17.06 |  |  |  |  | -6.1 | 21.02 |  |  |  |  | -6.1 | 21.02
1995-02-08 | 7:00 | -6.7 | 19.94 | WEEKDAY | #N/A | 1988-02-08 | 7:00 | -2.8 | 26.96 |  |  | 2004-02-08 | 7:00 | -9 | 15.8 |  |  | 1995-02-08 | 7:00 | -6.7 | 19.94 | [5 empty] | -7.8 | 17.96 |  |  |  | -1.2 | 29.84 |  |  |  |  | -6.7 | 19.94 |  |  |  |  | -7.2 | 19.04 | [5 empty] | -3.3 | 26.06 |  |  |  | -10 | 14 |  |  |  |  | -7.8 | 17.96 |  |  |  |  | -7.8 | 17.96
1995-02-08 | 8:00 | -6.1 | 21.02 | WEEKDAY | #N/A | 1988-02-08 | 8:00 | -2.2 | 28.04 |  |  | 2004-02-08 | 8:00 | -9 | 15.8 |  |  | 1995-02-08 | 8:00 | -5.6 | 21.92 | [5 empty] | -6.7 | 19.94 |  |  |  | -1.4 | 29.48 |  |  |  |  | -6.7 | 19.94 |  |  |  |  | -7.2 | 19.04 | [5 empty] | -4.4 | 24.08 |  |  |  | -10 | 14 |  |  |  |  | -7.8 | 17.96 |  |  |  |  | -9.4 | 15.08
1995-02-08 | 9:00 | -6.1 | 21.02 | WEEKDAY | #N/A | 1988-02-08 | 9:00 | -0.6 | 30.92 |  |  | 2004-02-08 | 9:00 | -8 | 17.6 |  |  | 1995-02-08 | 9:00 | -4.4 | 24.08 | [5 empty] | -5.6 | 21.92 |  |  |  | -0.6 | 30.92 |  |  |  |  | -4.4 | 24.08 |  |  |  |  | -5 | 23 | [5 empty] | -3.9 | 24.98 |  |  |  | -9.4 | 15.08 |  |  |  |  | -7.8 | 17.96 |  |  |  |  | -8.9 | 15.98
1995-02-08 | 10:00 | -5.6 | 21.92 | WEEKDAY | #N/A | 1988-02-08 | 10:00 | 0.6 | 33.08 |  |  | 2004-02-08 | 10:00 | -7 | 19.4 |  |  | 1995-02-08 | 10:00 | -3.9 | 24.98 | [5 empty] | -5 | 23 |  |  |  | 0.5 | 32.9 |  |  |  |  | -3.9 | 24.98 |  |  |  |  | -2.8 | 26.96 | [5 empty] | -2.8 | 26.96 |  |  |  | -8.3 | 17.06 |  |  |  |  | -7.8 | 17.96 |  |  |  |  | -10.6 | 12.92
1995-02-08 | 11:00 | -5 | 23 | WEEKDAY | #N/A | 1988-02-08 | 11:00 | 1.1 | 33.98 |  |  | 2004-02-08 | 11:00 | -7 | 19.4 |  |  | 1995-02-08 | 11:00 | -3.9 | 24.98 | [5 empty] | -3.9 | 24.98 |  |  |  | 1.1 | 33.98 |  |  |  |  | -3.3 | 26.06 |  |  |  |  | -3.9 | 24.98 | [5 empty] | -2.8 | 26.96 |  |  |  | -7.2 | 19.04 |  |  |  |  | -7.2 | 19.04 |  |  |  |  | -10.6 | 12.92
1995-02-08 | 12:00 | -3.3 | 26.06 | WEEKDAY | #N/A | 1988-02-08 | 12:00 | 2.2 | 35.96 |  |  | 2004-02-08 | 12:00 | -6 | 21.2 |  |  | 1995-02-08 | 12:00 | -3.3 | 26.06 | [5 empty] | -3.3 | 26.06 |  |  |  | 1.1 | 33.98 |  |  |  |  | -2.2 | 28.04 |  |  |  |  | -3.9 | 24.98 | [5 empty] | -2.2 | 28.04 |  |  |  | -6.7 | 19.94 |  |  |  |  | -6.7 | 19.94 |  |  |  |  | -10.6 | 12.92
1995-02-08 | 13:00 | -2.8 | 26.96 | WEEKDAY | #N/A | 1988-02-08 | 13:00 | 2.8 | 37.04 |  |  | 2004-02-08 | 13:00 | -4 | 24.8 |  |  | 1995-02-08 | 13:00 | -2.2 | 28.04 | [5 empty] | -2.8 | 26.96 |  |  |  | 1.1 | 33.98 |  |  |  |  | -1.7 | 28.94 |  |  |  |  | -3.9 | 24.98 | [5 empty] | -1.7 | 28.94 |  |  |  | -7.2 | 19.04 |  |  |  |  | -6.7 | 19.94 |  |  |  |  | -10.6 | 12.92
1995-02-08 | 14:00 | -3.3 | 26.06 | WEEKDAY | #N/A | 1988-02-08 | 14:00 | 2.8 | 37.04 |  |  | 2004-02-08 | 14:00 | -3 | 26.6 |  |  | 1995-02-08 | 14:00 | -2.2 | 28.04 | [5 empty] | -2.2 | 28.04 |  |  |  | 1.1 | 33.98 |  |  |  |  | -1.1 | 30.02 |  |  |  |  | -4.4 | 24.08 | [5 empty] | -1.1 | 30.02 |  |  |  | -7.2 | 19.04 |  |  |  |  | -6.7 | 19.94 |  |  |  |  | -10.6 | 12.92
1995-02-08 | 15:00 | -2.8 | 26.96 | WEEKDAY | #N/A | 1988-02-08 | 15:00 | 2.8 | 37.04 |  |  | 2004-02-08 | 15:00 | -2 | 28.4 |  |  | 1995-02-08 | 15:00 | -1.7 | 28.94 | [5 empty] | -1.7 | 28.94 |  |  |  | 1.1 | 33.98 |  |  |  |  | -1.1 | 30.02 |  |  |  |  | -4.4 | 24.08 | [5 empty] | -1.1 | 30.02 |  |  |  | -7.8 | 17.96 |  |  |  |  | -6.7 | 19.94 |  |  |  |  | -10 | 14
1995-02-08 | 16:00 | -2.8 | 26.96 | WEEKDAY | #N/A | 1988-02-08 | 16:00 | 1.7 | 35.06 |  |  | 2004-02-08 | 16:00 | -2 | 28.4 |  |  | 1995-02-08 | 16:00 | -2.8 | 26.96 | [5 empty] | -2.2 | 28.04 |  |  |  | 2.2 | 35.96 |  |  |  |  | 0 | 32 |  |  |  |  | -5 | 23 | [5 empty] | -1.1 | 30.02 |  |  |  | -7.8 | 17.96 |  |  |  |  | -6.7 | 19.94 |  |  |  |  | -10 | 14
1995-02-08 | 17:00 | -3.3 | 26.06 | WEEKDAY | #N/A | 1988-02-08 | 17:00 | 1.1 | 33.98 |  |  | 2004-02-08 | 17:00 | -3 | 26.6 |  |  | 1995-02-08 | 17:00 | -3.9 | 24.98 | [5 empty] | -3.3 | 26.06 |  |  |  | 2.3 | 36.14 |  |  |  |  | -1.1 | 30.02 |  |  |  |  | -5.6 | 21.92 | [5 empty] | -1.7 | 28.94 |  |  |  | -7.8 | 17.96 |  |  |  |  | -7.2 | 19.04 |  |  |  |  | -12.2 | 10.04
1995-02-08 | 18:00 | -4.4 | 24.08 | WEEKDAY | #N/A | 1988-02-08 | 18:00 | 0.6 | 33.08 |  |  | 2004-02-08 | 18:00 | -3 | 26.6 |  |  | 1995-02-08 | 18:00 | -4.4 | 24.08 | [5 empty] | -3.9 | 24.98 |  |  |  | 2.2 | 35.96 |  |  |  |  | -2.8 | 26.96 |  |  |  |  | -6.1 | 21.02 | [5 empty] | -2.8 | 26.96 |  |  |  | -8.3 | 17.06 |  |  |  |  | -8.3 | 17.06 |  |  |  |  | -13.3 | 8.06
1995-02-08 | 19:00 | -4.4 | 24.08 | WEEKDAY | #N/A | 1988-02-08 | 19:00 | 0 | 32 |  |  | 2004-02-08 | 19:00 | -4 | 24.8 |  |  | 1995-02-08 | 19:00 | -4.4 | 24.08 | [5 empty] | -4.4 | 24.08 |  |  |  | 1.6 | 34.88 |  |  |  |  | -2.8 | 26.96 |  |  |  |  | -6.7 | 19.94 | [5 empty] | -3.3 | 26.06 |  |  |  | -8.3 | 17.06 |  |  |  |  | -8.3 | 17.06 |  |  |  |  | -18.9 | -2.02
1995-02-08 | 20:00 | -5 | 23 | WEEKDAY | #N/A | 1988-02-08 | 20:00 | -0.6 | 30.92 |  |  | 2004-02-08 | 20:00 | -4 | 24.8 |  |  | 1995-02-08 | 20:00 | -5 | 23 | [5 empty] | -5 | 23 |  |  |  | 1.6 | 34.88 |  |  |  |  | -2.8 | 26.96 |  |  |  |  | -7.2 | 19.04 | [5 empty] | -4.4 | 24.08 |  |  |  | -8.9 | 15.98 |  |  |  |  | -9.4 | 15.08 |  |  |  |  | -20.6 | -5.08
1995-02-08 | 21:00 | -5.6 | 21.92 | WEEKDAY | #N/A | 1988-02-08 | 21:00 | -0.6 | 30.92 |  |  | 2004-02-08 | 21:00 | -4 | 24.8 |  |  | 1995-02-08 | 21:00 | -5.6 | 21.92 | [5 empty] | -4.4 | 24.08 |  |  |  | 1.6 | 34.88 |  |  |  |  | -3.9 | 24.98 |  |  |  |  | -8.9 | 15.98 | [5 empty] | -5.6 | 21.92 |  |  |  | -9.4 | 15.08 |  |  |  |  | -10.6 | 12.92 |  |  |  |  | -21.1 | -5.98
1995-02-08 | 22:00 | -6.1 | 21.02 | WEEKDAY | #N/A | 1988-02-08 | 22:00 | -1.1 | 30.02 |  |  | 2004-02-08 | 22:00 | -4 | 24.8 |  |  | 1995-02-08 | 22:00 | -6.7 | 19.94 | [5 empty] | -4.4 | 24.08 |  |  |  | 1.6 | 34.88 |  |  |  |  | -2.8 | 26.96 |  |  |  |  | -8.3 | 17.06 | [5 empty] | -5 | 23 |  |  |  | -10.6 | 12.92 |  |  |  |  | -11.7 | 10.94 |  |  |  |  | -20 | -4
1995-02-08 | 23:00 | -7.2 | 19.04 | WEEKDAY | #N/A | 1988-02-08 | 23:00 | -1.7 | 28.94 |  |  | 2004-02-08 | 23:00 | -4 | 24.8 |  |  | 1995-02-08 | 23:00 | -7.2 | 19.04 | [5 empty] | -3.3 | 26.06 |  |  |  | 2.2 | 35.96 |  |  |  |  | -2.8 | 26.96 |  |  |  |  | -8.9 | 15.98 | [5 empty] | -5 | 23 |  |  |  | -12.8 | 8.96 |  |  |  |  | -11.7 | 10.94 |  |  |  |  | -20 | -4
1995-02-08 | 24:00 | -7.2 | 19.04 | WEEKDAY | #N/A | 1988-02-08 | 24:00 | -1.7 | 28.94 |  |  | 2004-02-08 | 24:00 | -4 | 24.8 |  |  | 1995-02-08 | 24:00 | -7.8 | 17.96 | [5 empty] | -3.9 | 24.98 |  |  |  | 2.2 | 35.96 |  |  |  |  | -2.8 | 26.96 |  |  |  |  | -8.9 | 15.98 | [5 empty] | -5 | 23 |  |  |  | -13.3 | 8.06 |  |  |  |  | -12.8 | 8.96 |  |  |  |  | -19.4 | -2.92
1995-02-09 | 1:00 | -7.8 | 17.96 | WEEKDAY | #N/A | 1988-02-09 | 1:00 | -1.7 | 28.94 |  |  | 2004-02-09 | 1:00 | -4 | 24.8 |  |  | 1995-02-09 | 1:00 | -7.8 | 17.96 | [5 empty] | -3.9 | 24.98 |  |  |  | 1.6 | 34.88 |  |  |  |  | -2.8 | 26.96 |  |  |  |  | -10 | 14 | [5 empty] | -5 | 23 |  |  |  | -15 | 5 |  |  |  |  | -14.4 | 6.08 |  |  |  |  | -20 | -4
1995-02-09 | 2:00 | -8.3 | 17.06 | WEEKDAY | #N/A | 1988-02-09 | 2:00 | -2.2 | 28.04 |  |  | 2004-02-09 | 2:00 | -4 | 24.8 |  |  | 1995-02-09 | 2:00 | -8.3 | 17.06 | [5 empty] | -5 | 23 |  |  |  | 1.6 | 34.88 |  |  |  |  | -2.8 | 26.96 |  |  |  |  | -11.1 | 12.02 | [5 empty] | -5 | 23 |  |  |  | -14.4 | 6.08 |  |  |  |  | -16.7 | 1.94 |  |  |  |  | -21.1 | -5.98
1995-02-09 | 3:00 | -8.3 | 17.06 | WEEKDAY | #N/A | 1988-02-09 | 3:00 | -3.3 | 26.06 |  |  | 2004-02-09 | 3:00 | -4 | 24.8 |  |  | 1995-02-09 | 3:00 | -8.3 | 17.06 | [5 empty] | -5.6 | 21.92 |  |  |  | 1.6 | 34.88 |  |  |  |  | -2.8 | 26.96 |  |  |  |  | -12.2 | 10.04 | [5 empty] | -6.1 | 21.02 |  |  |  | -13.9 | 6.98 |  |  |  |  | -16.7 | 1.94 |  |  |  |  | -22.2 | -7.96
1995-02-09 | 4:00 | -8.3 | 17.06 | WEEKDAY | #N/A | 1988-02-09 | 4:00 | -3.9 | 24.98 |  |  | 2004-02-09 | 4:00 | -5 | 23 |  |  | 1995-02-09 | 4:00 | -8.3 | 17.06 | [5 empty] | -5.6 | 21.92 |  |  |  | 2.7 | 36.86 |  |  |  |  | -3.9 | 24.98 |  |  |  |  | -15 | 5 | [5 empty] | -5.6 | 21.92 |  |  |  | -12.2 | 10.04 |  |  |  |  | -14.4 | 6.08 |  |  |  |  | -19.4 | -2.92
1995-02-09 | 5:00 | -7.8 | 17.96 | WEEKDAY | #N/A | 1988-02-09 | 5:00 | -3.9 | 24.98 |  |  | 2004-02-09 | 5:00 | -6 | 21.2 |  |  | 1995-02-09 | 5:00 | -8.3 | 17.06 | [5 empty] | -8.9 | 15.98 |  |  |  | 3.3 | 37.94 |  |  |  |  | -3.9 | 24.98 |  |  |  |  | -16.7 | 1.94 | [5 empty] | -5.6 | 21.92 |  |  |  | -11.1 | 12.02 |  |  |  |  | -13.3 | 8.06 |  |  |  |  | -20 | -4
1995-02-09 | 6:00 | -7.8 | 17.96 | WEEKDAY | #N/A | 1988-02-09 | 6:00 | -4.4 | 24.08 |  |  | 2004-02-09 | 6:00 | -6 | 21.2 |  |  | 1995-02-09 | 6:00 | -8.3 | 17.06 | [5 empty] | -6.1 | 21.02 |  |  |  | 2.7 | 36.86 |  |  |  |  | -3.3 | 26.06 |  |  |  |  | -16.7 | 1.94 | [5 empty] | -5.6 | 21.92 |  |  |  | -10.6 | 12.92 |  |  |  |  | -12.2 | 10.04 |  |  |  |  | -18.9 | -2.02
1995-02-09 | 7:00 | -8.3 | 17.06 | WEEKDAY | #N/A | 1988-02-09 | 7:00 | -4.4 | 24.08 |  |  | 2004-02-09 | 7:00 | -5 | 23 |  |  | 1995-02-09 | 7:00 | -8.3 | 17.06 | [5 empty] | -2.8 | 26.96 |  |  |  | 2.7 | 36.86 |  |  |  |  | -3.3 | 26.06 |  |  |  |  | -18.3 | -0.94 | [5 empty] | -5.6 | 21.92 |  |  |  | -8.9 | 15.98 |  |  |  |  | -11.7 | 10.94 |  |  |  |  | -17.8 | -0.04
1995-02-09 | 8:00 | -7.8 | 17.96 | WEEKDAY | #N/A | 1988-02-09 | 8:00 | -3.9 | 24.98 |  |  | 2004-02-09 | 8:00 | -4 | 24.8 |  |  | 1995-02-09 | 8:00 | -7.8 | 17.96 | [5 empty] | 0 | 32 |  |  |  | 3.3 | 37.94 |  |  |  |  | -3.9 | 24.98 |  |  |  |  | -16.7 | 1.94 | [5 empty] | -5.6 | 21.92 |  |  |  | -7.8 | 17.96 |  |  |  |  | -11.7 | 10.94 |  |  |  |  | -16.1 | 3.02
1995-02-09 | 9:00 | -7.2 | 19.04 | WEEKDAY | #N/A | 1988-02-09 | 9:00 | -2.2 | 28.04 |  |  | 2004-02-09 | 9:00 | -2 | 28.4 |  |  | 1995-02-09 | 9:00 | -7.2 | 19.04 | [5 empty] | 2.8 | 37.04 |  |  |  | 5 | 41 |  |  |  |  | -3.3 | 26.06 |  |  |  |  | -13.9 | 6.98 | [5 empty] | -5 | 23 |  |  |  | -6.7 | 19.94 |  |  |  |  | -9.4 | 15.08 |  |  |  |  | -13.9 | 6.98
1995-02-09 | 10:00 | -6.1 | 21.02 | WEEKDAY | #N/A | 1988-02-09 | 10:00 | -1.1 | 30.02 |  |  | 2004-02-09 | 10:00 | -1 | 30.2 |  |  | 1995-02-09 | 10:00 | -6.1 | 21.02 | [5 empty] | 4.4 | 39.92 |  |  |  | 5 | 41 |  |  |  |  | -2.8 | 26.96 |  |  |  |  | -10 | 14 | [5 empty] | -4.4 | 24.08 |  |  |  | -6.1 | 21.02 |  |  |  |  | -7.2 | 19.04 |  |  |  |  | -11.7 | 10.94
1995-02-09 | 11:00 | -4.4 | 24.08 | WEEKDAY | #N/A | 1988-02-09 | 11:00 | 0 | 32 |  |  | 2004-02-09 | 11:00 | 1 | 33.8 |  |  | 1995-02-09 | 11:00 | -4.4 | 24.08 | [5 empty] | 5 | 41 |  |  |  | 5.5 | 41.9 |  |  |  |  | -2.2 | 28.04 |  |  |  |  | -7.2 | 19.04 | [5 empty] | -3.3 | 26.06 |  |  |  | -2.8 | 26.96 |  |  |  |  | -5.6 | 21.92 |  |  |  |  | -9.4 | 15.08
1995-02-09 | 12:00 | -2.8 | 26.96 | WEEKDAY | #N/A | 1988-02-09 | 12:00 | 1.7 | 35.06 |  |  | 2004-02-09 | 12:00 | 3 | 37.4 |  |  | 1995-02-09 | 12:00 | -3.3 | 26.06 | [5 empty] | 6.1 | 42.98 |  |  |  | 5 | 41 |  |  |  |  | -1.7 | 28.94 |  |  |  |  | -6.1 | 21.02 | [5 empty] | -2.2 | 28.04 |  |  |  | -2.2 | 28.04 |  |  |  |  | -2.2 | 28.04 |  |  |  |  | -8.3 | 17.06
1995-02-09 | 13:00 | -1.1 | 30.02 | WEEKDAY | #N/A | 1988-02-09 | 13:00 | 2.8 | 37.04 |  |  | 2004-02-09 | 13:00 | 3.5 | 38.3 |  |  | 1995-02-09 | 13:00 | -2.8 | 26.96 | [5 empty] | 5.6 | 42.08 |  |  |  | 5.5 | 41.9 |  |  |  |  | -1.1 | 30.02 |  |  |  |  | -6.1 | 21.02 | [5 empty] | -1.7 | 28.94 |  |  |  | -2.2 | 28.04 |  |  |  |  | -1.1 | 30.02 |  |  |  |  | -7.8 | 17.96
1995-02-09 | 14:00 | -1.1 | 30.02 | WEEKDAY | #N/A | 1988-02-09 | 14:00 | 2.8 | 37.04 |  |  | 2004-02-09 | 14:00 | 4 | 39.2 |  |  | 1995-02-09 | 14:00 | -2.2 | 28.04 | [5 empty] | 5 | 41 |  |  |  | 6.1 | 42.98 |  |  |  |  | -0.6 | 30.92 |  |  |  |  | -2.8 | 26.96 | [5 empty] | -1.1 | 30.02 |  |  |  | -1.7 | 28.94 |  |  |  |  | -0.6 | 30.92 |  |  |  |  | -7.8 | 17.96
1995-02-09 | 15:00 | -0.6 | 30.92 | WEEKDAY | #N/A | 1988-02-09 | 15:00 | 2.8 | 37.04 |  |  | 2004-02-09 | 15:00 | 5 | 41 |  |  | 1995-02-09 | 15:00 | -2.2 | 28.04 | [5 empty] | 5.6 | 42.08 |  |  |  | 6.1 | 42.98 |  |  |  |  | -1.1 | 30.02 |  |  |  |  | -2.2 | 28.04 | [5 empty] | -1.7 | 28.94 |  |  |  | -1.7 | 28.94 |  |  |  |  | -0.6 | 30.92 |  |  |  |  | -7.8 | 17.96
1995-02-09 | 16:00 | -0.6 | 30.92 | WEEKDAY | #N/A | 1988-02-09 | 16:00 | 2.8 | 37.04 |  |  | 2004-02-09 | 16:00 | 4 | 39.2 |  |  | 1995-02-09 | 16:00 | -2.2 | 28.04 | [5 empty] | 5.6 | 42.08 |  |  |  | 5.5 | 41.9 |  |  |  |  | -1.1 | 30.02 |  |  |  |  | -1.7 | 28.94 | [5 empty] | -1.1 | 30.02 |  |  |  | -1.7 | 28.94 |  |  |  |  | -1.1 | 30.02 |  |  |  |  | -8.3 | 17.06
1995-02-09 | 17:00 | -2.2 | 28.04 | WEEKDAY | #N/A | 1988-02-09 | 17:00 | 2.8 | 37.04 |  |  | 2004-02-09 | 17:00 | 4 | 39.2 |  |  | 1995-02-09 | 17:00 | -2.8 | 26.96 | [5 empty] | 4.4 | 39.92 |  |  |  | 5 | 41 |  |  |  |  | -2.8 | 26.96 |  |  |  |  | -1.7 | 28.94 | [5 empty] | -1.7 | 28.94 |  |  |  | -2.2 | 28.04 |  |  |  |  | -1.1 | 30.02 |  |  |  |  | -8.3 | 17.06
1995-02-09 | 18:00 | -2.2 | 28.04 | WEEKDAY | #N/A | 1988-02-09 | 18:00 | 2.2 | 35.96 |  |  | 2004-02-09 | 18:00 | 4 | 39.2 |  |  | 1995-02-09 | 18:00 | -2.8 | 26.96 | [5 empty] | 2.8 | 37.04 |  |  |  | 5 | 41 |  |  |  |  | -4.4 | 24.08 |  |  |  |  | -1.7 | 28.94 | [5 empty] | -2.8 | 26.96 |  |  |  | -2.8 | 26.96 |  |  |  |  | -2.2 | 28.04 |  |  |  |  | -8.3 | 17.06
1995-02-09 | 19:00 | -2.2 | 28.04 | WEEKDAY | #N/A | 1988-02-09 | 19:00 | 2.2 | 35.96 |  |  | 2004-02-09 | 19:00 | 4 | 39.2 |  |  | 1995-02-09 | 19:00 | -2.2 | 28.04 | [5 empty] | 2.2 | 35.96 |  |  |  | 4.4 | 39.92 |  |  |  |  | -4.4 | 24.08 |  |  |  |  | -1.1 | 30.02 | [5 empty] | -2.8 | 26.96 |  |  |  | -2.8 | 26.96 |  |  |  |  | -2.8 | 26.96 |  |  |  |  | -8.9 | 15.98
1995-02-09 | 20:00 | -1.7 | 28.94 | WEEKDAY | #N/A | 1988-02-09 | 20:00 | 2.2 | 35.96 |  |  | 2004-02-09 | 20:00 | 4 | 39.2 |  |  | 1995-02-09 | 20:00 | -2.2 | 28.04 | [5 empty] | 2.8 | 37.04 |  |  |  | 4.4 | 39.92 |  |  |  |  | -4.4 | 24.08 |  |  |  |  | -1.1 | 30.02 | [5 empty] | -2.2 | 28.04 |  |  |  | -3.9 | 24.98 |  |  |  |  | -2.8 | 26.96 |  |  |  |  | -9.4 | 15.08
1995-02-09 | 21:00 | -1.7 | 28.94 | WEEKDAY | #N/A | 1988-02-09 | 21:00 | 2.2 | 35.96 |  |  | 2004-02-09 | 21:00 | 4 | 39.2 |  |  | 1995-02-09 | 21:00 | -2.8 | 26.96 | [5 empty] | 2.2 | 35.96 |  |  |  | 4.4 | 39.92 |  |  |  |  | -5 | 23 |  |  |  |  | -1.1 | 30.02 | [5 empty] | -2.8 | 26.96 |  |  |  | -3.9 | 24.98 |  |  |  |  | -2.8 | 26.96 |  |  |  |  | -10 | 14
1995-02-09 | 22:00 | -1.1 | 30.02 | WEEKDAY | #N/A | 1988-02-09 | 22:00 | 2.2 | 35.96 |  |  | 2004-02-09 | 22:00 | 4 | 39.2 |  |  | 1995-02-09 | 22:00 | -2.2 | 28.04 | [5 empty] | 1.7 | 35.06 |  |  |  | 3.8 | 38.84 |  |  |  |  | -5.6 | 21.92 |  |  |  |  | -1.1 | 30.02 | [5 empty] | -3.3 | 26.06 |  |  |  | -3.9 | 24.98 |  |  |  |  | -3.3 | 26.06 |  |  |  |  | -9.4 | 15.08
1995-02-09 | 23:00 | -0.6 | 30.92 | WEEKDAY | #N/A | 1988-02-09 | 23:00 | 1.7 | 35.06 |  |  | 2004-02-09 | 23:00 | 3 | 37.4 |  |  | 1995-02-09 | 23:00 | -1.7 | 28.94 | [5 empty] | 2.2 | 35.96 |  |  |  | 3.8 | 38.84 |  |  |  |  | -5.6 | 21.92 |  |  |  |  | -1.1 | 30.02 | [5 empty] | -4.4 | 24.08 |  |  |  | -4.4 | 24.08 |  |  |  |  | -3.9 | 24.98 |  |  |  |  | -10 | 14
1995-02-09 | 24:00 | -1.1 | 30.02 | WEEKDAY | #N/A | 1988-02-09 | 24:00 | 1.7 | 35.06 |  |  | 2004-02-09 | 24:00 | 3 | 37.4 |  |  | 1995-02-09 | 24:00 | -1.1 | 30.02 | [5 empty] | 1.1 | 33.98 |  |  |  | 3.3 | 37.94 |  |  |  |  | -6.1 | 21.02 |  |  |  |  | -1.1 | 30.02 | [5 empty] | -5.6 | 21.92 |  |  |  | -5 | 23 |  |  |  |  | -5 | 23 |  |  |  |  | -10 | 14
1995-02-10 | 1:00 | -1.1 | 30.02 | WEEKDAY | #N/A | 1988-02-10 | 1:00 | 1.7 | 35.06 |  |  | 2004-02-10 | 1:00 | 3 | 37.4 |  |  | 1995-02-10 | 1:00 | -1.7 | 28.94 | [5 empty] | 0 | 32 |  |  |  | 3.3 | 37.94 |  |  |  |  | -7.8 | 17.96 |  |  |  |  | -1.1 | 30.02 | [5 empty] | -6.1 | 21.02 |  |  |  | -5.6 | 21.92 |  |  |  |  | -5.6 | 21.92 |  |  |  |  | -10 | 14
1995-02-10 | 2:00 | -1.7 | 28.94 | WEEKDAY | #N/A | 1988-02-10 | 2:00 | 1.7 | 35.06 |  |  | 2004-02-10 | 2:00 | 3 | 37.4 |  |  | 1995-02-10 | 2:00 | -2.2 | 28.04 | [5 empty] | -1.7 | 28.94 |  |  |  | 2.7 | 36.86 |  |  |  |  | -8.3 | 17.06 |  |  |  |  | -1.1 | 30.02 | [5 empty] | -7.2 | 19.04 |  |  |  | -6.1 | 21.02 |  |  |  |  | -5.6 | 21.92 |  |  |  |  | -8.9 | 15.98
1995-02-10 | 3:00 | -1.1 | 30.02 | WEEKDAY | #N/A | 1988-02-10 | 3:00 | 2.2 | 35.96 |  |  | 2004-02-10 | 3:00 | 3 | 37.4 |  |  | 1995-02-10 | 3:00 | -2.8 | 26.96 | [5 empty] | -0.6 | 30.92 |  |  |  | 2.2 | 35.96 |  |  |  |  | -9.4 | 15.08 |  |  |  |  | -1.1 | 30.02 | [5 empty] | -9.4 | 15.08 |  |  |  | -7.2 | 19.04 |  |  |  |  | -5.6 | 21.92 |  |  |  |  | -8.3 | 17.06
1995-02-10 | 4:00 | -1.1 | 30.02 | WEEKDAY | #N/A | 1988-02-10 | 4:00 | 1.7 | 35.06 |  |  | 2004-02-10 | 4:00 | 3 | 37.4 |  |  | 1995-02-10 | 4:00 | -2.8 | 26.96 | [5 empty] | -0.6 | 30.92 |  |  |  | 2.7 | 36.86 |  |  |  |  | -10.6 | 12.92 |  |  |  |  | -1.7 | 28.94 | [5 empty] | -10 | 14 |  |  |  | -8.3 | 17.06 |  |  |  |  | -6.7 | 19.94 |  |  |  |  | -6.7 | 19.94
1995-02-10 | 5:00 | -1.1 | 30.02 | WEEKDAY | #N/A | 1988-02-10 | 5:00 | 1.1 | 33.98 |  |  | 2004-02-10 | 5:00 | 3 | 37.4 |  |  | 1995-02-10 | 5:00 | -3.3 | 26.06 | [5 empty] | -2.2 | 28.04 |  |  |  | 2.2 | 35.96 |  |  |  |  | -11.7 | 10.94 |  |  |  |  | -2.2 | 28.04 | [5 empty] | -10.6 | 12.92 |  |  |  | -8.9 | 15.98 |  |  |  |  | -7.8 | 17.96 |  |  |  |  | -6.1 | 21.02
1995-02-10 | 6:00 | -1.7 | 28.94 | WEEKDAY | #N/A | 1988-02-10 | 6:00 | 1.1 | 33.98 |  |  | 2004-02-10 | 6:00 | 2 | 35.6 |  |  | 1995-02-10 | 6:00 | -3.9 | 24.98 | [5 empty] | -3.3 | 26.06 |  |  |  | 2.2 | 35.96 |  |  |  |  | -12.8 | 8.96 |  |  |  |  | -2.8 | 26.96 | [5 empty] | -10.6 | 12.92 |  |  |  | -10 | 14 |  |  |  |  | -8.9 | 15.98 |  |  |  |  | -7.2 | 19.04
1995-02-10 | 7:00 | -1.1 | 30.02 | WEEKDAY | #N/A | 1988-02-10 | 7:00 | 1.1 | 33.98 |  |  | 2004-02-10 | 7:00 | 1 | 33.8 |  |  | 1995-02-10 | 7:00 | -3.9 | 24.98 | [5 empty] | -1.1 | 30.02 |  |  |  | 1.6 | 34.88 |  |  |  |  | -13.3 | 8.06 |  |  |  |  | -2.8 | 26.96 | [5 empty] | -10.6 | 12.92 |  |  |  | -10 | 14 |  |  |  |  | -10 | 14 |  |  |  |  | -8.3 | 17.06
1995-02-10 | 8:00 | -1.1 | 30.02 | WEEKDAY | #N/A | 1988-02-10 | 8:00 | 2.2 | 35.96 |  |  | 2004-02-10 | 8:00 | 1 | 33.8 |  |  | 1995-02-10 | 8:00 | -2.8 | 26.96 | [5 empty] | 1.7 | 35.06 |  |  |  | 2.2 | 35.96 |  |  |  |  | -13.3 | 8.06 |  |  |  |  | -3.3 | 26.06 | [5 empty] | -12.2 | 10.04 |  |  |  | -10 | 14 |  |  |  |  | -10.6 | 12.92 |  |  |  |  | -9.4 | 15.08
1995-02-10 | 9:00 | 0 | 32 | WEEKDAY | #N/A | 1988-02-10 | 9:00 | 2.8 | 37.04 |  |  | 2004-02-10 | 9:00 | 4 | 39.2 |  |  | 1995-02-10 | 9:00 | -1.7 | 28.94 | [5 empty] | 3.9 | 39.02 |  |  |  | 2.7 | 36.86 |  |  |  |  | -12.8 | 8.96 |  |  |  |  | -3.9 | 24.98 | [5 empty] | -11.7 | 10.94 |  |  |  | -8.3 | 17.06 |  |  |  |  | -8.9 | 15.98 |  |  |  |  | -8.3 | 17.06
1995-02-10 | 10:00 | 2.2 | 35.96 | WEEKDAY | #N/A | 1988-02-10 | 10:00 | 2.8 | 37.04 |  |  | 2004-02-10 | 10:00 | 4 | 39.2 |  |  | 1995-02-10 | 10:00 | 0 | 32 | [5 empty] | 6.7 | 44.06 |  |  |  | 3.8 | 38.84 |  |  |  |  | -12.2 | 10.04 |  |  |  |  | -3.3 | 26.06 | [5 empty] | -11.1 | 12.02 |  |  |  | -7.2 | 19.04 |  |  |  |  | -7.8 | 17.96 |  |  |  |  | -7.2 | 19.04
1995-02-10 | 11:00 | 2.8 | 37.04 | WEEKDAY | #N/A | 1988-02-10 | 11:00 | 3.9 | 39.02 |  |  | 2004-02-10 | 11:00 | 5 | 41 |  |  | 1995-02-10 | 11:00 | 0.6 | 33.08 | [5 empty] | 7.8 | 46.04 |  |  |  | 3.8 | 38.84 |  |  |  |  | -10.6 | 12.92 |  |  |  |  | -3.3 | 26.06 | [5 empty] | -9.4 | 15.08 |  |  |  | -6.7 | 19.94 |  |  |  |  | -5.6 | 21.92 |  |  |  |  | -6.7 | 19.94
1995-02-10 | 12:00 | 3.9 | 39.02 | WEEKDAY | #N/A | 1988-02-10 | 12:00 | 3.9 | 39.02 |  |  | 2004-02-10 | 12:00 | 7 | 44.6 |  |  | 1995-02-10 | 12:00 | 2.2 | 35.96 | [5 empty] | 8.9 | 48.02 |  |  |  | 4.4 | 39.92 |  |  |  |  | -9.4 | 15.08 |  |  |  |  | -2.8 | 26.96 | [5 empty] | -9.4 | 15.08 |  |  |  | -6.1 | 21.02 |  |  |  |  | -5.6 | 21.92 |  |  |  |  | -6.7 | 19.94
1995-02-10 | 13:00 | 5.6 | 42.08 | WEEKDAY | #N/A | 1988-02-10 | 13:00 | 4.4 | 39.92 |  |  | 2004-02-10 | 13:00 | 7 | 44.6 |  |  | 1995-02-10 | 13:00 | 2.8 | 37.04 | [5 empty] | 9.4 | 48.92 |  |  |  | 4.4 | 39.92 |  |  |  |  | -8.9 | 15.98 |  |  |  |  | -2.8 | 26.96 | [5 empty] | -9.4 | 15.08 |  |  |  | -4.4 | 24.08 |  |  |  |  | -5 | 23 |  |  |  |  | -6.1 | 21.02
1995-02-10 | 14:00 | 3.9 | 39.02 | WEEKDAY | #N/A | 1988-02-10 | 14:00 | 4.4 | 39.92 |  |  | 2004-02-10 | 14:00 | 7 | 44.6 |  |  | 1995-02-10 | 14:00 | 2.8 | 37.04 | [5 empty] | 10 | 50 |  |  |  | 5.5 | 41.9 |  |  |  |  | -8.3 | 17.06 |  |  |  |  | -2.2 | 28.04 | [5 empty] | -8.9 | 15.98 |  |  |  | -5 | 23 |  |  |  |  | -5 | 23 |  |  |  |  | -6.1 | 21.02
1995-02-10 | 15:00 | 4.4 | 39.92 | WEEKDAY | #N/A | 1988-02-10 | 15:00 | 4.4 | 39.92 |  |  | 2004-02-10 | 15:00 | 8 | 46.4 |  |  | 1995-02-10 | 15:00 | 3.3 | 37.94 | [5 empty] | 9.4 | 48.92 |  |  |  | 5.5 | 41.9 |  |  |  |  | -7.8 | 17.96 |  |  |  |  | -2.2 | 28.04 | [5 empty] | -8.3 | 17.06 |  |  |  | -5 | 23 |  |  |  |  | -6.1 | 21.02 |  |  |  |  | -5.6 | 21.92
1995-02-10 | 16:00 | 3.9 | 39.02 | WEEKDAY | #N/A | 1988-02-10 | 16:00 | 3.9 | 39.02 |  |  | 2004-02-10 | 16:00 | 7 | 44.6 |  |  | 1995-02-10 | 16:00 | 3.3 | 37.94 | [5 empty] | 7.2 | 44.96 |  |  |  | 5 | 41 |  |  |  |  | -7.8 | 17.96 |  |  |  |  | -2.2 | 28.04 | [5 empty] | -9.4 | 15.08 |  |  |  | -5.6 | 21.92 |  |  |  |  | -6.1 | 21.02 |  |  |  |  | -6.1 | 21.02
1995-02-10 | 17:00 | 3.3 | 37.94 | WEEKDAY | #N/A | 1988-02-10 | 17:00 | 2.8 | 37.04 |  |  | 2004-02-10 | 17:00 | 7 | 44.6 |  |  | 1995-02-10 | 17:00 | 2.8 | 37.04 | [5 empty] | 5.6 | 42.08 |  |  |  | 4.4 | 39.92 |  |  |  |  | -8.9 | 15.98 |  |  |  |  | -2.8 | 26.96 | [5 empty] | -9.4 | 15.08 |  |  |  | -7.2 | 19.04 |  |  |  |  | -6.7 | 19.94 |  |  |  |  | -7.8 | 17.96
1995-02-10 | 18:00 | 2.8 | 37.04 | WEEKDAY | #N/A | 1988-02-10 | 18:00 | 1.7 | 35.06 |  |  | 2004-02-10 | 18:00 | 6 | 42.8 |  |  | 1995-02-10 | 18:00 | 2.8 | 37.04 | [5 empty] | 3.9 | 39.02 |  |  |  | 3.8 | 38.84 |  |  |  |  | -10.6 | 12.92 |  |  |  |  | -3.9 | 24.98 | [5 empty] | -11.1 | 12.02 |  |  |  | -8.3 | 17.06 |  |  |  |  | -8.9 | 15.98 |  |  |  |  | -9.4 | 15.08
1995-02-10 | 19:00 | 3.3 | 37.94 | WEEKDAY | #N/A | 1988-02-10 | 19:00 | 1.7 | 35.06 |  |  | 2004-02-10 | 19:00 | 5 | 41 |  |  | 1995-02-10 | 19:00 | 2.8 | 37.04 | [5 empty] | 3.3 | 37.94 |  |  |  | 3.3 | 37.94 |  |  |  |  | -11.1 | 12.02 |  |  |  |  | -4.4 | 24.08 | [5 empty] | -11.7 | 10.94 |  |  |  | -9.4 | 15.08 |  |  |  |  | -8.9 | 15.98 |  |  |  |  | -11.7 | 10.94
1995-02-10 | 20:00 | 3.9 | 39.02 | WEEKDAY | #N/A | 1988-02-10 | 20:00 | 1.1 | 33.98 |  |  | 2004-02-10 | 20:00 | 4 | 39.2 |  |  | 1995-02-10 | 20:00 | 2.8 | 37.04 | [5 empty] | 3.9 | 39.02 |  |  |  | 3.3 | 37.94 |  |  |  |  | -11.7 | 10.94 |  |  |  |  | -5.6 | 21.92 | [5 empty] | -13.9 | 6.98 |  |  |  | -10 | 14 |  |  |  |  | -11.7 | 10.94 |  |  |  |  | -17.2 | 1.04
1995-02-10 | 21:00 | 3.3 | 37.94 | WEEKDAY | #N/A | 1988-02-10 | 21:00 | 1.1 | 33.98 |  |  | 2004-02-10 | 21:00 | 4 | 39.2 |  |  | 1995-02-10 | 21:00 | 2.2 | 35.96 | [5 empty] | 3.9 | 39.02 |  |  |  | 2.2 | 35.96 |  |  |  |  | -11.7 | 10.94 |  |  |  |  | -7.2 | 19.04 | [5 empty] | -13.9 | 6.98 |  |  |  | -11.1 | 12.02 |  |  |  |  | -12.2 | 10.04 |  |  |  |  | -17.2 | 1.04
1995-02-10 | 22:00 | 2.8 | 37.04 | WEEKDAY | #N/A | 1988-02-10 | 22:00 | 0.6 | 33.08 |  |  | 2004-02-10 | 22:00 | 4 | 39.2 |  |  | 1995-02-10 | 22:00 | 1.1 | 33.98 | [5 empty] | 3.3 | 37.94 |  |  |  | 2.7 | 36.86 |  |  |  |  | -12.2 | 10.04 |  |  |  |  | -7.8 | 17.96 | [5 empty] | -14.4 | 6.08 |  |  |  | -11.1 | 12.02 |  |  |  |  | -13.3 | 8.06 |  |  |  |  | -20.6 | -5.08
1995-02-10 | 23:00 | 2.8 | 37.04 | WEEKDAY | #N/A | 1988-02-10 | 23:00 | 0 | 32 |  |  | 2004-02-10 | 23:00 | 4 | 39.2 |  |  | 1995-02-10 | 23:00 | 1.1 | 33.98 | [5 empty] | 2.8 | 37.04 |  |  |  | 3.8 | 38.84 |  |  |  |  | -13.3 | 8.06 |  |  |  |  | -10 | 14 | [5 empty] | -15 | 5 |  |  |  | -10.6 | 12.92 |  |  |  |  | -13.3 | 8.06 |  |  |  |  | -21.7 | -7.06
1995-02-10 | 24:00 | 2.8 | 37.04 | WEEKDAY | #N/A | 1988-02-10 | 24:00 | -0.6 | 30.92 |  |  | 2004-02-10 | 24:00 | 3 | 37.4 |  |  | 1995-02-10 | 24:00 | 1.7 | 35.06 | [5 empty] | 2.8 | 37.04 |  |  |  | 3.8 | 38.84 |  |  |  |  | -13.3 | 8.06 |  |  |  |  | -11.1 | 12.02 | [5 empty] | -15.6 | 3.92 |  |  |  | -10 | 14 |  |  |  |  | -13.3 | 8.06 |  |  |  |  | -22.8 | -9.04
1995-02-11 | 1:00 | 3.3 | 37.94 | SATURDAY | #N/A | 1988-02-11 | 1:00 | -1.7 | 28.94 |  |  | 2004-02-11 | 1:00 | 2 | 35.6 |  |  | 1995-02-11 | 1:00 | 1.7 | 35.06 | [5 empty] | 2.8 | 37.04 |  |  |  | 3.8 | 38.84 |  |  |  |  | -14.4 | 6.08 |  |  |  |  | -11.7 | 10.94 | [5 empty] | -16.1 | 3.02 |  |  |  | -10 | 14 |  |  |  |  | -13.3 | 8.06 |  |  |  |  | -22.8 | -9.04
1995-02-11 | 2:00 | 2.8 | 37.04 | SATURDAY | #N/A | 1988-02-11 | 2:00 | -2.2 | 28.04 |  |  | 2004-02-11 | 2:00 | 1 | 33.8 |  |  | 1995-02-11 | 2:00 | 0.6 | 33.08 | [5 empty] | 2.8 | 37.04 |  |  |  | 3.8 | 38.84 |  |  |  |  | -13.9 | 6.98 |  |  |  |  | -11.7 | 10.94 | [5 empty] | -17.8 | -0.04 |  |  |  | -10 | 14 |  |  |  |  | -13.9 | 6.98 |  |  |  |  | -23.9 | -11.02
1995-02-11 | 3:00 | 2.2 | 35.96 | SATURDAY | #N/A | 1988-02-11 | 3:00 | -2.8 | 26.96 |  |  | 2004-02-11 | 3:00 | 2 | 35.6 |  |  | 1995-02-11 | 3:00 | 0 | 32 | [5 empty] | 3.3 | 37.94 |  |  |  | 3.8 | 38.84 |  |  |  |  | -13.9 | 6.98 |  |  |  |  | -11.1 | 12.02 | [5 empty] | -16.1 | 3.02 |  |  |  | -10 | 14 |  |  |  |  | -13.9 | 6.98 |  |  |  |  | -23.9 | -11.02
1995-02-11 | 4:00 | 1.7 | 35.06 | SATURDAY | #N/A | 1988-02-11 | 4:00 | -2.8 | 26.96 |  |  | 2004-02-11 | 4:00 | 0 | 32 |  |  | 1995-02-11 | 4:00 | 0 | 32 | [5 empty] | 3.3 | 37.94 |  |  |  | 3.8 | 38.84 |  |  |  |  | -13.9 | 6.98 |  |  |  |  | -12.2 | 10.04 | [5 empty] | -15 | 5 |  |  |  | -9.4 | 15.08 |  |  |  |  | -12.8 | 8.96 |  |  |  |  | -24.4 | -11.92
1995-02-11 | 5:00 | 2.2 | 35.96 | SATURDAY | #N/A | 1988-02-11 | 5:00 | -2.8 | 26.96 |  |  | 2004-02-11 | 5:00 | 1 | 33.8 |  |  | 1995-02-11 | 5:00 | 0 | 32 | [5 empty] | 3.9 | 39.02 |  |  |  | 3.3 | 37.94 |  |  |  |  | -15 | 5 |  |  |  |  | -11.1 | 12.02 | [5 empty] | -15 | 5 |  |  |  | -9.4 | 15.08 |  |  |  |  | -12.8 | 8.96 |  |  |  |  | -23.9 | -11.02
1995-02-11 | 6:00 | 1.7 | 35.06 | SATURDAY | #N/A | 1988-02-11 | 6:00 | -3.3 | 26.06 |  |  | 2004-02-11 | 6:00 | 0 | 32 |  |  | 1995-02-11 | 6:00 | -0.6 | 30.92 | [5 empty] | 3.9 | 39.02 |  |  |  | 2.7 | 36.86 |  |  |  |  | -14.4 | 6.08 |  |  |  |  | -10.6 | 12.92 | [5 empty] | -13.9 | 6.98 |  |  |  | -9.4 | 15.08 |  |  |  |  | -11.7 | 10.94 |  |  |  |  | -23.3 | -9.94
1995-02-11 | 7:00 | 1.1 | 33.98 | SATURDAY | #N/A | 1988-02-11 | 7:00 | -3.3 | 26.06 |  |  | 2004-02-11 | 7:00 | -1 | 30.2 |  |  | 1995-02-11 | 7:00 | -0.6 | 30.92 | [5 empty] | 4.4 | 39.92 |  |  |  | 1.6 | 34.88 |  |  |  |  | -15 | 5 |  |  |  |  | -11.1 | 12.02 | [5 empty] | -13.9 | 6.98 |  |  |  | -8.9 | 15.98 |  |  |  |  | -9.4 | 15.08 |  |  |  |  | -22.2 | -7.96
1995-02-11 | 8:00 | 2.8 | 37.04 | SATURDAY | #N/A | 1988-02-11 | 8:00 | -2.8 | 26.96 |  |  | 2004-02-11 | 8:00 | -1 | 30.2 |  |  | 1995-02-11 | 8:00 | 0.6 | 33.08 | [5 empty] | 5.6 | 42.08 |  |  |  | 3.3 | 37.94 |  |  |  |  | -13.9 | 6.98 |  |  |  |  | -11.1 | 12.02 | [5 empty] | -13.3 | 8.06 |  |  |  | -8.3 | 17.06 |  |  |  |  | -8.3 | 17.06 |  |  |  |  | -22.2 | -7.96
1995-02-11 | 9:00 | 4.4 | 39.92 | SATURDAY | #N/A | 1988-02-11 | 9:00 | -1.7 | 28.94 |  |  | 2004-02-11 | 9:00 | 0 | 32 |  |  | 1995-02-11 | 9:00 | 2.2 | 35.96 | [5 empty] | 5.6 | 42.08 |  |  |  | 3.3 | 37.94 |  |  |  |  | -13.3 | 8.06 |  |  |  |  | -8.3 | 17.06 | [5 empty] | -12.2 | 10.04 |  |  |  | -7.2 | 19.04 |  |  |  |  | -7.8 | 17.96 |  |  |  |  | -18.9 | -2.02
1995-02-11 | 10:00 | 6.1 | 42.98 | SATURDAY | #N/A | 1988-02-11 | 10:00 | 0 | 32 |  |  | 2004-02-11 | 10:00 | 0 | 32 |  |  | 1995-02-11 | 10:00 | 3.3 | 37.94 | [5 empty] | 6.1 | 42.98 |  |  |  | 4.4 | 39.92 |  |  |  |  | -11.7 | 10.94 |  |  |  |  | -6.7 | 19.94 | [5 empty] | -11.1 | 12.02 |  |  |  | -6.7 | 19.94 |  |  |  |  | -7.2 | 19.04 |  |  |  |  | -13.9 | 6.98
1995-02-11 | 11:00 | 5.6 | 42.08 | SATURDAY | #N/A | 1988-02-11 | 11:00 | 0.6 | 33.08 |  |  | 2004-02-11 | 11:00 | 1 | 33.8 |  |  | 1995-02-11 | 11:00 | 4.4 | 39.92 | [5 empty] | 6.1 | 42.98 |  |  |  | 6.6 | 43.88 |  |  |  |  | -9.4 | 15.08 |  |  |  |  | -6.7 | 19.94 | [5 empty] | -9.4 | 15.08 |  |  |  | -4.4 | 24.08 |  |  |  |  | -6.7 | 19.94 |  |  |  |  | -12.2 | 10.04
1995-02-11 | 12:00 | 6.7 | 44.06 | SATURDAY | #N/A | 1988-02-11 | 12:00 | 1.7 | 35.06 |  |  | 2004-02-11 | 12:00 | 1 | 33.8 |  |  | 1995-02-11 | 12:00 | 6.1 | 42.98 | [5 empty] | 6.7 | 44.06 |  |  |  | 7.2 | 44.96 |  |  |  |  | -9.4 | 15.08 |  |  |  |  | -5.6 | 21.92 | [5 empty] | -8.3 | 17.06 |  |  |  | -3.3 | 26.06 |  |  |  |  | -5.6 | 21.92 |  |  |  |  | -11.7 | 10.94
1995-02-11 | 13:00 | 7.2 | 44.96 | SATURDAY | #N/A | 1988-02-11 | 13:00 | 1.1 | 33.98 |  |  | 2004-02-11 | 13:00 | 1 | 33.8 |  |  | 1995-02-11 | 13:00 | 5 | 41 | [5 empty] | 6.1 | 42.98 |  |  |  | 7.7 | 45.86 |  |  |  |  | -6.7 | 19.94 |  |  |  |  | -4.4 | 24.08 | [5 empty] | -7.8 | 17.96 |  |  |  | -2.8 | 26.96 |  |  |  |  | -3.9 | 24.98 |  |  |  |  | -11.7 | 10.94
1995-02-11 | 14:00 | 7.2 | 44.96 | SATURDAY | #N/A | 1988-02-11 | 14:00 | 0.6 | 33.08 |  |  | 2004-02-11 | 14:00 | 1 | 33.8 |  |  | 1995-02-11 | 14:00 | 6.1 | 42.98 | [5 empty] | 6.7 | 44.06 |  |  |  | 7.2 | 44.96 |  |  |  |  | -6.1 | 21.02 |  |  |  |  | -4.4 | 24.08 | [5 empty] | -5.6 | 21.92 |  |  |  | -2.2 | 28.04 |  |  |  |  | -2.8 | 26.96 |  |  |  |  | -11.7 | 10.94
1995-02-11 | 15:00 | 7.8 | 46.04 | SATURDAY | #N/A | 1988-02-11 | 15:00 | 1.7 | 35.06 |  |  | 2004-02-11 | 15:00 | 1 | 33.8 |  |  | 1995-02-11 | 15:00 | 6.1 | 42.98 | [5 empty] | 7.2 | 44.96 |  |  |  | 7.2 | 44.96 |  |  |  |  | -5 | 23 |  |  |  |  | -3.9 | 24.98 | [5 empty] | -5 | 23 |  |  |  | -1.1 | 30.02 |  |  |  |  | -1.7 | 28.94 |  |  |  |  | -11.1 | 12.02
1995-02-11 | 16:00 | 7.2 | 44.96 | SATURDAY | #N/A | 1988-02-11 | 16:00 | 2.8 | 37.04 |  |  | 2004-02-11 | 16:00 | 1 | 33.8 |  |  | 1995-02-11 | 16:00 | 5 | 41 | [5 empty] | 7.2 | 44.96 |  |  |  | 6.6 | 43.88 |  |  |  |  | -4.4 | 24.08 |  |  |  |  | -3.9 | 24.98 | [5 empty] | -5.6 | 21.92 |  |  |  | -1.1 | 30.02 |  |  |  |  | -1.1 | 30.02 |  |  |  |  | -11.1 | 12.02
1995-02-11 | 17:00 | 7.2 | 44.96 | SATURDAY | #N/A | 1988-02-11 | 17:00 | 1.7 | 35.06 |  |  | 2004-02-11 | 17:00 | 0 | 32 |  |  | 1995-02-11 | 17:00 | 4.4 | 39.92 | [5 empty] | 8.3 | 46.94 |  |  |  | 6.1 | 42.98 |  |  |  |  | -5.6 | 21.92 |  |  |  |  | -3.9 | 24.98 | [5 empty] | -5 | 23 |  |  |  | 0 | 32 |  |  |  |  | -0.6 | 30.92 |  |  |  |  | -11.7 | 10.94
1995-02-11 | 18:00 | 6.1 | 42.98 | SATURDAY | #N/A | 1988-02-11 | 18:00 | 1.7 | 35.06 |  |  | 2004-02-11 | 18:00 | 0 | 32 |  |  | 1995-02-11 | 18:00 | 4.4 | 39.92 | [5 empty] | 6.7 | 44.06 |  |  |  | 5.5 | 41.9 |  |  |  |  | -6.7 | 19.94 |  |  |  |  | -4.4 | 24.08 | [5 empty] | -5.6 | 21.92 |  |  |  | 0.6 | 33.08 |  |  |  |  | -0.6 | 30.92 |  |  |  |  | -12.2 | 10.04
1995-02-11 | 19:00 | 5.6 | 42.08 | SATURDAY | #N/A | 1988-02-11 | 19:00 | 1.7 | 35.06 |  |  | 2004-02-11 | 19:00 | -1 | 30.2 |  |  | 1995-02-11 | 19:00 | 4.4 | 39.92 | [5 empty] | 6.1 | 42.98 |  |  |  | 5 | 41 |  |  |  |  | -7.2 | 19.04 |  |  |  |  | -5 | 23 | [5 empty] | -7.8 | 17.96 |  |  |  | 1.7 | 35.06 |  |  |  |  | 0 | 32 |  |  |  |  | -12.2 | 10.04
1995-02-11 | 20:00 | 4.4 | 39.92 | SATURDAY | #N/A | 1988-02-11 | 20:00 | 1.7 | 35.06 |  |  | 2004-02-11 | 20:00 | -1 | 30.2 |  |  | 1995-02-11 | 20:00 | 3.9 | 39.02 | [5 empty] | 4.4 | 39.92 |  |  |  | 4.4 | 39.92 |  |  |  |  | -7.8 | 17.96 |  |  |  |  | -5.6 | 21.92 | [5 empty] | -7.8 | 17.96 |  |  |  | 1.1 | 33.98 |  |  |  |  | -0.6 | 30.92 |  |  |  |  | -11.7 | 10.94
1995-02-11 | 21:00 | 3.9 | 39.02 | SATURDAY | #N/A | 1988-02-11 | 21:00 | 2.8 | 37.04 |  |  | 2004-02-11 | 21:00 | -2 | 28.4 |  |  | 1995-02-11 | 21:00 | 3.3 | 37.94 | [5 empty] | 2.2 | 35.96 |  |  |  | 2.7 | 36.86 |  |  |  |  | -7.8 | 17.96 |  |  |  |  | -5.6 | 21.92 | [5 empty] | -8.9 | 15.98 |  |  |  | 1.7 | 35.06 |  |  |  |  | -1.1 | 30.02 |  |  |  |  | -11.7 | 10.94
1995-02-11 | 22:00 | 2.2 | 35.96 | SATURDAY | #N/A | 1988-02-11 | 22:00 | 2.8 | 37.04 |  |  | 2004-02-11 | 22:00 | -2 | 28.4 |  |  | 1995-02-11 | 22:00 | 1.7 | 35.06 | [5 empty] | 1.1 | 33.98 |  |  |  | 2.7 | 36.86 |  |  |  |  | -7.8 | 17.96 |  |  |  |  | -5.6 | 21.92 | [5 empty] | -9.4 | 15.08 |  |  |  | 1.7 | 35.06 |  |  |  |  | -0.6 | 30.92 |  |  |  |  | -12.2 | 10.04
1995-02-11 | 23:00 | 0.6 | 33.08 | SATURDAY | #N/A | 1988-02-11 | 23:00 | 2.2 | 35.96 |  |  | 2004-02-11 | 23:00 | -3 | 26.6 |  |  | 1995-02-11 | 23:00 | 0.6 | 33.08 | [5 empty] | 0 | 32 |  |  |  | 2.2 | 35.96 |  |  |  |  | -9.4 | 15.08 |  |  |  |  | -5.6 | 21.92 | [5 empty] | -7.8 | 17.96 |  |  |  | 1.1 | 33.98 |  |  |  |  | 0.6 | 33.08 |  |  |  |  | -12.2 | 10.04
1995-02-11 | 24:00 | 0 | 32 | SATURDAY | #N/A | 1988-02-11 | 24:00 | 1.7 | 35.06 |  |  | 2004-02-11 | 24:00 | -3 | 26.6 |  |  | 1995-02-11 | 24:00 | -0.6 | 30.92 | [5 empty] | -1.1 | 30.02 |  |  |  | 1.6 | 34.88 |  |  |  |  | -9.4 | 15.08 |  |  |  |  | -5.6 | 21.92 | [5 empty] | -7.2 | 19.04 |  |  |  | 1.7 | 35.06 |  |  |  |  | 0.6 | 33.08 |  |  |  |  | -12.2 | 10.04
1995-02-12 | 1:00 | -1.7 | 28.94 | SUNDAY | #N/A | 1988-02-12 | 1:00 | 1.1 | 33.98 |  |  | 2004-02-12 | 1:00 | -4 | 24.8 |  |  | 1995-02-12 | 1:00 | -1.7 | 28.94 | [5 empty] | -1.7 | 28.94 |  |  |  | 0 | 32 |  |  |  |  | -8.9 | 15.98 |  |  |  |  | -5.6 | 21.92 | [5 empty] | -8.3 | 17.06 |  |  |  | 1.1 | 33.98 |  |  |  |  | -1.1 | 30.02 |  |  |  |  | -12.2 | 10.04
1995-02-12 | 2:00 | -2.8 | 26.96 | SUNDAY | #N/A | 1988-02-12 | 2:00 | 0.6 | 33.08 |  |  | 2004-02-12 | 2:00 | -6 | 21.2 |  |  | 1995-02-12 | 2:00 | -2.8 | 26.96 | [5 empty] | -2.2 | 28.04 |  |  |  | -0.6 | 30.92 |  |  |  |  | -8.9 | 15.98 |  |  |  |  | -6.7 | 19.94 | [5 empty] | -7.2 | 19.04 |  |  |  | 1.1 | 33.98 |  |  |  |  | -1.1 | 30.02 |  |  |  |  | -11.7 | 10.94
1995-02-12 | 3:00 | -3.9 | 24.98 | SUNDAY | #N/A | 1988-02-12 | 3:00 | 0.6 | 33.08 |  |  | 2004-02-12 | 3:00 | -6 | 21.2 |  |  | 1995-02-12 | 3:00 | -3.9 | 24.98 | [5 empty] | -2.8 | 26.96 |  |  |  | -0.6 | 30.92 |  |  |  |  | -10.6 | 12.92 |  |  |  |  | -6.7 | 19.94 | [5 empty] | -7.8 | 17.96 |  |  |  | 0 | 32 |  |  |  |  | -1.7 | 28.94 |  |  |  |  | -10.6 | 12.92
1995-02-12 | 4:00 | -5 | 23 | SUNDAY | #N/A | 1988-02-12 | 4:00 | 0.6 | 33.08 |  |  | 2004-02-12 | 4:00 | -7 | 19.4 |  |  | 1995-02-12 | 4:00 | -4.4 | 24.08 | [5 empty] | -3.3 | 26.06 |  |  |  | -1.7 | 28.94 |  |  |  |  | -10 | 14 |  |  |  |  | -6.1 | 21.02 | [5 empty] | -7.8 | 17.96 |  |  |  | 0.6 | 33.08 |  |  |  |  | -1.7 | 28.94 |  |  |  |  | -10.6 | 12.92
1995-02-12 | 5:00 | -6.7 | 19.94 | SUNDAY | #N/A | 1988-02-12 | 5:00 | 1.1 | 33.98 |  |  | 2004-02-12 | 5:00 | -7 | 19.4 |  |  | 1995-02-12 | 5:00 | -6.1 | 21.02 | [5 empty] | -3.3 | 26.06 |  |  |  | -2.8 | 26.96 |  |  |  |  | -10.6 | 12.92 |  |  |  |  | -4.4 | 24.08 | [5 empty] | -7.8 | 17.96 |  |  |  | 0.6 | 33.08 |  |  |  |  | -1.1 | 30.02 |  |  |  |  | -9.4 | 15.08
1995-02-12 | 6:00 | -8.3 | 17.06 | SUNDAY | #N/A | 1988-02-12 | 6:00 | 1.1 | 33.98 |  |  | 2004-02-12 | 6:00 | -7 | 19.4 |  |  | 1995-02-12 | 6:00 | -8.3 | 17.06 | [5 empty] | -3.9 | 24.98 |  |  |  | -3.9 | 24.98 |  |  |  |  | -10.6 | 12.92 |  |  |  |  | -4.4 | 24.08 | [5 empty] | -8.3 | 17.06 |  |  |  | 0.6 | 33.08 |  |  |  |  | -1.1 | 30.02 |  |  |  |  | -8.9 | 15.98
1995-02-12 | 7:00 | -10.6 | 12.92 | SUNDAY | #N/A | 1988-02-12 | 7:00 | 1.7 | 35.06 |  |  | 2004-02-12 | 7:00 | -7 | 19.4 |  |  | 1995-02-12 | 7:00 | -10 | 14 | [5 empty] | -4.4 | 24.08 |  |  |  | -4.5 | 23.9 |  |  |  |  | -10.6 | 12.92 |  |  |  |  | -3.9 | 24.98 | [5 empty] | -7.2 | 19.04 |  |  |  | 0 | 32 |  |  |  |  | -1.1 | 30.02 |  |  |  |  | -7.2 | 19.04
1995-02-12 | 8:00 | -11.7 | 10.94 | SUNDAY | #N/A | 1988-02-12 | 8:00 | 1.7 | 35.06 |  |  | 2004-02-12 | 8:00 | -6 | 21.2 |  |  | 1995-02-12 | 8:00 | -10.6 | 12.92 | [5 empty] | -3.9 | 24.98 |  |  |  | -5.6 | 21.92 |  |  |  |  | -10.6 | 12.92 |  |  |  |  | -2.8 | 26.96 | [5 empty] | -6.7 | 19.94 |  |  |  | 0 | 32 |  |  |  |  | -1.1 | 30.02 |  |  |  |  | -6.1 | 21.02
1995-02-12 | 9:00 | -11.7 | 10.94 | SUNDAY | #N/A | 1988-02-12 | 9:00 | 1.7 | 35.06 |  |  | 2004-02-12 | 9:00 | -4 | 24.8 |  |  | 1995-02-12 | 9:00 | -10 | 14 | [5 empty] | -3.3 | 26.06 |  |  |  | -4.5 | 23.9 |  |  |  |  | -8.9 | 15.98 |  |  |  |  | -2.2 | 28.04 | [5 empty] | -6.7 | 19.94 |  |  |  | 0.6 | 33.08 |  |  |  |  | 0 | 32 |  |  |  |  | -5 | 23
1995-02-12 | 10:00 | -11.1 | 12.02 | SUNDAY | #N/A | 1988-02-12 | 10:00 | 1.7 | 35.06 |  |  | 2004-02-12 | 10:00 | -3 | 26.6 |  |  | 1995-02-12 | 10:00 | -9.4 | 15.08 | [5 empty] | -2.8 | 26.96 |  |  |  | -4.5 | 23.9 |  |  |  |  | -8.3 | 17.06 |  |  |  |  | -1.7 | 28.94 | [5 empty] | -5.6 | 21.92 |  |  |  | -2.8 | 26.96 |  |  |  |  | 0 | 32 |  |  |  |  | -3.9 | 24.98
1995-02-12 | 11:00 | -10 | 14 | SUNDAY | #N/A | 1988-02-12 | 11:00 | 2.2 | 35.96 |  |  | 2004-02-12 | 11:00 | -1 | 30.2 |  |  | 1995-02-12 | 11:00 | -8.3 | 17.06 | [5 empty] | -2.8 | 26.96 |  |  |  | -5 | 23 |  |  |  |  | -6.1 | 21.02 |  |  |  |  | -1.1 | 30.02 | [5 empty] | -5.6 | 21.92 |  |  |  | -3.9 | 24.98 |  |  |  |  | 0.6 | 33.08 |  |  |  |  | -3.3 | 26.06
1995-02-12 | 12:00 | -8.9 | 15.98 | SUNDAY | #N/A | 1988-02-12 | 12:00 | 2.8 | 37.04 |  |  | 2004-02-12 | 12:00 | 1 | 33.8 |  |  | 1995-02-12 | 12:00 | -7.2 | 19.04 | [5 empty] | -2.8 | 26.96 |  |  |  | -5 | 23 |  |  |  |  | -5.6 | 21.92 |  |  |  |  | 0 | 32 | [5 empty] | -4.4 | 24.08 |  |  |  | -4.4 | 24.08 |  |  |  |  | 0 | 32 |  |  |  |  | -3.3 | 26.06
1995-02-12 | 13:00 | -7.2 | 19.04 | SUNDAY | #N/A | 1988-02-12 | 13:00 | 2.8 | 37.04 |  |  | 2004-02-12 | 13:00 | 1 | 33.8 |  |  | 1995-02-12 | 13:00 | -6.7 | 19.94 | [5 empty] | -1.7 | 28.94 |  |  |  | -5 | 23 |  |  |  |  | -4.4 | 24.08 |  |  |  |  | 0.6 | 33.08 | [5 empty] | -3.9 | 24.98 |  |  |  | -5 | 23 |  |  |  |  | -2.8 | 26.96 |  |  |  |  | -2.2 | 28.04
1995-02-12 | 14:00 | -6.7 | 19.94 | SUNDAY | #N/A | 1988-02-12 | 14:00 | 2.8 | 37.04 |  |  | 2004-02-12 | 14:00 | 2 | 35.6 |  |  | 1995-02-12 | 14:00 | -5.6 | 21.92 | [5 empty] | -1.7 | 28.94 |  |  |  | -5 | 23 |  |  |  |  | -4.4 | 24.08 |  |  |  |  | 1.7 | 35.06 | [5 empty] | -3.9 | 24.98 |  |  |  | -5.6 | 21.92 |  |  |  |  | -3.3 | 26.06 |  |  |  |  | -2.8 | 26.96
1995-02-12 | 15:00 | -6.7 | 19.94 | SUNDAY | #N/A | 1988-02-12 | 15:00 | 3.9 | 39.02 |  |  | 2004-02-12 | 15:00 | 2 | 35.6 |  |  | 1995-02-12 | 15:00 | -4.4 | 24.08 | [5 empty] | -1.1 | 30.02 |  |  |  | -6.2 | 20.84 |  |  |  |  | -4.4 | 24.08 |  |  |  |  | 1.7 | 35.06 | [5 empty] | -3.3 | 26.06 |  |  |  | -6.1 | 21.02 |  |  |  |  | -3.9 | 24.98 |  |  |  |  | -2.8 | 26.96
1995-02-12 | 16:00 | -5.6 | 21.92 | SUNDAY | #N/A | 1988-02-12 | 16:00 | 3.3 | 37.94 |  |  | 2004-02-12 | 16:00 | 3 | 37.4 |  |  | 1995-02-12 | 16:00 | -3.9 | 24.98 | [5 empty] | -1.7 | 28.94 |  |  |  | -6.2 | 20.84 |  |  |  |  | -5.6 | 21.92 |  |  |  |  | 0.6 | 33.08 | [5 empty] | -3.9 | 24.98 |  |  |  | -6.7 | 19.94 |  |  |  |  | -4.4 | 24.08 |  |  |  |  | -2.8 | 26.96
1995-02-12 | 17:00 | -5 | 23 | SUNDAY | #N/A | 1988-02-12 | 17:00 | 2.8 | 37.04 |  |  | 2004-02-12 | 17:00 | 2 | 35.6 |  |  | 1995-02-12 | 17:00 | -4.4 | 24.08 | [5 empty] | -1.7 | 28.94 |  |  |  | -8.4 | 16.88 |  |  |  |  | -5.6 | 21.92 |  |  |  |  | -0.6 | 30.92 | [5 empty] | -4.4 | 24.08 |  |  |  | -6.7 | 19.94 |  |  |  |  | -5.6 | 21.92 |  |  |  |  | -3.9 | 24.98
1995-02-12 | 18:00 | -5.6 | 21.92 | SUNDAY | #N/A | 1988-02-12 | 18:00 | 2.8 | 37.04 |  |  | 2004-02-12 | 18:00 | 2 | 35.6 |  |  | 1995-02-12 | 18:00 | -5.6 | 21.92 | [5 empty] | -2.8 | 26.96 |  |  |  | -8.9 | 15.98 |  |  |  |  | -6.1 | 21.02 |  |  |  |  | -0.6 | 30.92 | [5 empty] | -5.6 | 21.92 |  |  |  | -7.2 | 19.04 |  |  |  |  | -6.7 | 19.94 |  |  |  |  | -6.1 | 21.02
1995-02-12 | 19:00 | -6.1 | 21.02 | SUNDAY | #N/A | 1988-02-12 | 19:00 | 2.2 | 35.96 |  |  | 2004-02-12 | 19:00 | 2 | 35.6 |  |  | 1995-02-12 | 19:00 | -5.6 | 21.92 | [5 empty] | -3.9 | 24.98 |  |  |  | -9.5 | 14.9 |  |  |  |  | -6.7 | 19.94 |  |  |  |  | -0.6 | 30.92 | [5 empty] | -5.6 | 21.92 |  |  |  | -8.9 | 15.98 |  |  |  |  | -7.2 | 19.04 |  |  |  |  | -6.1 | 21.02
1995-02-12 | 20:00 | -6.7 | 19.94 | SUNDAY | #N/A | 1988-02-12 | 20:00 | 2.2 | 35.96 |  |  | 2004-02-12 | 20:00 | 1 | 33.8 |  |  | 1995-02-12 | 20:00 | -6.1 | 21.02 | [5 empty] | -6.7 | 19.94 |  |  |  | -10 | 14 |  |  |  |  | -6.7 | 19.94 |  |  |  |  | -0.6 | 30.92 | [5 empty] | -6.1 | 21.02 |  |  |  | -10 | 14 |  |  |  |  | -7.8 | 17.96 |  |  |  |  | -6.7 | 19.94
1995-02-12 | 21:00 | -7.2 | 19.04 | SUNDAY | #N/A | 1988-02-12 | 21:00 | 2.2 | 35.96 |  |  | 2004-02-12 | 21:00 | 1 | 33.8 |  |  | 1995-02-12 | 21:00 | -6.7 | 19.94 | [5 empty] | -7.2 | 19.04 |  |  |  | -10 | 14 |  |  |  |  | -6.7 | 19.94 |  |  |  |  | -0.6 | 30.92 | [5 empty] | -6.7 | 19.94 |  |  |  | -9.4 | 15.08 |  |  |  |  | -10 | 14 |  |  |  |  | -6.7 | 19.94
1995-02-12 | 22:00 | -7.2 | 19.04 | SUNDAY | #N/A | 1988-02-12 | 22:00 | 1.7 | 35.06 |  |  | 2004-02-12 | 22:00 | 1 | 33.8 |  |  | 1995-02-12 | 22:00 | -6.7 | 19.94 | [5 empty] | -7.8 | 17.96 |  |  |  | -11.7 | 10.94 |  |  |  |  | -6.7 | 19.94 |  |  |  |  | -3.3 | 26.06 | [5 empty] | -6.7 | 19.94 |  |  |  | -8.3 | 17.06 |  |  |  |  | -9.4 | 15.08 |  |  |  |  | -7.2 | 19.04
1995-02-12 | 23:00 | -7.8 | 17.96 | SUNDAY | #N/A | 1988-02-12 | 23:00 | -0.6 | 30.92 |  |  | 2004-02-12 | 23:00 | 1 | 33.8 |  |  | 1995-02-12 | 23:00 | -7.2 | 19.04 | [5 empty] | -8.3 | 17.06 |  |  |  | -12.3 | 9.86 |  |  |  |  | -6.7 | 19.94 |  |  |  |  | -4.4 | 24.08 | [5 empty] | -6.7 | 19.94 |  |  |  | -8.3 | 17.06 |  |  |  |  | -10 | 14 |  |  |  |  | -7.2 | 19.04
1995-02-12 | 24:00 | -7.8 | 17.96 | SUNDAY | #N/A | 1988-02-12 | 24:00 | -1.1 | 30.02 |  |  | 2004-02-12 | 24:00 | 0 | 32 |  |  | 1995-02-12 | 24:00 | -7.2 | 19.04 | [5 empty] | -8.3 | 17.06 |  |  |  | -12.3 | 9.86 |  |  |  |  | -6.7 | 19.94 |  |  |  |  | -5.6 | 21.92 | [5 empty] | -7.2 | 19.04 |  |  |  | -8.9 | 15.98 |  |  |  |  | -10 | 14 |  |  |  |  | -7.8 | 17.96
1995-02-13 | 1:00 | -8.3 | 17.06 | WEEKDAY | #N/A | 1988-02-13 | 1:00 | -1.7 | 28.94 |  |  | 2004-02-13 | 1:00 | 0 | 32 |  |  | 1995-02-13 | 1:00 | -7.8 | 17.96 | [5 empty] | -8.9 | 15.98 |  |  |  | -12.8 | 8.96 |  |  |  |  | -7.2 | 19.04 |  |  |  |  | -6.7 | 19.94 | [5 empty] | -7.2 | 19.04 |  |  |  | -8.9 | 15.98 |  |  |  |  | -9.4 | 15.08 |  |  |  |  | -8.3 | 17.06
1995-02-13 | 2:00 | -8.3 | 17.06 | WEEKDAY | #N/A | 1988-02-13 | 2:00 | -3.9 | 24.98 |  |  | 2004-02-13 | 2:00 | 0 | 32 |  |  | 1995-02-13 | 2:00 | -7.8 | 17.96 | [5 empty] | -9.4 | 15.08 |  |  |  | -12.8 | 8.96 |  |  |  |  | -7.2 | 19.04 |  |  |  |  | -6.7 | 19.94 | [5 empty] | -7.2 | 19.04 |  |  |  | -8.9 | 15.98 |  |  |  |  | -9.4 | 15.08 |  |  |  |  | -8.9 | 15.98
1995-02-13 | 3:00 | -8.9 | 15.98 | WEEKDAY | #N/A | 1988-02-13 | 3:00 | -3.9 | 24.98 |  |  | 2004-02-13 | 3:00 | 0 | 32 |  |  | 1995-02-13 | 3:00 | -8.3 | 17.06 | [5 empty] | -8.9 | 15.98 |  |  |  | -12.8 | 8.96 |  |  |  |  | -7.8 | 17.96 |  |  |  |  | -7.2 | 19.04 | [5 empty] | -7.2 | 19.04 |  |  |  | -8.9 | 15.98 |  |  |  |  | -8.9 | 15.98 |  |  |  |  | -8.9 | 15.98
1995-02-13 | 4:00 | -9.4 | 15.08 | WEEKDAY | #N/A | 1988-02-13 | 4:00 | -5 | 23 |  |  | 2004-02-13 | 4:00 | 0 | 32 |  |  | 1995-02-13 | 4:00 | -8.9 | 15.98 | [5 empty] | -8.9 | 15.98 |  |  |  | -13.4 | 7.88 |  |  |  |  | -7.8 | 17.96 |  |  |  |  | -7.2 | 19.04 | [5 empty] | -7.2 | 19.04 |  |  |  | -8.9 | 15.98 |  |  |  |  | -8.9 | 15.98 |  |  |  |  | -9.4 | 15.08
1995-02-13 | 5:00 | -9.4 | 15.08 | WEEKDAY | #N/A | 1988-02-13 | 5:00 | -5.6 | 21.92 |  |  | 2004-02-13 | 5:00 | 1 | 33.8 |  |  | 1995-02-13 | 5:00 | -8.9 | 15.98 | [5 empty] | -8.9 | 15.98 |  |  |  | -12.8 | 8.96 |  |  |  |  | -7.8 | 17.96 |  |  |  |  | -7.2 | 19.04 | [5 empty] | -7.8 | 17.96 |  |  |  | -8.9 | 15.98 |  |  |  |  | -8.9 | 15.98 |  |  |  |  | -9.4 | 15.08
1995-02-13 | 6:00 | -10 | 14 | WEEKDAY | #N/A | 1988-02-13 | 6:00 | -6.1 | 21.02 |  |  | 2004-02-13 | 6:00 | 0.5 | 32.9 |  |  | 1995-02-13 | 6:00 | -9.4 | 15.08 | [5 empty] | -7.8 | 17.96 |  |  |  | -14.5 | 5.9 |  |  |  |  | -7.8 | 17.96 |  |  |  |  | -7.2 | 19.04 | [5 empty] | -7.8 | 17.96 |  |  |  | -9.4 | 15.08 |  |  |  |  | -8.9 | 15.98 |  |  |  |  | -9.4 | 15.08
1995-02-13 | 7:00 | -10 | 14 | WEEKDAY | #N/A | 1988-02-13 | 7:00 | -6.1 | 21.02 |  |  | 2004-02-13 | 7:00 | 0 | 32 |  |  | 1995-02-13 | 7:00 | -9.4 | 15.08 | [5 empty] | -7.8 | 17.96 |  |  |  | -14.5 | 5.9 |  |  |  |  | -7.8 | 17.96 |  |  |  |  | -7.2 | 19.04 | [5 empty] | -7.8 | 17.96 |  |  |  | -9.4 | 15.08 |  |  |  |  | -9.4 | 15.08 |  |  |  |  | -9.4 | 15.08
1995-02-13 | 8:00 | -9.4 | 15.08 | WEEKDAY | #N/A | 1988-02-13 | 8:00 | -6.7 | 19.94 |  |  | 2004-02-13 | 8:00 | 0 | 32 |  |  | 1995-02-13 | 8:00 | -8.9 | 15.98 | [5 empty] | -2.8 | 26.96 |  |  |  | -13.4 | 7.88 |  |  |  |  | -7.8 | 17.96 |  |  |  |  | -7.2 | 19.04 | [5 empty] | -7.8 | 17.96 |  |  |  | -9.4 | 15.08 |  |  |  |  | -9.4 | 15.08 |  |  |  |  | -9.4 | 15.08
1995-02-13 | 9:00 | -8.3 | 17.06 | WEEKDAY | #N/A | 1988-02-13 | 9:00 | -5.6 | 21.92 |  |  | 2004-02-13 | 9:00 | 1 | 33.8 |  |  | 1995-02-13 | 9:00 | -7.8 | 17.96 | [5 empty] | -1.1 | 30.02 |  |  |  | -12.8 | 8.96 |  |  |  |  | -7.8 | 17.96 |  |  |  |  | -6.1 | 21.02 | [5 empty] | -7.2 | 19.04 |  |  |  | -8.9 | 15.98 |  |  |  |  | -9.4 | 15.08 |  |  |  |  | -7.2 | 19.04
1995-02-13 | 10:00 | -7.8 | 17.96 | WEEKDAY | #N/A | 1988-02-13 | 10:00 | -5 | 23 |  |  | 2004-02-13 | 10:00 | 1 | 33.8 |  |  | 1995-02-13 | 10:00 | -7.2 | 19.04 | [5 empty] | 0 | 32 |  |  |  | -12.3 | 9.86 |  |  |  |  | -6.7 | 19.94 |  |  |  |  | -5.6 | 21.92 | [5 empty] | -6.1 | 21.02 |  |  |  | -8.9 | 15.98 |  |  |  |  | -8.9 | 15.98 |  |  |  |  | -6.7 | 19.94
1995-02-13 | 11:00 | -7.2 | 19.04 | WEEKDAY | #N/A | 1988-02-13 | 11:00 | -4.4 | 24.08 |  |  | 2004-02-13 | 11:00 | 2 | 35.6 |  |  | 1995-02-13 | 11:00 | -6.7 | 19.94 | [5 empty] | 1.7 | 35.06 |  |  |  | -11.2 | 11.84 |  |  |  |  | -5.6 | 21.92 |  |  |  |  | -5 | 23 | [5 empty] | -4.4 | 24.08 |  |  |  | -7.8 | 17.96 |  |  |  |  | -8.3 | 17.06 |  |  |  |  | -6.1 | 21.02
1995-02-13 | 12:00 | -6.1 | 21.02 | WEEKDAY | #N/A | 1988-02-13 | 12:00 | -3.9 | 24.98 |  |  | 2004-02-13 | 12:00 | 3 | 37.4 |  |  | 1995-02-13 | 12:00 | -5.6 | 21.92 | [5 empty] | 2.2 | 35.96 |  |  |  | -8.9 | 15.98 |  |  |  |  | -4.4 | 24.08 |  |  |  |  | -5.6 | 21.92 | [5 empty] | -3.3 | 26.06 |  |  |  | -8.3 | 17.06 |  |  |  |  | -8.3 | 17.06 |  |  |  |  | -5 | 23
1995-02-13 | 13:00 | -5.6 | 21.92 | WEEKDAY | #N/A | 1988-02-13 | 13:00 | -3.9 | 24.98 |  |  | 2004-02-13 | 13:00 | 3 | 37.4 |  |  | 1995-02-13 | 13:00 | -5 | 23 | [5 empty] | 3.3 | 37.94 |  |  |  | -7.8 | 17.96 |  |  |  |  | -5 | 23 |  |  |  |  | -5 | 23 | [5 empty] | -3.9 | 24.98 |  |  |  | -7.8 | 17.96 |  |  |  |  | -7.8 | 17.96 |  |  |  |  | -5 | 23
1995-02-13 | 14:00 | -5 | 23 | WEEKDAY | #N/A | 1988-02-13 | 14:00 | -3.9 | 24.98 |  |  | 2004-02-13 | 14:00 | 4 | 39.2 |  |  | 1995-02-13 | 14:00 | -4.4 | 24.08 | [5 empty] | 3.3 | 37.94 |  |  |  | -6.8 | 19.76 |  |  |  |  | -4.4 | 24.08 |  |  |  |  | -5 | 23 | [5 empty] | -3.9 | 24.98 |  |  |  | -7.8 | 17.96 |  |  |  |  | -7.8 | 17.96 |  |  |  |  | -6.7 | 19.94
1995-02-13 | 15:00 | -3.9 | 24.98 | WEEKDAY | #N/A | 1988-02-13 | 15:00 | -3.3 | 26.06 |  |  | 2004-02-13 | 15:00 | 5 | 41 |  |  | 1995-02-13 | 15:00 | -3.3 | 26.06 | [5 empty] | 3.3 | 37.94 |  |  |  | -6.2 | 20.84 |  |  |  |  | -5.6 | 21.92 |  |  |  |  | -5 | 23 | [5 empty] | -4.4 | 24.08 |  |  |  | -7.8 | 17.96 |  |  |  |  | -8.3 | 17.06 |  |  |  |  | -7.8 | 17.96
1995-02-13 | 16:00 | -3.3 | 26.06 | WEEKDAY | #N/A | 1988-02-13 | 16:00 | -3.3 | 26.06 |  |  | 2004-02-13 | 16:00 | 4 | 39.2 |  |  | 1995-02-13 | 16:00 | -3.3 | 26.06 | [5 empty] | 2.8 | 37.04 |  |  |  | -5.6 | 21.92 |  |  |  |  | -6.1 | 21.02 |  |  |  |  | -5 | 23 | [5 empty] | -4.4 | 24.08 |  |  |  | -7.2 | 19.04 |  |  |  |  | -8.9 | 15.98 |  |  |  |  | -8.3 | 17.06
1995-02-13 | 17:00 | -3.3 | 26.06 | WEEKDAY | #N/A | 1988-02-13 | 17:00 | -2.8 | 26.96 |  |  | 2004-02-13 | 17:00 | 4 | 39.2 |  |  | 1995-02-13 | 17:00 | -3.9 | 24.98 | [5 empty] | 2.8 | 37.04 |  |  |  | -6.2 | 20.84 |  |  |  |  | -7.2 | 19.04 |  |  |  |  | -5.6 | 21.92 | [5 empty] | -5 | 23 |  |  |  | -6.7 | 19.94 |  |  |  |  | -8.3 | 17.06 |  |  |  |  | -9.4 | 15.08
1995-02-13 | 18:00 | -3.9 | 24.98 | WEEKDAY | #N/A | 1988-02-13 | 18:00 | -3.3 | 26.06 |  |  | 2004-02-13 | 18:00 | 3 | 37.4 |  |  | 1995-02-13 | 18:00 | -3.9 | 24.98 | [5 empty] | 2.8 | 37.04 |  |  |  | -6.7 | 19.94 |  |  |  |  | -7.8 | 17.96 |  |  |  |  | -6.1 | 21.02 | [5 empty] | -7.2 | 19.04 |  |  |  | -7.2 | 19.04 |  |  |  |  | -8.3 | 17.06 |  |  |  |  | -10 | 14
1995-02-13 | 19:00 | -3.9 | 24.98 | WEEKDAY | #N/A | 1988-02-13 | 19:00 | -3.3 | 26.06 |  |  | 2004-02-13 | 19:00 | 2 | 35.6 |  |  | 1995-02-13 | 19:00 | -3.9 | 24.98 | [5 empty] | 3.3 | 37.94 |  |  |  | -7.3 | 18.86 |  |  |  |  | -8.9 | 15.98 |  |  |  |  | -6.7 | 19.94 | [5 empty] | -8.3 | 17.06 |  |  |  | -7.2 | 19.04 |  |  |  |  | -7.8 | 17.96 |  |  |  |  | -10.6 | 12.92
1995-02-13 | 20:00 | -3.9 | 24.98 | WEEKDAY | #N/A | 1988-02-13 | 20:00 | -3.3 | 26.06 |  |  | 2004-02-13 | 20:00 | 2 | 35.6 |  |  | 1995-02-13 | 20:00 | -3.9 | 24.98 | [5 empty] | 3.3 | 37.94 |  |  |  | -7.8 | 17.96 |  |  |  |  | -8.9 | 15.98 |  |  |  |  | -6.7 | 19.94 | [5 empty] | -6.7 | 19.94 |  |  |  | -7.2 | 19.04 |  |  |  |  | -7.2 | 19.04 |  |  |  |  | -10.6 | 12.92
1995-02-13 | 21:00 | -3.9 | 24.98 | WEEKDAY | #N/A | 1988-02-13 | 21:00 | -3.9 | 24.98 |  |  | 2004-02-13 | 21:00 | 1 | 33.8 |  |  | 1995-02-13 | 21:00 | -4.4 | 24.08 | [5 empty] | 3.3 | 37.94 |  |  |  | -10.6 | 12.92 |  |  |  |  | -8.9 | 15.98 |  |  |  |  | -7.2 | 19.04 | [5 empty] | -6.1 | 21.02 |  |  |  | -7.2 | 19.04 |  |  |  |  | -6.7 | 19.94 |  |  |  |  | -11.1 | 12.02
1995-02-13 | 22:00 | -3.9 | 24.98 | WEEKDAY | #N/A | 1988-02-13 | 22:00 | -3.9 | 24.98 |  |  | 2004-02-13 | 22:00 | 1 | 33.8 |  |  | 1995-02-13 | 22:00 | -3.9 | 24.98 | [5 empty] | 3.3 | 37.94 |  |  |  | -11.2 | 11.84 |  |  |  |  | -10 | 14 |  |  |  |  | -7.8 | 17.96 | [5 empty] | -6.1 | 21.02 |  |  |  | -6.7 | 19.94 |  |  |  |  | -6.1 | 21.02 |  |  |  |  | -11.7 | 10.94
1995-02-13 | 23:00 | -3.3 | 26.06 | WEEKDAY | #N/A | 1988-02-13 | 23:00 | -3.9 | 24.98 |  |  | 2004-02-13 | 23:00 | 1 | 33.8 |  |  | 1995-02-13 | 23:00 | -3.9 | 24.98 | [5 empty] | 3.9 | 39.02 |  |  |  | -11.2 | 11.84 |  |  |  |  | -10 | 14 |  |  |  |  | -8.9 | 15.98 | [5 empty] | -6.1 | 21.02 |  |  |  | -7.2 | 19.04 |  |  |  |  | -7.2 | 19.04 |  |  |  |  | -10.6 | 12.92
1995-02-13 | 24:00 | -3.3 | 26.06 | WEEKDAY | #N/A | 1988-02-13 | 24:00 | -3.9 | 24.98 |  |  | 2004-02-13 | 24:00 | 1 | 33.8 |  |  | 1995-02-13 | 24:00 | -3.3 | 26.06 | [5 empty] | 3.9 | 39.02 |  |  |  | -10 | 14 |  |  |  |  | -10.6 | 12.92 |  |  |  |  | -10 | 14 | [5 empty] | -6.1 | 21.02 |  |  |  | -7.2 | 19.04 |  |  |  |  | -7.2 | 19.04 |  |  |  |  | -10.6 | 12.92
1995-02-14 | 1:00 | -3.3 | 26.06 | WEEKDAY | #N/A | 1988-02-14 | 1:00 | -3.9 | 24.98 |  |  | 2004-02-14 | 1:00 | 1 | 33.8 |  |  | 1995-02-14 | 1:00 | -4.4 | 24.08 | [5 empty] | 6.1 | 42.98 |  |  |  | -10.1 | 13.82 |  |  |  |  | -10 | 14 |  |  |  |  | -9.4 | 15.08 | [5 empty] | -6.7 | 19.94 |  |  |  | -7.2 | 19.04 |  |  |  |  | -6.7 | 19.94 |  |  |  |  | -10 | 14
1995-02-14 | 2:00 | -3.3 | 26.06 | WEEKDAY | #N/A | 1988-02-14 | 2:00 | -3.9 | 24.98 |  |  | 2004-02-14 | 2:00 | 1 | 33.8 |  |  | 1995-02-14 | 2:00 | -5 | 23 | [5 empty] | 6.1 | 42.98 |  |  |  | -10 | 14 |  |  |  |  | -10 | 14 |  |  |  |  | -8.3 | 17.06 | [5 empty] | -7.2 | 19.04 |  |  |  | -7.2 | 19.04 |  |  |  |  | -6.7 | 19.94 |  |  |  |  | -9.4 | 15.08
1995-02-14 | 3:00 | -3.3 | 26.06 | WEEKDAY | #N/A | 1988-02-14 | 3:00 | -3.9 | 24.98 |  |  | 2004-02-14 | 3:00 | 0 | 32 |  |  | 1995-02-14 | 3:00 | -5 | 23 | [5 empty] | 7.8 | 46.04 |  |  |  | -8.9 | 15.98 |  |  |  |  | -10 | 14 |  |  |  |  | -8.3 | 17.06 | [5 empty] | -6.7 | 19.94 |  |  |  | -8.3 | 17.06 |  |  |  |  | -6.7 | 19.94 |  |  |  |  | -9.4 | 15.08
1995-02-14 | 4:00 | -3.9 | 24.98 | WEEKDAY | #N/A | 1988-02-14 | 4:00 | -3.3 | 26.06 |  |  | 2004-02-14 | 4:00 | 0 | 32 |  |  | 1995-02-14 | 4:00 | -4.4 | 24.08 | [5 empty] | 7.8 | 46.04 |  |  |  | -7.3 | 18.86 |  |  |  |  | -10 | 14 |  |  |  |  | -7.8 | 17.96 | [5 empty] | -6.7 | 19.94 |  |  |  | -8.9 | 15.98 |  |  |  |  | -7.2 | 19.04 |  |  |  |  | -10.6 | 12.92
1995-02-14 | 5:00 | -3.3 | 26.06 | WEEKDAY | #N/A | 1988-02-14 | 5:00 | -3.3 | 26.06 |  |  | 2004-02-14 | 5:00 | -1 | 30.2 |  |  | 1995-02-14 | 5:00 | -4.4 | 24.08 | [5 empty] | 8.9 | 48.02 |  |  |  | -6.7 | 19.94 |  |  |  |  | -9.4 | 15.08 |  |  |  |  | -8.3 | 17.06 | [5 empty] | -6.7 | 19.94 |  |  |  | -9.4 | 15.08 |  |  |  |  | -8.3 | 17.06 |  |  |  |  | -10.6 | 12.92
1995-02-14 | 6:00 | -3.3 | 26.06 | WEEKDAY | #N/A | 1988-02-14 | 6:00 | -3.3 | 26.06 |  |  | 2004-02-14 | 6:00 | -1 | 30.2 |  |  | 1995-02-14 | 6:00 | -4.4 | 24.08 | [5 empty] | 8.3 | 46.94 |  |  |  | -6.7 | 19.94 |  |  |  |  | -9.4 | 15.08 |  |  |  |  | -8.9 | 15.98 | [5 empty] | -6.1 | 21.02 |  |  |  | -9.4 | 15.08 |  |  |  |  | -10 | 14 |  |  |  |  | -11.7 | 10.94
1995-02-14 | 7:00 | -3.9 | 24.98 | WEEKDAY | #N/A | 1988-02-14 | 7:00 | -3.3 | 26.06 |  |  | 2004-02-14 | 7:00 | -1 | 30.2 |  |  | 1995-02-14 | 7:00 | -4.4 | 24.08 | [5 empty] | 8.3 | 46.94 |  |  |  | -6.7 | 19.94 |  |  |  |  | -9.4 | 15.08 |  |  |  |  | -8.9 | 15.98 | [5 empty] | -5.6 | 21.92 |  |  |  | -9.4 | 15.08 |  |  |  |  | -10.6 | 12.92 |  |  |  |  | -13.3 | 8.06
1995-02-14 | 8:00 | -3.3 | 26.06 | WEEKDAY | #N/A | 1988-02-14 | 8:00 | -2.8 | 26.96 |  |  | 2004-02-14 | 8:00 | -1 | 30.2 |  |  | 1995-02-14 | 8:00 | -3.9 | 24.98 | [5 empty] | 9.4 | 48.92 |  |  |  | -6.7 | 19.94 |  |  |  |  | -8.3 | 17.06 |  |  |  |  | -8.3 | 17.06 | [5 empty] | -6.1 | 21.02 |  |  |  | -9.4 | 15.08 |  |  |  |  | -10.6 | 12.92 |  |  |  |  | -13.3 | 8.06
1995-02-14 | 9:00 | -2.8 | 26.96 | WEEKDAY | #N/A | 1988-02-14 | 9:00 | -2.2 | 28.04 |  |  | 2004-02-14 | 9:00 | 0 | 32 |  |  | 1995-02-14 | 9:00 | -2.8 | 26.96 | [5 empty] | 10 | 50 |  |  |  | -6.7 | 19.94 |  |  |  |  | -7.2 | 19.04 |  |  |  |  | -7.2 | 19.04 | [5 empty] | -6.1 | 21.02 |  |  |  | -9.4 | 15.08 |  |  |  |  | -8.9 | 15.98 |  |  |  |  | -10.6 | 12.92
1995-02-14 | 10:00 | -2.8 | 26.96 | WEEKDAY | #N/A | 1988-02-14 | 10:00 | -1.1 | 30.02 |  |  | 2004-02-14 | 10:00 | 1 | 33.8 |  |  | 1995-02-14 | 10:00 | -2.2 | 28.04 | [5 empty] | 11.1 | 51.98 |  |  |  | -6.2 | 20.84 |  |  |  |  | -6.1 | 21.02 |  |  |  |  | -6.1 | 21.02 | [5 empty] | -3.9 | 24.98 |  |  |  | -8.9 | 15.98 |  |  |  |  | -7.8 | 17.96 |  |  |  |  | -7.8 | 17.96
1995-02-14 | 11:00 | -2.2 | 28.04 | WEEKDAY | #N/A | 1988-02-14 | 11:00 | -0.6 | 30.92 |  |  | 2004-02-14 | 11:00 | 2 | 35.6 |  |  | 1995-02-14 | 11:00 | -1.1 | 30.02 | [5 empty] | 10.6 | 51.08 |  |  |  | -5.6 | 21.92 |  |  |  |  | -5 | 23 |  |  |  |  | -4.4 | 24.08 | [5 empty] | -2.8 | 26.96 |  |  |  | -6.7 | 19.94 |  |  |  |  | -6.7 | 19.94 |  |  |  |  | -6.7 | 19.94
1995-02-14 | 12:00 | -1.7 | 28.94 | WEEKDAY | #N/A | 1988-02-14 | 12:00 | 0 | 32 |  |  | 2004-02-14 | 12:00 | 2 | 35.6 |  |  | 1995-02-14 | 12:00 | -0.6 | 30.92 | [5 empty] | 8.9 | 48.02 |  |  |  | -4.5 | 23.9 |  |  |  |  | -3.3 | 26.06 |  |  |  |  | -3.3 | 26.06 | [5 empty] | -2.2 | 28.04 |  |  |  | -5.6 | 21.92 |  |  |  |  | -5 | 23 |  |  |  |  | -5.6 | 21.92
1995-02-14 | 13:00 | -0.6 | 30.92 | WEEKDAY | #N/A | 1988-02-14 | 13:00 | 1.1 | 33.98 |  |  | 2004-02-14 | 13:00 | 3 | 37.4 |  |  | 1995-02-14 | 13:00 | -0.6 | 30.92 | [5 empty] | 8.3 | 46.94 |  |  |  | -3.4 | 25.88 |  |  |  |  | -3.3 | 26.06 |  |  |  |  | -2.8 | 26.96 | [5 empty] | 0 | 32 |  |  |  | -3.9 | 24.98 |  |  |  |  | -4.4 | 24.08 |  |  |  |  | -4.4 | 24.08
1995-02-14 | 14:00 | -0.6 | 30.92 | WEEKDAY | #N/A | 1988-02-14 | 14:00 | 2.2 | 35.96 |  |  | 2004-02-14 | 14:00 | 3.7 | 38.66 |  |  | 1995-02-14 | 14:00 | 0.6 | 33.08 | [5 empty] | 10.6 | 51.08 |  |  |  | -2.3 | 27.86 |  |  |  |  | -2.8 | 26.96 |  |  |  |  | -1.7 | 28.94 | [5 empty] | 0 | 32 |  |  |  | -2.2 | 28.04 |  |  |  |  | -3.9 | 24.98 |  |  |  |  | -3.9 | 24.98
1995-02-14 | 15:00 | 0.6 | 33.08 | WEEKDAY | #N/A | 1988-02-14 | 15:00 | 2.2 | 35.96 |  |  | 2004-02-14 | 15:00 | 4 | 39.2 |  |  | 1995-02-14 | 15:00 | 0.6 | 33.08 | [5 empty] | 10.6 | 51.08 |  |  |  | -1.7 | 28.94 |  |  |  |  | -2.2 | 28.04 |  |  |  |  | -1.7 | 28.94 | [5 empty] | 0 | 32 |  |  |  | 0 | 32 |  |  |  |  | -2.2 | 28.04 |  |  |  |  | -3.3 | 26.06
1995-02-14 | 16:00 | 0.6 | 33.08 | WEEKDAY | #N/A | 1988-02-14 | 16:00 | 2.8 | 37.04 |  |  | 2004-02-14 | 16:00 | 4 | 39.2 |  |  | 1995-02-14 | 16:00 | 0.6 | 33.08 | [5 empty] | 10.6 | 51.08 |  |  |  | -1.1 | 30.02 |  |  |  |  | -2.2 | 28.04 |  |  |  |  | -1.7 | 28.94 | [5 empty] | -1.1 | 30.02 |  |  |  | 1.1 | 33.98 |  |  |  |  | -1.1 | 30.02 |  |  |  |  | -3.9 | 24.98
1995-02-14 | 17:00 | 0.6 | 33.08 | WEEKDAY | #N/A | 1988-02-14 | 17:00 | 1.7 | 35.06 |  |  | 2004-02-14 | 17:00 | 3 | 37.4 |  |  | 1995-02-14 | 17:00 | 0 | 32 | [5 empty] | 6.1 | 42.98 |  |  |  | -1.2 | 29.84 |  |  |  |  | -3.3 | 26.06 |  |  |  |  | -1.1 | 30.02 | [5 empty] | -3.3 | 26.06 |  |  |  | 0.6 | 33.08 |  |  |  |  | -1.1 | 30.02 |  |  |  |  | -4.4 | 24.08
1995-02-14 | 18:00 | 0 | 32 | WEEKDAY | #N/A | 1988-02-14 | 18:00 | 0.6 | 33.08 |  |  | 2004-02-14 | 18:00 | 2 | 35.6 |  |  | 1995-02-14 | 18:00 | -1.7 | 28.94 | [5 empty] | 6.1 | 42.98 |  |  |  | -1.7 | 28.94 |  |  |  |  | -4.4 | 24.08 |  |  |  |  | -3.3 | 26.06 | [5 empty] | -4.4 | 24.08 |  |  |  | 0 | 32 |  |  |  |  | -1.7 | 28.94 |  |  |  |  | -4.4 | 24.08
1995-02-14 | 19:00 | -0.6 | 30.92 | WEEKDAY | #N/A | 1988-02-14 | 19:00 | 0 | 32 |  |  | 2004-02-14 | 19:00 | 2 | 35.6 |  |  | 1995-02-14 | 19:00 | -1.7 | 28.94 | [5 empty] | 6.1 | 42.98 |  |  |  | -2.8 | 26.96 |  |  |  |  | -5.6 | 21.92 |  |  |  |  | -5 | 23 | [5 empty] | -3.9 | 24.98 |  |  |  | 0 | 32 |  |  |  |  | -2.2 | 28.04 |  |  |  |  | -5 | 23
1995-02-14 | 20:00 | -0.6 | 30.92 | WEEKDAY | #N/A | 1988-02-14 | 20:00 | 0 | 32 |  |  | 2004-02-14 | 20:00 | 1 | 33.8 |  |  | 1995-02-14 | 20:00 | -1.7 | 28.94 | [5 empty] | 5.6 | 42.08 |  |  |  | -3.9 | 24.98 |  |  |  |  | -5.6 | 21.92 |  |  |  |  | -8.3 | 17.06 | [5 empty] | -5.6 | 21.92 |  |  |  | 4.4 | 39.92 |  |  |  |  | -1.7 | 28.94 |  |  |  |  | -5 | 23
1995-02-14 | 21:00 | -1.1 | 30.02 | WEEKDAY | #N/A | 1988-02-14 | 21:00 | -0.6 | 30.92 |  |  | 2004-02-14 | 21:00 | 1 | 33.8 |  |  | 1995-02-14 | 21:00 | -2.2 | 28.04 | [5 empty] | 5.6 | 42.08 |  |  |  | -4.5 | 23.9 |  |  |  |  | -5.6 | 21.92 |  |  |  |  | -8.3 | 17.06 | [5 empty] | -6.1 | 21.02 |  |  |  | 5 | 41 |  |  |  |  | -0.6 | 30.92 |  |  |  |  | -5 | 23
1995-02-14 | 22:00 | -1.7 | 28.94 | WEEKDAY | #N/A | 1988-02-14 | 22:00 | 0 | 32 |  |  | 2004-02-14 | 22:00 | -1 | 30.2 |  |  | 1995-02-14 | 22:00 | -2.8 | 26.96 | [5 empty] | 4.4 | 39.92 |  |  |  | -5.6 | 21.92 |  |  |  |  | -5.6 | 21.92 |  |  |  |  | -8.9 | 15.98 | [5 empty] | -5 | 23 |  |  |  | 6.1 | 42.98 |  |  |  |  | 0 | 32 |  |  |  |  | -5 | 23
1995-02-14 | 23:00 | -2.2 | 28.04 | WEEKDAY | #N/A | 1988-02-14 | 23:00 | -0.6 | 30.92 |  |  | 2004-02-14 | 23:00 | -1 | 30.2 |  |  | 1995-02-14 | 23:00 | -3.9 | 24.98 | [5 empty] | 4.4 | 39.92 |  |  |  | -6.2 | 20.84 |  |  |  |  | -4.4 | 24.08 |  |  |  |  | -7.2 | 19.04 | [5 empty] | -4.4 | 24.08 |  |  |  | 7.2 | 44.96 |  |  |  |  | 1.7 | 35.06 |  |  |  |  | -5 | 23
1995-02-14 | 24:00 | -2.2 | 28.04 | WEEKDAY | #N/A | 1988-02-14 | 24:00 | -0.6 | 30.92 |  |  | 2004-02-14 | 24:00 | -1 | 30.2 |  |  | 1995-02-14 | 24:00 | -3.9 | 24.98 | [5 empty] | 6.1 | 42.98 |  |  |  | -6.2 | 20.84 |  |  |  |  | -3.9 | 24.98 |  |  |  |  | -6.1 | 21.02 | [5 empty] | -3.3 | 26.06 |  |  |  | 7.8 | 46.04 |  |  |  |  | 2.2 | 35.96 |  |  |  |  | -5.6 | 21.92
1995-02-15 | 1:00 | -2.8 | 26.96 | WEEKDAY | #N/A | 1988-02-15 | 1:00 | 0 | 32 |  |  | 2004-02-15 | 1:00 | -2 | 28.4 |  |  | 1995-02-15 | 1:00 | -4.4 | 24.08 | [5 empty] | 4.4 | 39.92 |  |  |  | -7.3 | 18.86 |  |  |  |  | -3.3 | 26.06 |  |  |  |  | -3.9 | 24.98 | [5 empty] | -1.1 | 30.02 |  |  |  | 7.2 | 44.96 |  |  |  |  | 2.8 | 37.04 |  |  |  |  | -5.6 | 21.92
1995-02-15 | 2:00 | -3.3 | 26.06 | WEEKDAY | #N/A | 1988-02-15 | 2:00 | 0 | 32 |  |  | 2004-02-15 | 2:00 | -1 | 30.2 |  |  | 1995-02-15 | 2:00 | -6.1 | 21.02 | [5 empty] | 2.8 | 37.04 |  |  |  | -7.3 | 18.86 |  |  |  |  | -3.3 | 26.06 |  |  |  |  | -2.8 | 26.96 | [5 empty] | -1.1 | 30.02 |  |  |  | 6.7 | 44.06 |  |  |  |  | 2.8 | 37.04 |  |  |  |  | -5 | 23
1995-02-15 | 3:00 | -4.4 | 24.08 | WEEKDAY | #N/A | 1988-02-15 | 3:00 | 0.6 | 33.08 |  |  | 2004-02-15 | 3:00 | -2 | 28.4 |  |  | 1995-02-15 | 3:00 | -5.6 | 21.92 | [5 empty] | 1.1 | 33.98 |  |  |  | -6.7 | 19.94 |  |  |  |  | -2.2 | 28.04 |  |  |  |  | -3.3 | 26.06 | [5 empty] | -2.8 | 26.96 |  |  |  | 7.2 | 44.96 |  |  |  |  | 2.8 | 37.04 |  |  |  |  | -5 | 23
1995-02-15 | 4:00 | -4.4 | 24.08 | WEEKDAY | #N/A | 1988-02-15 | 4:00 | 1.1 | 33.98 |  |  | 2004-02-15 | 4:00 | -2 | 28.4 |  |  | 1995-02-15 | 4:00 | -6.7 | 19.94 | [5 empty] | 1.1 | 33.98 |  |  |  | -6.2 | 20.84 |  |  |  |  | -1.7 | 28.94 |  |  |  |  | -2.8 | 26.96 | [5 empty] | -3.3 | 26.06 |  |  |  | 5.6 | 42.08 |  |  |  |  | 3.9 | 39.02 |  |  |  |  | -5 | 23
1995-02-15 | 5:00 | -4.4 | 24.08 | WEEKDAY | #N/A | 1988-02-15 | 5:00 | 0.6 | 33.08 |  |  | 2004-02-15 | 5:00 | -3 | 26.6 |  |  | 1995-02-15 | 5:00 | -7.2 | 19.04 | [5 empty] | 0.6 | 33.08 |  |  |  | -6.2 | 20.84 |  |  |  |  | -1.7 | 28.94 |  |  |  |  | -3.3 | 26.06 | [5 empty] | -3.3 | 26.06 |  |  |  | 5 | 41 |  |  |  |  | 2.8 | 37.04 |  |  |  |  | -5 | 23
1995-02-15 | 6:00 | -5 | 23 | WEEKDAY | #N/A | 1988-02-15 | 6:00 | 0.6 | 33.08 |  |  | 2004-02-15 | 6:00 | -2 | 28.4 |  |  | 1995-02-15 | 6:00 | -6.7 | 19.94 | [5 empty] | 0 | 32 |  |  |  | -6.2 | 20.84 |  |  |  |  | -1.1 | 30.02 |  |  |  |  | -2.8 | 26.96 | [5 empty] | -1.7 | 28.94 |  |  |  | 5.6 | 42.08 |  |  |  |  | 2.2 | 35.96 |  |  |  |  | -4.4 | 24.08
1995-02-15 | 7:00 | -5 | 23 | WEEKDAY | #N/A | 1988-02-15 | 7:00 | 1.1 | 33.98 |  |  | 2004-02-15 | 7:00 | -4 | 24.8 |  |  | 1995-02-15 | 7:00 | -5.6 | 21.92 | [5 empty] | -0.6 | 30.92 |  |  |  | -6.2 | 20.84 |  |  |  |  | -1.1 | 30.02 |  |  |  |  | -2.2 | 28.04 | [5 empty] | 1.7 | 35.06 |  |  |  | 5.6 | 42.08 |  |  |  |  | 3.3 | 37.94 |  |  |  |  | -3.9 | 24.98
1995-02-15 | 8:00 | -3.3 | 26.06 | WEEKDAY | #N/A | 1988-02-15 | 8:00 | 2.8 | 37.04 |  |  | 2004-02-15 | 8:00 | -5 | 23 |  |  | 1995-02-15 | 8:00 | -4.4 | 24.08 | [5 empty] | 0.6 | 33.08 |  |  |  | -6.2 | 20.84 |  |  |  |  | 0.6 | 33.08 |  |  |  |  | -1.7 | 28.94 | [5 empty] | 4.4 | 39.92 |  |  |  | 6.1 | 42.98 |  |  |  |  | 3.9 | 39.02 |  |  |  |  | -2.8 | 26.96
1995-02-15 | 9:00 | -2.2 | 28.04 | WEEKDAY | #N/A | 1988-02-15 | 9:00 | 5 | 41 |  |  | 2004-02-15 | 9:00 | -7 | 19.4 |  |  | 1995-02-15 | 9:00 | -2.2 | 28.04 | [5 empty] | 1.1 | 33.98 |  |  |  | -4.5 | 23.9 |  |  |  |  | 2.8 | 37.04 |  |  |  |  | -0.6 | 30.92 | [5 empty] | 5.6 | 42.08 |  |  |  | 6.7 | 44.06 |  |  |  |  | 3.9 | 39.02 |  |  |  |  | 1.1 | 33.98
1995-02-15 | 10:00 | -0.6 | 30.92 | WEEKDAY | #N/A | 1988-02-15 | 10:00 | 6.7 | 44.06 |  |  | 2004-02-15 | 10:00 | -7 | 19.4 |  |  | 1995-02-15 | 10:00 | 0 | 32 | [5 empty] | 2.2 | 35.96 |  |  |  | -3.9 | 24.98 |  |  |  |  | 3.9 | 39.02 |  |  |  |  | 0.6 | 33.08 | [5 empty] | 6.7 | 44.06 |  |  |  | 6.7 | 44.06 |  |  |  |  | 4.4 | 39.92 |  |  |  |  | 3.3 | 37.94
1995-02-15 | 11:00 | 0 | 32 | WEEKDAY | #N/A | 1988-02-15 | 11:00 | 7.8 | 46.04 |  |  | 2004-02-15 | 11:00 | -7 | 19.4 |  |  | 1995-02-15 | 11:00 | 1.7 | 35.06 | [5 empty] | 3.3 | 37.94 |  |  |  | -3.4 | 25.88 |  |  |  |  | 5.6 | 42.08 |  |  |  |  | 1.7 | 35.06 | [5 empty] | 7.8 | 46.04 |  |  |  | 6.1 | 42.98 |  |  |  |  | 5 | 41 |  |  |  |  | 3.9 | 39.02
1995-02-15 | 12:00 | 1.7 | 35.06 | WEEKDAY | #N/A | 1988-02-15 | 12:00 | 8.9 | 48.02 |  |  | 2004-02-15 | 12:00 | -7 | 19.4 |  |  | 1995-02-15 | 12:00 | 2.8 | 37.04 | [5 empty] | 3.9 | 39.02 |  |  |  | -2.8 | 26.96 |  |  |  |  | 6.7 | 44.06 |  |  |  |  | 2.2 | 35.96 | [5 empty] | 8.9 | 48.02 |  |  |  | 2.2 | 35.96 |  |  |  |  | 6.1 | 42.98 |  |  |  |  | 3.9 | 39.02
1995-02-15 | 13:00 | 2.8 | 37.04 | WEEKDAY | #N/A | 1988-02-15 | 13:00 | 8.9 | 48.02 |  |  | 2004-02-15 | 13:00 | -7 | 19.4 |  |  | 1995-02-15 | 13:00 | 3.3 | 37.94 | [5 empty] | 5 | 41 |  |  |  | -1.7 | 28.94 |  |  |  |  | 6.7 | 44.06 |  |  |  |  | 2.2 | 35.96 | [5 empty] | 8.9 | 48.02 |  |  |  | 1.7 | 35.06 |  |  |  |  | 3.9 | 39.02 |  |  |  |  | 5 | 41
1995-02-15 | 14:00 | 2.2 | 35.96 | WEEKDAY | #N/A | 1988-02-15 | 14:00 | 10 | 50 |  |  | 2004-02-15 | 14:00 | -6 | 21.2 |  |  | 1995-02-15 | 14:00 | 1.7 | 35.06 | [5 empty] | 5.6 | 42.08 |  |  |  | -0.6 | 30.92 |  |  |  |  | 6.7 | 44.06 |  |  |  |  | 3.3 | 37.94 | [5 empty] | 9.4 | 48.92 |  |  |  | 1.7 | 35.06 |  |  |  |  | 2.8 | 37.04 |  |  |  |  | 6.1 | 42.98
1995-02-15 | 15:00 | 2.2 | 35.96 | WEEKDAY | #N/A | 1988-02-15 | 15:00 | 9.4 | 48.92 |  |  | 2004-02-15 | 15:00 | -6 | 21.2 |  |  | 1995-02-15 | 15:00 | 1.7 | 35.06 | [5 empty] | 5.6 | 42.08 |  |  |  | -0.6 | 30.92 |  |  |  |  | 8.3 | 46.94 |  |  |  |  | 3.3 | 37.94 | [5 empty] | 10 | 50 |  |  |  | 1.7 | 35.06 |  |  |  |  | 2.8 | 37.04 |  |  |  |  | 6.1 | 42.98
1995-02-15 | 16:00 | 2.2 | 35.96 | WEEKDAY | #N/A | 1988-02-15 | 16:00 | 9.4 | 48.92 |  |  | 2004-02-15 | 16:00 | -6 | 21.2 |  |  | 1995-02-15 | 16:00 | 1.7 | 35.06 | [5 empty] | 5 | 41 |  |  |  | 0.5 | 32.9 |  |  |  |  | 7.2 | 44.96 |  |  |  |  | 3.3 | 37.94 | [5 empty] | 10 | 50 |  |  |  | 1.1 | 33.98 |  |  |  |  | 2.8 | 37.04 |  |  |  |  | 5.6 | 42.08
1995-02-15 | 17:00 | 1.7 | 35.06 | WEEKDAY | #N/A | 1988-02-15 | 17:00 | 9.4 | 48.92 |  |  | 2004-02-15 | 17:00 | -7 | 19.4 |  |  | 1995-02-15 | 17:00 | 1.7 | 35.06 | [5 empty] | 3.9 | 39.02 |  |  |  | 0 | 32 |  |  |  |  | 6.7 | 44.06 |  |  |  |  | 3.9 | 39.02 | [5 empty] | 8.9 | 48.02 |  |  |  | 0.6 | 33.08 |  |  |  |  | 1.7 | 35.06 |  |  |  |  | 5 | 41
1995-02-15 | 18:00 | 2.2 | 35.96 | WEEKDAY | #N/A | 1988-02-15 | 18:00 | 8.3 | 46.94 |  |  | 2004-02-15 | 18:00 | -8 | 17.6 |  |  | 1995-02-15 | 18:00 | 2.2 | 35.96 | [5 empty] | 2.2 | 35.96 |  |  |  | 1.6 | 34.88 |  |  |  |  | 6.7 | 44.06 |  |  |  |  | 3.9 | 39.02 | [5 empty] | 7.2 | 44.96 |  |  |  | 0.6 | 33.08 |  |  |  |  | 1.7 | 35.06 |  |  |  |  | 4.4 | 39.92
1995-02-15 | 19:00 | 2.8 | 37.04 | WEEKDAY | #N/A | 1988-02-15 | 19:00 | 8.3 | 46.94 |  |  | 2004-02-15 | 19:00 | -8 | 17.6 |  |  | 1995-02-15 | 19:00 | 2.2 | 35.96 | [5 empty] | 1.1 | 33.98 |  |  |  | -2.8 | 26.96 |  |  |  |  | 6.7 | 44.06 |  |  |  |  | 3.9 | 39.02 | [5 empty] | 5.6 | 42.08 |  |  |  | 0 | 32 |  |  |  |  | 1.1 | 33.98 |  |  |  |  | 3.9 | 39.02
1995-02-15 | 20:00 | 2.2 | 35.96 | WEEKDAY | #N/A | 1988-02-15 | 20:00 | 8.3 | 46.94 |  |  | 2004-02-15 | 20:00 | -9 | 15.8 |  |  | 1995-02-15 | 20:00 | 2.8 | 37.04 | [5 empty] | 1.1 | 33.98 |  |  |  | -3.4 | 25.88 |  |  |  |  | 7.2 | 44.96 |  |  |  |  | 3.9 | 39.02 | [5 empty] | 5.6 | 42.08 |  |  |  | 0 | 32 |  |  |  |  | 1.1 | 33.98 |  |  |  |  | 3.3 | 37.94
1995-02-15 | 21:00 | 1.7 | 35.06 | WEEKDAY | #N/A | 1988-02-15 | 21:00 | 8.3 | 46.94 |  |  | 2004-02-15 | 21:00 | -10 | 14 |  |  | 1995-02-15 | 21:00 | 3.3 | 37.94 | [5 empty] | -1.1 | 30.02 |  |  |  | -5.6 | 21.92 |  |  |  |  | 6.7 | 44.06 |  |  |  |  | 3.9 | 39.02 | [5 empty] | 5.6 | 42.08 |  |  |  | 0 | 32 |  |  |  |  | 0.6 | 33.08 |  |  |  |  | 3.3 | 37.94
1995-02-15 | 22:00 | 1.7 | 35.06 | WEEKDAY | #N/A | 1988-02-15 | 22:00 | 8.3 | 46.94 |  |  | 2004-02-15 | 22:00 | -11 | 12.2 |  |  | 1995-02-15 | 22:00 | 3.3 | 37.94 | [5 empty] | -2.8 | 26.96 |  |  |  | -4.5 | 23.9 |  |  |  |  | 6.7 | 44.06 |  |  |  |  | 3.9 | 39.02 | [5 empty] | 5 | 41 |  |  |  | 0 | 32 |  |  |  |  | 0.6 | 33.08 |  |  |  |  | 2.8 | 37.04
1995-02-15 | 23:00 | 2.2 | 35.96 | WEEKDAY | #N/A | 1988-02-15 | 23:00 | 7.2 | 44.96 |  |  | 2004-02-15 | 23:00 | -11 | 12.2 |  |  | 1995-02-15 | 23:00 | 2.8 | 37.04 | [5 empty] | -3.9 | 24.98 |  |  |  | -3.4 | 25.88 |  |  |  |  | 6.1 | 42.98 |  |  |  |  | 3.9 | 39.02 | [5 empty] | 4.4 | 39.92 |  |  |  | -1.7 | 28.94 |  |  |  |  | 0 | 32 |  |  |  |  | 2.8 | 37.04
1995-02-15 | 24:00 | 2.8 | 37.04 | WEEKDAY | #N/A | 1988-02-15 | 24:00 | 6.7 | 44.06 |  |  | 2004-02-15 | 24:00 | -11 | 12.2 |  |  | 1995-02-15 | 24:00 | 2.2 | 35.96 | [5 empty] | -5 | 23 |  |  |  | -4.5 | 23.9 |  |  |  |  | 6.1 | 42.98 |  |  |  |  | 2.8 | 37.04 | [5 empty] | 3.9 | 39.02 |  |  |  | -2.2 | 28.04 |  |  |  |  | -1.7 | 28.94 |  |  |  |  | 2.2 | 35.96
1995-02-16 | 1:00 | 3.9 | 39.02 | WEEKDAY | #N/A | 1988-02-16 | 1:00 | 6.7 | 44.06 |  |  | 2004-02-16 | 1:00 | -12 | 10.4 |  |  | 1995-02-16 | 1:00 | 2.2 | 35.96 | [5 empty] | -5 | 23 |  |  |  | -7.3 | 18.86 |  |  |  |  | 5.6 | 42.08 |  |  |  |  | 3.9 | 39.02 | [5 empty] | 5 | 41 |  |  |  | -2.8 | 26.96 |  |  |  |  | -2.2 | 28.04 |  |  |  |  | 2.2 | 35.96
1995-02-16 | 2:00 | 3.3 | 37.94 | WEEKDAY | #N/A | 1988-02-16 | 2:00 | 6.1 | 42.98 |  |  | 2004-02-16 | 2:00 | -12 | 10.4 |  |  | 1995-02-16 | 2:00 | 1.7 | 35.06 | [5 empty] | -5.6 | 21.92 |  |  |  | -8.9 | 15.98 |  |  |  |  | 5.6 | 42.08 |  |  |  |  | 3.3 | 37.94 | [5 empty] | 5 | 41 |  |  |  | -3.3 | 26.06 |  |  |  |  | -3.3 | 26.06 |  |  |  |  | -0.6 | 30.92
1995-02-16 | 3:00 | 3.9 | 39.02 | WEEKDAY | #N/A | 1988-02-16 | 3:00 | 5.6 | 42.08 |  |  | 2004-02-16 | 3:00 | -12 | 10.4 |  |  | 1995-02-16 | 3:00 | 2.2 | 35.96 | [5 empty] | -4.4 | 24.08 |  |  |  | -8.9 | 15.98 |  |  |  |  | 5.6 | 42.08 |  |  |  |  | 2.8 | 37.04 | [5 empty] | 4.4 | 39.92 |  |  |  | -3.9 | 24.98 |  |  |  |  | -3.9 | 24.98 |  |  |  |  | -1.7 | 28.94
1995-02-16 | 4:00 | 3.3 | 37.94 | WEEKDAY | #N/A | 1988-02-16 | 4:00 | 5 | 41 |  |  | 2004-02-16 | 4:00 | -12 | 10.4 |  |  | 1995-02-16 | 4:00 | 2.2 | 35.96 | [5 empty] | -3.3 | 26.06 |  |  |  | -8.9 | 15.98 |  |  |  |  | 5.6 | 42.08 |  |  |  |  | 2.2 | 35.96 | [5 empty] | 3.9 | 39.02 |  |  |  | -3.9 | 24.98 |  |  |  |  | -4.4 | 24.08 |  |  |  |  | -2.8 | 26.96
1995-02-16 | 5:00 | 3.3 | 37.94 | WEEKDAY | #N/A | 1988-02-16 | 5:00 | 5.6 | 42.08 |  |  | 2004-02-16 | 5:00 | -12 | 10.4 |  |  | 1995-02-16 | 5:00 | 2.2 | 35.96 | [5 empty] | -1.7 | 28.94 |  |  |  | -8.4 | 16.88 |  |  |  |  | 4.4 | 39.92 |  |  |  |  | 2.2 | 35.96 | [5 empty] | 3.9 | 39.02 |  |  |  | -4.4 | 24.08 |  |  |  |  | -5 | 23 |  |  |  |  | -3.9 | 24.98
1995-02-16 | 6:00 | 3.3 | 37.94 | WEEKDAY | #N/A | 1988-02-16 | 6:00 | 6.1 | 42.98 |  |  | 2004-02-16 | 6:00 | -12 | 10.4 |  |  | 1995-02-16 | 6:00 | 1.7 | 35.06 | [5 empty] | -1.1 | 30.02 |  |  |  | -7.8 | 17.96 |  |  |  |  | 3.3 | 37.94 |  |  |  |  | 1.7 | 35.06 | [5 empty] | 3.3 | 37.94 |  |  |  | -4.4 | 24.08 |  |  |  |  | -5 | 23 |  |  |  |  | -4.4 | 24.08
1995-02-16 | 7:00 | 2.8 | 37.04 | WEEKDAY | #N/A | 1988-02-16 | 7:00 | 5.6 | 42.08 |  |  | 2004-02-16 | 7:00 | -12 | 10.4 |  |  | 1995-02-16 | 7:00 | 1.1 | 33.98 | [5 empty] | 0 | 32 |  |  |  | -8.4 | 16.88 |  |  |  |  | 3.3 | 37.94 |  |  |  |  | 1.7 | 35.06 | [5 empty] | 2.8 | 37.04 |  |  |  | -5 | 23 |  |  |  |  | -5.6 | 21.92 |  |  |  |  | -5.6 | 21.92
1995-02-16 | 8:00 | 3.9 | 39.02 | WEEKDAY | #N/A | 1988-02-16 | 8:00 | 4.4 | 39.92 |  |  | 2004-02-16 | 8:00 | -11 | 12.2 |  |  | 1995-02-16 | 8:00 | 1.7 | 35.06 | [5 empty] | 2.2 | 35.96 |  |  |  | -7.8 | 17.96 |  |  |  |  | 2.8 | 37.04 |  |  |  |  | 1.1 | 33.98 | [5 empty] | 2.2 | 35.96 |  |  |  | -5.6 | 21.92 |  |  |  |  | -5.6 | 21.92 |  |  |  |  | -6.1 | 21.02
1995-02-16 | 9:00 | 5 | 41 | WEEKDAY | #N/A | 1988-02-16 | 9:00 | 3.9 | 39.02 |  |  | 2004-02-16 | 9:00 | -8 | 17.6 |  |  | 1995-02-16 | 9:00 | 3.3 | 37.94 | [5 empty] | 2.8 | 37.04 |  |  |  | -7.3 | 18.86 |  |  |  |  | 2.8 | 37.04 |  |  |  |  | 0.6 | 33.08 | [5 empty] | 2.2 | 35.96 |  |  |  | -5 | 23 |  |  |  |  | -5.6 | 21.92 |  |  |  |  | -6.7 | 19.94
1995-02-16 | 10:00 | 6.1 | 42.98 | WEEKDAY | #N/A | 1988-02-16 | 10:00 | 3.9 | 39.02 |  |  | 2004-02-16 | 10:00 | -7 | 19.4 |  |  | 1995-02-16 | 10:00 | 5.6 | 42.08 | [5 empty] | 3.9 | 39.02 |  |  |  | -6.7 | 19.94 |  |  |  |  | 2.8 | 37.04 |  |  |  |  | 0 | 32 | [5 empty] | 3.3 | 37.94 |  |  |  | -5 | 23 |  |  |  |  | -4.4 | 24.08 |  |  |  |  | -6.7 | 19.94
1995-02-16 | 11:00 | 7.2 | 44.96 | WEEKDAY | #N/A | 1988-02-16 | 11:00 | 5 | 41 |  |  | 2004-02-16 | 11:00 | -5 | 23 |  |  | 1995-02-16 | 11:00 | 7.8 | 46.04 | [5 empty] | 5 | 41 |  |  |  | -5.6 | 21.92 |  |  |  |  | 2.2 | 35.96 |  |  |  |  | -0.6 | 30.92 | [5 empty] | 3.9 | 39.02 |  |  |  | -3.9 | 24.98 |  |  |  |  | -4.4 | 24.08 |  |  |  |  | -6.1 | 21.02
1995-02-16 | 12:00 | 7.8 | 46.04 | WEEKDAY | #N/A | 1988-02-16 | 12:00 | 5.6 | 42.08 |  |  | 2004-02-16 | 12:00 | -4 | 24.8 |  |  | 1995-02-16 | 12:00 | 8.3 | 46.94 | [5 empty] | 6.7 | 44.06 |  |  |  | -5 | 23 |  |  |  |  | 2.2 | 35.96 |  |  |  |  | -0.6 | 30.92 | [5 empty] | 5 | 41 |  |  |  | -2.2 | 28.04 |  |  |  |  | -3.9 | 24.98 |  |  |  |  | -5.6 | 21.92
1995-02-16 | 13:00 | 6.7 | 44.06 | WEEKDAY | #N/A | 1988-02-16 | 13:00 | 6.1 | 42.98 |  |  | 2004-02-16 | 13:00 | -3 | 26.6 |  |  | 1995-02-16 | 13:00 | 8.3 | 46.94 | [5 empty] | 7.2 | 44.96 |  |  |  | -6.7 | 19.94 |  |  |  |  | 2.8 | 37.04 |  |  |  |  | -1.1 | 30.02 | [5 empty] | 5 | 41 |  |  |  | -2.2 | 28.04 |  |  |  |  | -2.8 | 26.96 |  |  |  |  | -5.6 | 21.92
1995-02-16 | 14:00 | 6.7 | 44.06 | WEEKDAY | #N/A | 1988-02-16 | 14:00 | 5 | 41 |  |  | 2004-02-16 | 14:00 | -3 | 26.6 |  |  | 1995-02-16 | 14:00 | 7.8 | 46.04 | [5 empty] | 6.7 | 44.06 |  |  |  | -6.7 | 19.94 |  |  |  |  | 2.2 | 35.96 |  |  |  |  | -0.6 | 30.92 | [5 empty] | 5 | 41 |  |  |  | -2.8 | 26.96 |  |  |  |  | -2.2 | 28.04 |  |  |  |  | -5 | 23
1995-02-16 | 15:00 | 6.1 | 42.98 | WEEKDAY | #N/A | 1988-02-16 | 15:00 | 4.4 | 39.92 |  |  | 2004-02-16 | 15:00 | -3 | 26.6 |  |  | 1995-02-16 | 15:00 | 7.8 | 46.04 | [5 empty] | 7.8 | 46.04 |  |  |  | -7.3 | 18.86 |  |  |  |  | 3.3 | 37.94 |  |  |  |  | -0.6 | 30.92 | [5 empty] | 5 | 41 |  |  |  | -2.8 | 26.96 |  |  |  |  | -2.8 | 26.96 |  |  |  |  | -4.4 | 24.08
1995-02-16 | 16:00 | 6.1 | 42.98 | WEEKDAY | #N/A | 1988-02-16 | 16:00 | 4.4 | 39.92 |  |  | 2004-02-16 | 16:00 | -3 | 26.6 |  |  | 1995-02-16 | 16:00 | 7.2 | 44.96 | [5 empty] | 7.2 | 44.96 |  |  |  | -7.3 | 18.86 |  |  |  |  | 2.8 | 37.04 |  |  |  |  | -1.7 | 28.94 | [5 empty] | 4.4 | 39.92 |  |  |  | -2.8 | 26.96 |  |  |  |  | -2.2 | 28.04 |  |  |  |  | -5 | 23
1995-02-16 | 17:00 | 6.7 | 44.06 | WEEKDAY | #N/A | 1988-02-16 | 17:00 | 3.3 | 37.94 |  |  | 2004-02-16 | 17:00 | -3 | 26.6 |  |  | 1995-02-16 | 17:00 | 6.7 | 44.06 | [5 empty] | 6.1 | 42.98 |  |  |  | -7.3 | 18.86 |  |  |  |  | 2.2 | 35.96 |  |  |  |  | -2.2 | 28.04 | [5 empty] | 2.2 | 35.96 |  |  |  | -3.9 | 24.98 |  |  |  |  | -2.2 | 28.04 |  |  |  |  | -5.6 | 21.92
1995-02-16 | 18:00 | 6.1 | 42.98 | WEEKDAY | #N/A | 1988-02-16 | 18:00 | 2.2 | 35.96 |  |  | 2004-02-16 | 18:00 | -4 | 24.8 |  |  | 1995-02-16 | 18:00 | 6.7 | 44.06 | [5 empty] | 4.4 | 39.92 |  |  |  | -7.3 | 18.86 |  |  |  |  | 1.1 | 33.98 |  |  |  |  | -3.3 | 26.06 | [5 empty] | 0.6 | 33.08 |  |  |  | -3.9 | 24.98 |  |  |  |  | -2.8 | 26.96 |  |  |  |  | -6.7 | 19.94
1995-02-16 | 19:00 | 6.1 | 42.98 | WEEKDAY | #N/A | 1988-02-16 | 19:00 | 1.7 | 35.06 |  |  | 2004-02-16 | 19:00 | -5 | 23 |  |  | 1995-02-16 | 19:00 | 6.7 | 44.06 | [5 empty] | 3.9 | 39.02 |  |  |  | -6.7 | 19.94 |  |  |  |  | 0.6 | 33.08 |  |  |  |  | -3.9 | 24.98 | [5 empty] | -0.6 | 30.92 |  |  |  | -3.9 | 24.98 |  |  |  |  | -3.9 | 24.98 |  |  |  |  | -11.1 | 12.02
1995-02-16 | 20:00 | 5 | 41 | WEEKDAY | #N/A | 1988-02-16 | 20:00 | 1.1 | 33.98 |  |  | 2004-02-16 | 20:00 | -4 | 24.8 |  |  | 1995-02-16 | 20:00 | 6.1 | 42.98 | [5 empty] | 3.9 | 39.02 |  |  |  | -6.7 | 19.94 |  |  |  |  | -0.6 | 30.92 |  |  |  |  | -4.4 | 24.08 | [5 empty] | -1.1 | 30.02 |  |  |  | -3.3 | 26.06 |  |  |  |  | -3.9 | 24.98 |  |  |  |  | -12.2 | 10.04
1995-02-16 | 21:00 | 3.9 | 39.02 | WEEKDAY | #N/A | 1988-02-16 | 21:00 | 1.1 | 33.98 |  |  | 2004-02-16 | 21:00 | -5 | 23 |  |  | 1995-02-16 | 21:00 | 4.4 | 39.92 | [5 empty] | 6.7 | 44.06 |  |  |  | -6.2 | 20.84 |  |  |  |  | -1.1 | 30.02 |  |  |  |  | -4.4 | 24.08 | [5 empty] | -1.7 | 28.94 |  |  |  | -3.3 | 26.06 |  |  |  |  | -3.9 | 24.98 |  |  |  |  | -13.3 | 8.06
1995-02-16 | 22:00 | 3.9 | 39.02 | WEEKDAY | #N/A | 1988-02-16 | 22:00 | 0.6 | 33.08 |  |  | 2004-02-16 | 22:00 | -6 | 21.2 |  |  | 1995-02-16 | 22:00 | 3.3 | 37.94 | [5 empty] | 5.6 | 42.08 |  |  |  | -6.2 | 20.84 |  |  |  |  | -1.7 | 28.94 |  |  |  |  | -4.4 | 24.08 | [5 empty] | -2.8 | 26.96 |  |  |  | -3.3 | 26.06 |  |  |  |  | -3.9 | 24.98 |  |  |  |  | -14.4 | 6.08
1995-02-16 | 23:00 | 3.3 | 37.94 | WEEKDAY | #N/A | 1988-02-16 | 23:00 | 0.6 | 33.08 |  |  | 2004-02-16 | 23:00 | -6 | 21.2 |  |  | 1995-02-16 | 23:00 | 3.3 | 37.94 | [5 empty] | 4.4 | 39.92 |  |  |  | -6.2 | 20.84 |  |  |  |  | -2.2 | 28.04 |  |  |  |  | -4.4 | 24.08 | [5 empty] | -3.3 | 26.06 |  |  |  | -2.8 | 26.96 |  |  |  |  | -3.3 | 26.06 |  |  |  |  | -15 | 5
1995-02-16 | 24:00 | 3.3 | 37.94 | WEEKDAY | #N/A | 1988-02-16 | 24:00 | 0 | 32 |  |  | 2004-02-16 | 24:00 | -7 | 19.4 |  |  | 1995-02-16 | 24:00 | 3.3 | 37.94 | [5 empty] | 3.3 | 37.94 |  |  |  | -6.2 | 20.84 |  |  |  |  | -2.2 | 28.04 |  |  |  |  | -5 | 23 | [5 empty] | -3.9 | 24.98 |  |  |  | -2.8 | 26.96 |  |  |  |  | -3.3 | 26.06 |  |  |  |  | -15.6 | 3.92
1995-02-17 | 1:00 | 3.3 | 37.94 | WEEKDAY | #N/A | 1988-02-17 | 1:00 | 0 | 32 |  |  | 2004-02-17 | 1:00 | -7 | 19.4 |  |  | 1995-02-17 | 1:00 | 2.8 | 37.04 | [5 empty] | 2.2 | 35.96 |  |  |  | -5.6 | 21.92 |  |  |  |  | -2.8 | 26.96 |  |  |  |  | -4.4 | 24.08 | [5 empty] | -3.9 | 24.98 |  |  |  | -1.7 | 28.94 |  |  |  |  | -3.3 | 26.06 |  |  |  |  | -13.3 | 8.06
1995-02-17 | 2:00 | 2.8 | 37.04 | WEEKDAY | #N/A | 1988-02-17 | 2:00 | 0 | 32 |  |  | 2004-02-17 | 2:00 | -8 | 17.6 |  |  | 1995-02-17 | 2:00 | 2.8 | 37.04 | [5 empty] | 1.1 | 33.98 |  |  |  | -5.6 | 21.92 |  |  |  |  | -3.3 | 26.06 |  |  |  |  | -5.6 | 21.92 | [5 empty] | -5 | 23 |  |  |  | -1.1 | 30.02 |  |  |  |  | -2.2 | 28.04 |  |  |  |  | -8.3 | 17.06
1995-02-17 | 3:00 | 2.2 | 35.96 | WEEKDAY | #N/A | 1988-02-17 | 3:00 | 0 | 32 |  |  | 2004-02-17 | 3:00 | -8 | 17.6 |  |  | 1995-02-17 | 3:00 | 2.2 | 35.96 | [5 empty] | 0.6 | 33.08 |  |  |  | -5.6 | 21.92 |  |  |  |  | -3.3 | 26.06 |  |  |  |  | -4.4 | 24.08 | [5 empty] | -5 | 23 |  |  |  | -1.1 | 30.02 |  |  |  |  | -1.1 | 30.02 |  |  |  |  | -6.7 | 19.94
1995-02-17 | 4:00 | 2.2 | 35.96 | WEEKDAY | #N/A | 1988-02-17 | 4:00 | 0 | 32 |  |  | 2004-02-17 | 4:00 | -9 | 15.8 |  |  | 1995-02-17 | 4:00 | 1.7 | 35.06 | [5 empty] | -0.6 | 30.92 |  |  |  | -5.6 | 21.92 |  |  |  |  | -3.9 | 24.98 |  |  |  |  | -4.4 | 24.08 | [5 empty] | -5.6 | 21.92 |  |  |  | -0.6 | 30.92 |  |  |  |  | -1.1 | 30.02 |  |  |  |  | -6.1 | 21.02
1995-02-17 | 5:00 | 1.7 | 35.06 | WEEKDAY | #N/A | 1988-02-17 | 5:00 | -0.6 | 30.92 |  |  | 2004-02-17 | 5:00 | -8 | 17.6 |  |  | 1995-02-17 | 5:00 | 1.1 | 33.98 | [5 empty] | -0.6 | 30.92 |  |  |  | -5.7 | 21.74 |  |  |  |  | -4.4 | 24.08 |  |  |  |  | -5.6 | 21.92 | [5 empty] | -5.6 | 21.92 |  |  |  | 0 | 32 |  |  |  |  | -1.1 | 30.02 |  |  |  |  | -5.6 | 21.92
1995-02-17 | 6:00 | 1.1 | 33.98 | WEEKDAY | #N/A | 1988-02-17 | 6:00 | -0.6 | 30.92 |  |  | 2004-02-17 | 6:00 | -8 | 17.6 |  |  | 1995-02-17 | 6:00 | 0.6 | 33.08 | [5 empty] | -1.7 | 28.94 |  |  |  | -5.6 | 21.92 |  |  |  |  | -4.4 | 24.08 |  |  |  |  | -6.7 | 19.94 | [5 empty] | -5 | 23 |  |  |  | 1.1 | 33.98 |  |  |  |  | -0.6 | 30.92 |  |  |  |  | -5.6 | 21.92
1995-02-17 | 7:00 | 0.6 | 33.08 | WEEKDAY | #N/A | 1988-02-17 | 7:00 | -0.6 | 30.92 |  |  | 2004-02-17 | 7:00 | -8 | 17.6 |  |  | 1995-02-17 | 7:00 | 0.6 | 33.08 | [5 empty] | -2.2 | 28.04 |  |  |  | -5.6 | 21.92 |  |  |  |  | -4.4 | 24.08 |  |  |  |  | -7.2 | 19.04 | [5 empty] | -5.6 | 21.92 |  |  |  | 1.1 | 33.98 |  |  |  |  | -0.6 | 30.92 |  |  |  |  | -5 | 23
1995-02-17 | 8:00 | 0.6 | 33.08 | WEEKDAY | #N/A | 1988-02-17 | 8:00 | 1.7 | 35.06 |  |  | 2004-02-17 | 8:00 | -8 | 17.6 |  |  | 1995-02-17 | 8:00 | 0.6 | 33.08 | [5 empty] | -2.8 | 26.96 |  |  |  | -6.2 | 20.84 |  |  |  |  | -5 | 23 |  |  |  |  | -6.1 | 21.02 | [5 empty] | -6.1 | 21.02 |  |  |  | 1.1 | 33.98 |  |  |  |  | 0 | 32 |  |  |  |  | -3.9 | 24.98
1995-02-17 | 9:00 | 2.2 | 35.96 | WEEKDAY | #N/A | 1988-02-17 | 9:00 | 3.3 | 37.94 |  |  | 2004-02-17 | 9:00 | -7 | 19.4 |  |  | 1995-02-17 | 9:00 | 2.8 | 37.04 | [5 empty] | -3.3 | 26.06 |  |  |  | -5 | 23 |  |  |  |  | -5 | 23 |  |  |  |  | -4.4 | 24.08 | [5 empty] | -4.4 | 24.08 |  |  |  | 1.7 | 35.06 |  |  |  |  | 0 | 32 |  |  |  |  | -1.7 | 28.94
1995-02-17 | 10:00 | 3.3 | 37.94 | WEEKDAY | #N/A | 1988-02-17 | 10:00 | 4.4 | 39.92 |  |  | 2004-02-17 | 10:00 | -6 | 21.2 |  |  | 1995-02-17 | 10:00 | 4.4 | 39.92 | [5 empty] | -2.8 | 26.96 |  |  |  | -4.5 | 23.9 |  |  |  |  | -4.4 | 24.08 |  |  |  |  | -2.2 | 28.04 | [5 empty] | -3.3 | 26.06 |  |  |  | 2.2 | 35.96 |  |  |  |  | 0.6 | 33.08 |  |  |  |  | 0.6 | 33.08
1995-02-17 | 11:00 | 4.4 | 39.92 | WEEKDAY | #N/A | 1988-02-17 | 11:00 | 5 | 41 |  |  | 2004-02-17 | 11:00 | -3 | 26.6 |  |  | 1995-02-17 | 11:00 | 6.1 | 42.98 | [5 empty] | -2.2 | 28.04 |  |  |  | -2.8 | 26.96 |  |  |  |  | -3.9 | 24.98 |  |  |  |  | -1.1 | 30.02 | [5 empty] | -2.8 | 26.96 |  |  |  | 3.9 | 39.02 |  |  |  |  | 2.2 | 35.96 |  |  |  |  | 1.7 | 35.06
1995-02-17 | 12:00 | 5.6 | 42.08 | WEEKDAY | #N/A | 1988-02-17 | 12:00 | 6.7 | 44.06 |  |  | 2004-02-17 | 12:00 | -3 | 26.6 |  |  | 1995-02-17 | 12:00 | 7.2 | 44.96 | [5 empty] | -1.1 | 30.02 |  |  |  | -2.3 | 27.86 |  |  |  |  | -2.8 | 26.96 |  |  |  |  | 0 | 32 | [5 empty] | -2.2 | 28.04 |  |  |  | 4.4 | 39.92 |  |  |  |  | 3.3 | 37.94 |  |  |  |  | 2.2 | 35.96
1995-02-17 | 13:00 | 7.2 | 44.96 | WEEKDAY | #N/A | 1988-02-17 | 13:00 | 7.8 | 46.04 |  |  | 2004-02-17 | 13:00 | -2 | 28.4 |  |  | 1995-02-17 | 13:00 | 6.7 | 44.06 | [5 empty] | -1.1 | 30.02 |  |  |  | -2.3 | 27.86 |  |  |  |  | -2.8 | 26.96 |  |  |  |  | 0.6 | 33.08 | [5 empty] | -1.1 | 30.02 |  |  |  | 3.9 | 39.02 |  |  |  |  | 4.4 | 39.92 |  |  |  |  | 2.8 | 37.04
1995-02-17 | 14:00 | 7.8 | 46.04 | WEEKDAY | #N/A | 1988-02-17 | 14:00 | 8.9 | 48.02 |  |  | 2004-02-17 | 14:00 | -2 | 28.4 |  |  | 1995-02-17 | 14:00 | 6.7 | 44.06 | [5 empty] | -0.6 | 30.92 |  |  |  | -1.2 | 29.84 |  |  |  |  | -1.7 | 28.94 |  |  |  |  | 1.1 | 33.98 | [5 empty] | -1.1 | 30.02 |  |  |  | 2.8 | 37.04 |  |  |  |  | 4.4 | 39.92 |  |  |  |  | 2.2 | 35.96
1995-02-17 | 15:00 | 7.8 | 46.04 | WEEKDAY | #N/A | 1988-02-17 | 15:00 | 8.9 | 48.02 |  |  | 2004-02-17 | 15:00 | -1 | 30.2 |  |  | 1995-02-17 | 15:00 | 6.1 | 42.98 | [5 empty] | -0.6 | 30.92 |  |  |  | -1.2 | 29.84 |  |  |  |  | -1.1 | 30.02 |  |  |  |  | 2.2 | 35.96 | [5 empty] | -1.1 | 30.02 |  |  |  | 3.3 | 37.94 |  |  |  |  | 3.3 | 37.94 |  |  |  |  | 2.8 | 37.04
1995-02-17 | 16:00 | 7.2 | 44.96 | WEEKDAY | #N/A | 1988-02-17 | 16:00 | 9.4 | 48.92 |  |  | 2004-02-17 | 16:00 | -2 | 28.4 |  |  | 1995-02-17 | 16:00 | 6.1 | 42.98 | [5 empty] | -0.6 | 30.92 |  |  |  | -1.2 | 29.84 |  |  |  |  | -1.1 | 30.02 |  |  |  |  | 2.8 | 37.04 | [5 empty] | -1.1 | 30.02 |  |  |  | 2.2 | 35.96 |  |  |  |  | 2.8 | 37.04 |  |  |  |  | 2.8 | 37.04
1995-02-17 | 17:00 | 7.2 | 44.96 | WEEKDAY | #N/A | 1988-02-17 | 17:00 | 6.7 | 44.06 |  |  | 2004-02-17 | 17:00 | -2 | 28.4 |  |  | 1995-02-17 | 17:00 | 5.6 | 42.08 | [5 empty] | -1.7 | 28.94 |  |  |  | -0.6 | 30.92 |  |  |  |  | -1.7 | 28.94 |  |  |  |  | 3.3 | 37.94 | [5 empty] | -1.1 | 30.02 |  |  |  | 1.1 | 33.98 |  |  |  |  | 2.8 | 37.04 |  |  |  |  | 1.7 | 35.06
1995-02-17 | 18:00 | 6.1 | 42.98 | WEEKDAY | #N/A | 1988-02-17 | 18:00 | 5.6 | 42.08 |  |  | 2004-02-17 | 18:00 | -2 | 28.4 |  |  | 1995-02-17 | 18:00 | 3.9 | 39.02 | [5 empty] | -2.8 | 26.96 |  |  |  | -2.8 | 26.96 |  |  |  |  | -1.7 | 28.94 |  |  |  |  | 1.7 | 35.06 | [5 empty] | -2.2 | 28.04 |  |  |  | 0.6 | 33.08 |  |  |  |  | 2.2 | 35.96 |  |  |  |  | 1.1 | 33.98
1995-02-17 | 19:00 | 6.1 | 42.98 | WEEKDAY | #N/A | 1988-02-17 | 19:00 | 5 | 41 |  |  | 2004-02-17 | 19:00 | -2 | 28.4 |  |  | 1995-02-17 | 19:00 | 2.2 | 35.96 | [5 empty] | -3.9 | 24.98 |  |  |  | -2.8 | 26.96 |  |  |  |  | -2.8 | 26.96 |  |  |  |  | 1.1 | 33.98 | [5 empty] | -2.2 | 28.04 |  |  |  | 0.6 | 33.08 |  |  |  |  | 1.7 | 35.06 |  |  |  |  | 1.1 | 33.98
1995-02-17 | 20:00 | 6.1 | 42.98 | WEEKDAY | #N/A | 1988-02-17 | 20:00 | 5.6 | 42.08 |  |  | 2004-02-17 | 20:00 | -3 | 26.6 |  |  | 1995-02-17 | 20:00 | 1.1 | 33.98 | [5 empty] | -5 | 23 |  |  |  | -3.9 | 24.98 |  |  |  |  | -3.3 | 26.06 |  |  |  |  | 0 | 32 | [5 empty] | -2.2 | 28.04 |  |  |  | 0 | 32 |  |  |  |  | 0.6 | 33.08 |  |  |  |  | 1.1 | 33.98
1995-02-17 | 21:00 | 5 | 41 | WEEKDAY | #N/A | 1988-02-17 | 21:00 | 5 | 41 |  |  | 2004-02-17 | 21:00 | -3 | 26.6 |  |  | 1995-02-17 | 21:00 | 1.1 | 33.98 | [5 empty] | -6.1 | 21.02 |  |  |  | -3.4 | 25.88 |  |  |  |  | -3.3 | 26.06 |  |  |  |  | 0 | 32 | [5 empty] | -2.2 | 28.04 |  |  |  | 0.6 | 33.08 |  |  |  |  | 0.6 | 33.08 |  |  |  |  | 1.1 | 33.98
1995-02-17 | 22:00 | 3.3 | 37.94 | WEEKDAY | #N/A | 1988-02-17 | 22:00 | 5 | 41 |  |  | 2004-02-17 | 22:00 | -3 | 26.6 |  |  | 1995-02-17 | 22:00 | 2.2 | 35.96 | [5 empty] | -6.7 | 19.94 |  |  |  | -3.9 | 24.98 |  |  |  |  | -3.9 | 24.98 |  |  |  |  | -0.6 | 30.92 | [5 empty] | -2.2 | 28.04 |  |  |  | 0.6 | 33.08 |  |  |  |  | 0 | 32 |  |  |  |  | 1.7 | 35.06
1995-02-17 | 23:00 | 2.8 | 37.04 | WEEKDAY | #N/A | 1988-02-17 | 23:00 | 5 | 41 |  |  | 2004-02-17 | 23:00 | -3 | 26.6 |  |  | 1995-02-17 | 23:00 | 1.1 | 33.98 | [5 empty] | -6.7 | 19.94 |  |  |  | -5 | 23 |  |  |  |  | -4.4 | 24.08 |  |  |  |  | -1.7 | 28.94 | [5 empty] | -2.2 | 28.04 |  |  |  | 0 | 32 |  |  |  |  | 0 | 32 |  |  |  |  | 1.7 | 35.06
1995-02-17 | 24:00 | 3.9 | 39.02 | WEEKDAY | #N/A | 1988-02-17 | 24:00 | 3.9 | 39.02 |  |  | 2004-02-17 | 24:00 | -3 | 26.6 |  |  | 1995-02-17 | 24:00 | 1.7 | 35.06 | [5 empty] | -7.2 | 19.04 |  |  |  | -4.5 | 23.9 |  |  |  |  | -4.4 | 24.08 |  |  |  |  | -1.1 | 30.02 | [5 empty] | -2.8 | 26.96 |  |  |  | 0 | 32 |  |  |  |  | 0 | 32 |  |  |  |  | 1.7 | 35.06
1995-02-18 | 1:00 | 3.9 | 39.02 | SATURDAY | #N/A | 1988-02-18 | 1:00 | 4.4 | 39.92 |  |  | 2004-02-18 | 1:00 | -3 | 26.6 |  |  | 1995-02-18 | 1:00 | 0.6 | 33.08 | [5 empty] | -6.1 | 21.02 |  |  |  | -5.6 | 21.92 |  |  |  |  | -4.4 | 24.08 |  |  |  |  | -1.7 | 28.94 | [5 empty] | -2.8 | 26.96 |  |  |  | -0.6 | 30.92 |  |  |  |  | -0.6 | 30.92 |  |  |  |  | 1.1 | 33.98
1995-02-18 | 2:00 | 2.2 | 35.96 | SATURDAY | #N/A | 1988-02-18 | 2:00 | 3.9 | 39.02 |  |  | 2004-02-18 | 2:00 | -3 | 26.6 |  |  | 1995-02-18 | 2:00 | 1.1 | 33.98 | [5 empty] | -5.6 | 21.92 |  |  |  | -5.6 | 21.92 |  |  |  |  | -4.4 | 24.08 |  |  |  |  | -1.1 | 30.02 | [5 empty] | -3.3 | 26.06 |  |  |  | -1.1 | 30.02 |  |  |  |  | -1.7 | 28.94 |  |  |  |  | 1.1 | 33.98
1995-02-18 | 3:00 | 2.8 | 37.04 | SATURDAY | #N/A | 1988-02-18 | 3:00 | 3.9 | 39.02 |  |  | 2004-02-18 | 3:00 | -3 | 26.6 |  |  | 1995-02-18 | 3:00 | 1.1 | 33.98 | [5 empty] | -3.9 | 24.98 |  |  |  | -5 | 23 |  |  |  |  | -4.4 | 24.08 |  |  |  |  | -0.6 | 30.92 | [5 empty] | -2.8 | 26.96 |  |  |  | -1.7 | 28.94 |  |  |  |  | -2.8 | 26.96 |  |  |  |  | 0.6 | 33.08
1995-02-18 | 4:00 | 1.7 | 35.06 | SATURDAY | #N/A | 1988-02-18 | 4:00 | 2.8 | 37.04 |  |  | 2004-02-18 | 4:00 | -3 | 26.6 |  |  | 1995-02-18 | 4:00 | -0.6 | 30.92 | [5 empty] | -3.9 | 24.98 |  |  |  | -5.6 | 21.92 |  |  |  |  | -4.4 | 24.08 |  |  |  |  | 0 | 32 | [5 empty] | -3.3 | 26.06 |  |  |  | -1.7 | 28.94 |  |  |  |  | -3.3 | 26.06 |  |  |  |  | -0.6 | 30.92
1995-02-18 | 5:00 | 0.6 | 33.08 | SATURDAY | #N/A | 1988-02-18 | 5:00 | 3.9 | 39.02 |  |  | 2004-02-18 | 5:00 | -3 | 26.6 |  |  | 1995-02-18 | 5:00 | 0.6 | 33.08 | [5 empty] | -3.3 | 26.06 |  |  |  | -6.2 | 20.84 |  |  |  |  | -4.4 | 24.08 |  |  |  |  | 1.1 | 33.98 | [5 empty] | -3.9 | 24.98 |  |  |  | -1.7 | 28.94 |  |  |  |  | -4.4 | 24.08 |  |  |  |  | -1.1 | 30.02
1995-02-18 | 6:00 | 0 | 32 | SATURDAY | #N/A | 1988-02-18 | 6:00 | 3.9 | 39.02 |  |  | 2004-02-18 | 6:00 | -3 | 26.6 |  |  | 1995-02-18 | 6:00 | 1.1 | 33.98 | [5 empty] | -2.8 | 26.96 |  |  |  | -6.7 | 19.94 |  |  |  |  | -4.4 | 24.08 |  |  |  |  | 1.1 | 33.98 | [5 empty] | -4.4 | 24.08 |  |  |  | -1.7 | 28.94 |  |  |  |  | -5.6 | 21.92 |  |  |  |  | -1.1 | 30.02
1995-02-18 | 7:00 | 0.6 | 33.08 | SATURDAY | #N/A | 1988-02-18 | 7:00 | 4.4 | 39.92 |  |  | 2004-02-18 | 7:00 | -3 | 26.6 |  |  | 1995-02-18 | 7:00 | -0.6 | 30.92 | [5 empty] | -2.2 | 28.04 |  |  |  | -7.3 | 18.86 |  |  |  |  | -5 | 23 |  |  |  |  | 0.6 | 33.08 | [5 empty] | -5 | 23 |  |  |  | -1.7 | 28.94 |  |  |  |  | -5.6 | 21.92 |  |  |  |  | -1.1 | 30.02
1995-02-18 | 8:00 | 2.2 | 35.96 | SATURDAY | #N/A | 1988-02-18 | 8:00 | 5 | 41 |  |  | 2004-02-18 | 8:00 | -3 | 26.6 |  |  | 1995-02-18 | 8:00 | 1.1 | 33.98 | [5 empty] | -1.7 | 28.94 |  |  |  | -5.6 | 21.92 |  |  |  |  | -5 | 23 |  |  |  |  | 0.6 | 33.08 | [5 empty] | -5.6 | 21.92 |  |  |  | -1.7 | 28.94 |  |  |  |  | -5 | 23 |  |  |  |  | -1.7 | 28.94
1995-02-18 | 9:00 | 3.3 | 37.94 | SATURDAY | #N/A | 1988-02-18 | 9:00 | 5.6 | 42.08 |  |  | 2004-02-18 | 9:00 | -2 | 28.4 |  |  | 1995-02-18 | 9:00 | 5 | 41 | [5 empty] | -0.6 | 30.92 |  |  |  | -4.5 | 23.9 |  |  |  |  | -4.4 | 24.08 |  |  |  |  | 1.1 | 33.98 | [5 empty] | -3.9 | 24.98 |  |  |  | -1.1 | 30.02 |  |  |  |  | -2.2 | 28.04 |  |  |  |  | -0.6 | 30.92
1995-02-18 | 10:00 | 5.6 | 42.08 | SATURDAY | #N/A | 1988-02-18 | 10:00 | 6.1 | 42.98 |  |  | 2004-02-18 | 10:00 | 0 | 32 |  |  | 1995-02-18 | 10:00 | 6.1 | 42.98 | [5 empty] | 0 | 32 |  |  |  | -2.8 | 26.96 |  |  |  |  | -3.3 | 26.06 |  |  |  |  | 1.7 | 35.06 | [5 empty] | -2.2 | 28.04 |  |  |  | -0.6 | 30.92 |  |  |  |  | 0.6 | 33.08 |  |  |  |  | 0 | 32
1995-02-18 | 11:00 | 6.1 | 42.98 | SATURDAY | #N/A | 1988-02-18 | 11:00 | 7.2 | 44.96 |  |  | 2004-02-18 | 11:00 | 1 | 33.8 |  |  | 1995-02-18 | 11:00 | 6.7 | 44.06 | [5 empty] | -1.1 | 30.02 |  |  |  | -2.3 | 27.86 |  |  |  |  | -2.8 | 26.96 |  |  |  |  | 2.2 | 35.96 | [5 empty] | -1.1 | 30.02 |  |  |  | 0 | 32 |  |  |  |  | 2.2 | 35.96 |  |  |  |  | 1.1 | 33.98
1995-02-18 | 12:00 | 6.7 | 44.06 | SATURDAY | #N/A | 1988-02-18 | 12:00 | 8.3 | 46.94 |  |  | 2004-02-18 | 12:00 | 2 | 35.6 |  |  | 1995-02-18 | 12:00 | 7.8 | 46.04 | [5 empty] | -1.7 | 28.94 |  |  |  | -2.3 | 27.86 |  |  |  |  | -1.7 | 28.94 |  |  |  |  | 3.3 | 37.94 | [5 empty] | 0.6 | 33.08 |  |  |  | 1.1 | 33.98 |  |  |  |  | 2.8 | 37.04 |  |  |  |  | 2.2 | 35.96
1995-02-18 | 13:00 | 7.8 | 46.04 | SATURDAY | #N/A | 1988-02-18 | 13:00 | 8.9 | 48.02 |  |  | 2004-02-18 | 13:00 | 3 | 37.4 |  |  | 1995-02-18 | 13:00 | 6.7 | 44.06 | [5 empty] | -0.6 | 30.92 |  |  |  | -2.3 | 27.86 |  |  |  |  | 0 | 32 |  |  |  |  | 3.3 | 37.94 | [5 empty] | 1.1 | 33.98 |  |  |  | 1.7 | 35.06 |  |  |  |  | 3.9 | 39.02 |  |  |  |  | 2.2 | 35.96
1995-02-18 | 14:00 | 9.4 | 48.92 | SATURDAY | #N/A | 1988-02-18 | 14:00 | 9.4 | 48.92 |  |  | 2004-02-18 | 14:00 | 4 | 39.2 |  |  | 1995-02-18 | 14:00 | 7.2 | 44.96 | [5 empty] | 0.6 | 33.08 |  |  |  | -2.8 | 26.96 |  |  |  |  | 0.6 | 33.08 |  |  |  |  | 4.4 | 39.92 | [5 empty] | 1.7 | 35.06 |  |  |  | 2.8 | 37.04 |  |  |  |  | 4.4 | 39.92 |  |  |  |  | 2.2 | 35.96
1995-02-18 | 15:00 | 10 | 50 | SATURDAY | #N/A | 1988-02-18 | 15:00 | 9.4 | 48.92 |  |  | 2004-02-18 | 15:00 | 4 | 39.2 |  |  | 1995-02-18 | 15:00 | 6.7 | 44.06 | [5 empty] | 1.1 | 33.98 |  |  |  | -2.8 | 26.96 |  |  |  |  | 1.1 | 33.98 |  |  |  |  | 4.4 | 39.92 | [5 empty] | 1.7 | 35.06 |  |  |  | 2.8 | 37.04 |  |  |  |  | 5 | 41 |  |  |  |  | 2.8 | 37.04
1995-02-18 | 16:00 | 9.4 | 48.92 | SATURDAY | #N/A | 1988-02-18 | 16:00 | 8.9 | 48.02 |  |  | 2004-02-18 | 16:00 | 4 | 39.2 |  |  | 1995-02-18 | 16:00 | 6.7 | 44.06 | [5 empty] | 1.1 | 33.98 |  |  |  | -3.4 | 25.88 |  |  |  |  | 2.2 | 35.96 |  |  |  |  | 4.4 | 39.92 | [5 empty] | 1.7 | 35.06 |  |  |  | 2.2 | 35.96 |  |  |  |  | 5 | 41 |  |  |  |  | 2.8 | 37.04
1995-02-18 | 17:00 | 8.3 | 46.94 | SATURDAY | #N/A | 1988-02-18 | 17:00 | 8.9 | 48.02 |  |  | 2004-02-18 | 17:00 | 3 | 37.4 |  |  | 1995-02-18 | 17:00 | 5.6 | 42.08 | [5 empty] | 1.7 | 35.06 |  |  |  | -4.5 | 23.9 |  |  |  |  | 0.6 | 33.08 |  |  |  |  | 5 | 41 | [5 empty] | 1.1 | 33.98 |  |  |  | 1.1 | 33.98 |  |  |  |  | 4.4 | 39.92 |  |  |  |  | 2.2 | 35.96
1995-02-18 | 18:00 | 6.7 | 44.06 | SATURDAY | #N/A | 1988-02-18 | 18:00 | 7.2 | 44.96 |  |  | 2004-02-18 | 18:00 | 1.8 | 35.24 |  |  | 1995-02-18 | 18:00 | 3.9 | 39.02 | [5 empty] | 1.7 | 35.06 |  |  |  | -5.6 | 21.92 |  |  |  |  | 0 | 32 |  |  |  |  | 2.2 | 35.96 | [5 empty] | 0 | 32 |  |  |  | -0.6 | 30.92 |  |  |  |  | 2.2 | 35.96 |  |  |  |  | 1.1 | 33.98
1995-02-18 | 19:00 | 5 | 41 | SATURDAY | #N/A | 1988-02-18 | 19:00 | 6.7 | 44.06 |  |  | 2004-02-18 | 19:00 | 0.8 | 33.44 |  |  | 1995-02-18 | 19:00 | 2.8 | 37.04 | [5 empty] | 1.7 | 35.06 |  |  |  | -6.2 | 20.84 |  |  |  |  | -0.6 | 30.92 |  |  |  |  | 1.1 | 33.98 | [5 empty] | -0.6 | 30.92 |  |  |  | -1.1 | 30.02 |  |  |  |  | 1.1 | 33.98 |  |  |  |  | 0 | 32
1995-02-18 | 20:00 | 5 | 41 | SATURDAY | #N/A | 1988-02-18 | 20:00 | 5.6 | 42.08 |  |  | 2004-02-18 | 20:00 | -0.2 | 31.64 |  |  | 1995-02-18 | 20:00 | 2.2 | 35.96 | [5 empty] | 1.1 | 33.98 |  |  |  | -6.7 | 19.94 |  |  |  |  | -0.6 | 30.92 |  |  |  |  | 1.1 | 33.98 | [5 empty] | -0.6 | 30.92 |  |  |  | -0.6 | 30.92 |  |  |  |  | -1.1 | 30.02 |  |  |  |  | -0.6 | 30.92
1995-02-18 | 21:00 | 5 | 41 | SATURDAY | #N/A | 1988-02-18 | 21:00 | 5 | 41 |  |  | 2004-02-18 | 21:00 | -1 | 30.2 |  |  | 1995-02-18 | 21:00 | 1.7 | 35.06 | [5 empty] | 0.6 | 33.08 |  |  |  | -8.4 | 16.88 |  |  |  |  | -1.1 | 30.02 |  |  |  |  | 0 | 32 | [5 empty] | 0 | 32 |  |  |  | -1.1 | 30.02 |  |  |  |  | -2.8 | 26.96 |  |  |  |  | -1.1 | 30.02
1995-02-18 | 22:00 | 3.9 | 39.02 | SATURDAY | #N/A | 1988-02-18 | 22:00 | 4.4 | 39.92 |  |  | 2004-02-18 | 22:00 | -2 | 28.4 |  |  | 1995-02-18 | 22:00 | 1.1 | 33.98 | [5 empty] | 0.6 | 33.08 |  |  |  | -11.7 | 10.94 |  |  |  |  | -1.1 | 30.02 |  |  |  |  | -1.7 | 28.94 | [5 empty] | 1.7 | 35.06 |  |  |  | -1.7 | 28.94 |  |  |  |  | -3.9 | 24.98 |  |  |  |  | -1.1 | 30.02
1995-02-18 | 23:00 | 2.8 | 37.04 | SATURDAY | #N/A | 1988-02-18 | 23:00 | 3.9 | 39.02 |  |  | 2004-02-18 | 23:00 | -2 | 28.4 |  |  | 1995-02-18 | 23:00 | 0.6 | 33.08 | [5 empty] | -1.1 | 30.02 |  |  |  | -13.9 | 6.98 |  |  |  |  | -1.1 | 30.02 |  |  |  |  | -3.9 | 24.98 | [5 empty] | 1.1 | 33.98 |  |  |  | -1.1 | 30.02 |  |  |  |  | -4.4 | 24.08 |  |  |  |  | -1.1 | 30.02
1995-02-18 | 24:00 | 2.8 | 37.04 | SATURDAY | #N/A | 1988-02-18 | 24:00 | 1.7 | 35.06 |  |  | 2004-02-18 | 24:00 | -2 | 28.4 |  |  | 1995-02-18 | 24:00 | 0 | 32 | [5 empty] | -1.1 | 30.02 |  |  |  | -15.6 | 3.92 |  |  |  |  | -1.7 | 28.94 |  |  |  |  | -5.6 | 21.92 | [5 empty] | 0.6 | 33.08 |  |  |  | -2.8 | 26.96 |  |  |  |  | -5 | 23 |  |  |  |  | -1.7 | 28.94
1995-02-19 | 1:00 | 1.7 | 35.06 | SUNDAY | #N/A | 1988-02-19 | 1:00 | 1.1 | 33.98 |  |  | 2004-02-19 | 1:00 | -3 | 26.6 |  |  | 1995-02-19 | 1:00 | -0.6 | 30.92 | [5 empty] | -1.7 | 28.94 |  |  |  | -15 | 5 |  |  |  |  | -2.2 | 28.04 |  |  |  |  | -6.1 | 21.02 | [5 empty] | 0.6 | 33.08 |  |  |  | -2.2 | 28.04 |  |  |  |  | -5 | 23 |  |  |  |  | -2.2 | 28.04
1995-02-19 | 2:00 | 1.1 | 33.98 | SUNDAY | #N/A | 1988-02-19 | 2:00 | 0.6 | 33.08 |  |  | 2004-02-19 | 2:00 | -4 | 24.8 |  |  | 1995-02-19 | 2:00 | -0.6 | 30.92 | [5 empty] | -1.7 | 28.94 |  |  |  | -15 | 5 |  |  |  |  | -2.2 | 28.04 |  |  |  |  | -7.2 | 19.04 | [5 empty] | 0.6 | 33.08 |  |  |  | -3.9 | 24.98 |  |  |  |  | -4.4 | 24.08 |  |  |  |  | -6.1 | 21.02
1995-02-19 | 3:00 | 0 | 32 | SUNDAY | #N/A | 1988-02-19 | 3:00 | 0 | 32 |  |  | 2004-02-19 | 3:00 | -4 | 24.8 |  |  | 1995-02-19 | 3:00 | -1.7 | 28.94 | [5 empty] | -1.7 | 28.94 |  |  |  | -15 | 5 |  |  |  |  | -2.8 | 26.96 |  |  |  |  | -8.9 | 15.98 | [5 empty] | 0.6 | 33.08 |  |  |  | -3.9 | 24.98 |  |  |  |  | -5.6 | 21.92 |  |  |  |  | -8.3 | 17.06
1995-02-19 | 4:00 | 0 | 32 | SUNDAY | #N/A | 1988-02-19 | 4:00 | 0 | 32 |  |  | 2004-02-19 | 4:00 | -4 | 24.8 |  |  | 1995-02-19 | 4:00 | -1.7 | 28.94 | [5 empty] | -1.1 | 30.02 |  |  |  | -15.6 | 3.92 |  |  |  |  | -3.3 | 26.06 |  |  |  |  | -8.9 | 15.98 | [5 empty] | -0.6 | 30.92 |  |  |  | -2.8 | 26.96 |  |  |  |  | -4.4 | 24.08 |  |  |  |  | -2.2 | 28.04
1995-02-19 | 5:00 | -0.6 | 30.92 | SUNDAY | #N/A | 1988-02-19 | 5:00 | 0 | 32 |  |  | 2004-02-19 | 5:00 | -4 | 24.8 |  |  | 1995-02-19 | 5:00 | -1.7 | 28.94 | [5 empty] | -1.7 | 28.94 |  |  |  | -17.3 | 0.86 |  |  |  |  | -3.3 | 26.06 |  |  |  |  | -8.9 | 15.98 | [5 empty] | -1.1 | 30.02 |  |  |  | -2.8 | 26.96 |  |  |  |  | -5.6 | 21.92 |  |  |  |  | -3.3 | 26.06
1995-02-19 | 6:00 | 0 | 32 | SUNDAY | #N/A | 1988-02-19 | 6:00 | 0 | 32 |  |  | 2004-02-19 | 6:00 | -4 | 24.8 |  |  | 1995-02-19 | 6:00 | -1.7 | 28.94 | [5 empty] | -1.7 | 28.94 |  |  |  | -15 | 5 |  |  |  |  | -2.8 | 26.96 |  |  |  |  | -8.9 | 15.98 | [5 empty] | -0.6 | 30.92 |  |  |  | -1.7 | 28.94 |  |  |  |  | -6.7 | 19.94 |  |  |  |  | -3.9 | 24.98
1995-02-19 | 7:00 | -0.6 | 30.92 | SUNDAY | #N/A | 1988-02-19 | 7:00 | 0 | 32 |  |  | 2004-02-19 | 7:00 | -3 | 26.6 |  |  | 1995-02-19 | 7:00 | -2.2 | 28.04 | [5 empty] | -1.1 | 30.02 |  |  |  | -18.4 | -1.12 |  |  |  |  | -2.8 | 26.96 |  |  |  |  | -10 | 14 | [5 empty] | 0 | 32 |  |  |  | -2.2 | 28.04 |  |  |  |  | -6.1 | 21.02 |  |  |  |  | -8.3 | 17.06
1995-02-19 | 8:00 | 0.6 | 33.08 | SUNDAY | #N/A | 1988-02-19 | 8:00 | 0.6 | 33.08 |  |  | 2004-02-19 | 8:00 | -2 | 28.4 |  |  | 1995-02-19 | 8:00 | 0 | 32 | [5 empty] | -0.6 | 30.92 |  |  |  | -16.7 | 1.94 |  |  |  |  | -2.2 | 28.04 |  |  |  |  | -7.8 | 17.96 | [5 empty] | -0.6 | 30.92 |  |  |  | -1.1 | 30.02 |  |  |  |  | -5.6 | 21.92 |  |  |  |  | -5 | 23
1995-02-19 | 9:00 | 2.2 | 35.96 | SUNDAY | #N/A | 1988-02-19 | 9:00 | 1.7 | 35.06 |  |  | 2004-02-19 | 9:00 | -1 | 30.2 |  |  | 1995-02-19 | 9:00 | 3.9 | 39.02 | [5 empty] | -1.1 | 30.02 |  |  |  | -12.8 | 8.96 |  |  |  |  | -1.7 | 28.94 |  |  |  |  | -5 | 23 | [5 empty] | 0 | 32 |  |  |  | 1.7 | 35.06 |  |  |  |  | -0.6 | 30.92 |  |  |  |  | -1.7 | 28.94
1995-02-19 | 10:00 | 4.4 | 39.92 | SUNDAY | #N/A | 1988-02-19 | 10:00 | 1.7 | 35.06 |  |  | 2004-02-19 | 10:00 | 1 | 33.8 |  |  | 1995-02-19 | 10:00 | 6.7 | 44.06 | [5 empty] | -1.7 | 28.94 |  |  |  | -6.7 | 19.94 |  |  |  |  | -1.1 | 30.02 |  |  |  |  | -1.1 | 30.02 | [5 empty] | 0 | 32 |  |  |  | 3.9 | 39.02 |  |  |  |  | 3.3 | 37.94 |  |  |  |  | 1.7 | 35.06
1995-02-19 | 11:00 | 6.1 | 42.98 | SUNDAY | #N/A | 1988-02-19 | 11:00 | 2.8 | 37.04 |  |  | 2004-02-19 | 11:00 | 2 | 35.6 |  |  | 1995-02-19 | 11:00 | 8.3 | 46.94 | [5 empty] | -1.1 | 30.02 |  |  |  | -4.4 | 24.08 |  |  |  |  | -1.1 | 30.02 |  |  |  |  | 1.1 | 33.98 | [5 empty] | 0.6 | 33.08 |  |  |  | 4.4 | 39.92 |  |  |  |  | 6.1 | 42.98 |  |  |  |  | 6.7 | 44.06
1995-02-19 | 12:00 | 8.9 | 48.02 | SUNDAY | #N/A | 1988-02-19 | 12:00 | 2.8 | 37.04 |  |  | 2004-02-19 | 12:00 | 3 | 37.4 |  |  | 1995-02-19 | 12:00 | 7.8 | 46.04 | [5 empty] | -1.7 | 28.94 |  |  |  | -2.3 | 27.86 |  |  |  |  | -0.6 | 30.92 |  |  |  |  | 3.3 | 37.94 | [5 empty] | 1.7 | 35.06 |  |  |  | 5.6 | 42.08 |  |  |  |  | 6.1 | 42.98 |  |  |  |  | 7.8 | 46.04
1995-02-19 | 13:00 | 10.6 | 51.08 | SUNDAY | #N/A | 1988-02-19 | 13:00 | 3.3 | 37.94 |  |  | 2004-02-19 | 13:00 | 4 | 39.2 |  |  | 1995-02-19 | 13:00 | 8.3 | 46.94 | [5 empty] | -1.7 | 28.94 |  |  |  | -1.2 | 29.84 |  |  |  |  | -0.6 | 30.92 |  |  |  |  | 4.4 | 39.92 | [5 empty] | 1.7 | 35.06 |  |  |  | 5 | 41 |  |  |  |  | 4.4 | 39.92 |  |  |  |  | 8.3 | 46.94
1995-02-19 | 14:00 | 11.7 | 53.06 | SUNDAY | #N/A | 1988-02-19 | 14:00 | 3.9 | 39.02 |  |  | 2004-02-19 | 14:00 | 4 | 39.2 |  |  | 1995-02-19 | 14:00 | 8.3 | 46.94 | [5 empty] | -1.1 | 30.02 |  |  |  | -0.6 | 30.92 |  |  |  |  | -0.6 | 30.92 |  |  |  |  | 4.4 | 39.92 | [5 empty] | 1.7 | 35.06 |  |  |  | 3.3 | 37.94 |  |  |  |  | 2.8 | 37.04 |  |  |  |  | 9.4 | 48.92
1995-02-19 | 15:00 | 12.2 | 53.96 | SUNDAY | #N/A | 1988-02-19 | 15:00 | 6.7 | 44.06 |  |  | 2004-02-19 | 15:00 | 4 | 39.2 |  |  | 1995-02-19 | 15:00 | 9.4 | 48.92 | [5 empty] | -1.1 | 30.02 |  |  |  | 0 | 32 |  |  |  |  | -0.6 | 30.92 |  |  |  |  | 5 | 41 | [5 empty] | 1.1 | 33.98 |  |  |  | 4.4 | 39.92 |  |  |  |  | 2.8 | 37.04 |  |  |  |  | 9.4 | 48.92
1995-02-19 | 16:00 | 11.7 | 53.06 | SUNDAY | #N/A | 1988-02-19 | 16:00 | 6.1 | 42.98 |  |  | 2004-02-19 | 16:00 | 5 | 41 |  |  | 1995-02-19 | 16:00 | 9.4 | 48.92 | [5 empty] | -1.1 | 30.02 |  |  |  | 0 | 32 |  |  |  |  | -0.6 | 30.92 |  |  |  |  | 4.4 | 39.92 | [5 empty] | 1.1 | 33.98 |  |  |  | 3.9 | 39.02 |  |  |  |  | 2.8 | 37.04 |  |  |  |  | 8.3 | 46.94
1995-02-19 | 17:00 | 11.1 | 51.98 | SUNDAY | #N/A | 1988-02-19 | 17:00 | 5 | 41 |  |  | 2004-02-19 | 17:00 | 4 | 39.2 |  |  | 1995-02-19 | 17:00 | 7.8 | 46.04 | [5 empty] | -0.6 | 30.92 |  |  |  | 0.5 | 32.9 |  |  |  |  | -0.6 | 30.92 |  |  |  |  | 3.9 | 39.02 | [5 empty] | 1.1 | 33.98 |  |  |  | 2.2 | 35.96 |  |  |  |  | 1.1 | 33.98 |  |  |  |  | 8.9 | 48.02
1995-02-19 | 18:00 | 10 | 50 | SUNDAY | #N/A | 1988-02-19 | 18:00 | 5 | 41 |  |  | 2004-02-19 | 18:00 | 2 | 35.6 |  |  | 1995-02-19 | 18:00 | 6.1 | 42.98 | [5 empty] | -0.6 | 30.92 |  |  |  | 0 | 32 |  |  |  |  | -0.6 | 30.92 |  |  |  |  | 3.3 | 37.94 | [5 empty] | 1.1 | 33.98 |  |  |  | 2.2 | 35.96 |  |  |  |  | 0.6 | 33.08 |  |  |  |  | 6.1 | 42.98
1995-02-19 | 19:00 | 9.4 | 48.92 | SUNDAY | #N/A | 1988-02-19 | 19:00 | 5 | 41 |  |  | 2004-02-19 | 19:00 | 2 | 35.6 |  |  | 1995-02-19 | 19:00 | 3.3 | 37.94 | [5 empty] | -0.6 | 30.92 |  |  |  | 0.5 | 32.9 |  |  |  |  | 0 | 32 |  |  |  |  | 3.9 | 39.02 | [5 empty] | 1.1 | 33.98 |  |  |  | 2.2 | 35.96 |  |  |  |  | 1.1 | 33.98 |  |  |  |  | 4.4 | 39.92
1995-02-19 | 20:00 | 8.9 | 48.02 | SUNDAY | #N/A | 1988-02-19 | 20:00 | 5.6 | 42.08 |  |  | 2004-02-19 | 20:00 | 2 | 35.6 |  |  | 1995-02-19 | 20:00 | 4.4 | 39.92 | [5 empty] | -0.6 | 30.92 |  |  |  | 0 | 32 |  |  |  |  | -0.6 | 30.92 |  |  |  |  | 3.3 | 37.94 | [5 empty] | 1.1 | 33.98 |  |  |  | 2.8 | 37.04 |  |  |  |  | 0.6 | 33.08 |  |  |  |  | 2.8 | 37.04
1995-02-19 | 21:00 | 8.9 | 48.02 | SUNDAY | #N/A | 1988-02-19 | 21:00 | 5.6 | 42.08 |  |  | 2004-02-19 | 21:00 | 1 | 33.8 |  |  | 1995-02-19 | 21:00 | 3.9 | 39.02 | [5 empty] | -0.6 | 30.92 |  |  |  | 0.5 | 32.9 |  |  |  |  | -0.6 | 30.92 |  |  |  |  | 1.7 | 35.06 | [5 empty] | 1.1 | 33.98 |  |  |  | 3.9 | 39.02 |  |  |  |  | 1.7 | 35.06 |  |  |  |  | 2.2 | 35.96
1995-02-19 | 22:00 | 8.9 | 48.02 | SUNDAY | #N/A | 1988-02-19 | 22:00 | 5 | 41 |  |  | 2004-02-19 | 22:00 | -1 | 30.2 |  |  | 1995-02-19 | 22:00 | 4.4 | 39.92 | [5 empty] | -0.6 | 30.92 |  |  |  | 1.6 | 34.88 |  |  |  |  | -0.6 | 30.92 |  |  |  |  | 1.1 | 33.98 | [5 empty] | 1.1 | 33.98 |  |  |  | 4.4 | 39.92 |  |  |  |  | 3.3 | 37.94 |  |  |  |  | 2.2 | 35.96
1995-02-19 | 23:00 | 8.3 | 46.94 | SUNDAY | #N/A | 1988-02-19 | 23:00 | 6.1 | 42.98 |  |  | 2004-02-19 | 23:00 | -2 | 28.4 |  |  | 1995-02-19 | 23:00 | 5.6 | 42.08 | [5 empty] | 0 | 32 |  |  |  | 1.6 | 34.88 |  |  |  |  | -0.6 | 30.92 |  |  |  |  | 0.6 | 33.08 | [5 empty] | 1.1 | 33.98 |  |  |  | 4.4 | 39.92 |  |  |  |  | 3.9 | 39.02 |  |  |  |  | 1.7 | 35.06
1995-02-19 | 24:00 | 7.2 | 44.96 | SUNDAY | #N/A | 1988-02-19 | 24:00 | 6.7 | 44.06 |  |  | 2004-02-19 | 24:00 | -3 | 26.6 |  |  | 1995-02-19 | 24:00 | 3.9 | 39.02 | [5 empty] | -0.6 | 30.92 |  |  |  | -0.6 | 30.92 |  |  |  |  | -1.1 | 30.02 |  |  |  |  | 0.6 | 33.08 | [5 empty] | 1.1 | 33.98 |  |  |  | 5 | 41 |  |  |  |  | 3.9 | 39.02 |  |  |  |  | 2.2 | 35.96
1995-02-20 | 1:00 | 6.1 | 42.98 | WEEKDAY | #N/A | 1988-02-20 | 1:00 | 8.9 | 48.02 |  |  | 2004-02-20 | 1:00 | -2 | 28.4 |  |  | 1995-02-20 | 1:00 | 3.3 | 37.94 | [5 empty] | 0 | 32 |  |  |  | 0 | 32 |  |  |  |  | -1.7 | 28.94 |  |  |  |  | 1.1 | 33.98 | [5 empty] | 0.6 | 33.08 |  |  |  | 5 | 41 |  |  |  |  | 4.4 | 39.92 |  |  |  |  | 2.2 | 35.96
1995-02-20 | 2:00 | 5.6 | 42.08 | WEEKDAY | #N/A | 1988-02-20 | 2:00 | 8.9 | 48.02 |  |  | 2004-02-20 | 2:00 | -2 | 28.4 |  |  | 1995-02-20 | 2:00 | 2.8 | 37.04 | [5 empty] | 0 | 32 |  |  |  | 0.5 | 32.9 |  |  |  |  | -1.7 | 28.94 |  |  |  |  | 1.1 | 33.98 | [5 empty] | 0 | 32 |  |  |  | 4.4 | 39.92 |  |  |  |  | 4.4 | 39.92 |  |  |  |  | 2.8 | 37.04
1995-02-20 | 3:00 | 4.4 | 39.92 | WEEKDAY | #N/A | 1988-02-20 | 3:00 | 8.3 | 46.94 |  |  | 2004-02-20 | 3:00 | -3 | 26.6 |  |  | 1995-02-20 | 3:00 | 3.3 | 37.94 | [5 empty] | -0.6 | 30.92 |  |  |  | 0.5 | 32.9 |  |  |  |  | -1.7 | 28.94 |  |  |  |  | 1.1 | 33.98 | [5 empty] | 0 | 32 |  |  |  | 2.2 | 35.96 |  |  |  |  | 4.4 | 39.92 |  |  |  |  | 3.3 | 37.94
1995-02-20 | 4:00 | 5 | 41 | WEEKDAY | #N/A | 1988-02-20 | 4:00 | 8.9 | 48.02 |  |  | 2004-02-20 | 4:00 | -3 | 26.6 |  |  | 1995-02-20 | 4:00 | 2.8 | 37.04 | [5 empty] | -0.6 | 30.92 |  |  |  | 1.1 | 33.98 |  |  |  |  | -1.7 | 28.94 |  |  |  |  | 1.7 | 35.06 | [5 empty] | 0 | 32 |  |  |  | 1.1 | 33.98 |  |  |  |  | 3.9 | 39.02 |  |  |  |  | 3.9 | 39.02
1995-02-20 | 5:00 | 3.9 | 39.02 | WEEKDAY | #N/A | 1988-02-20 | 5:00 | 8.3 | 46.94 |  |  | 2004-02-20 | 5:00 | -4 | 24.8 |  |  | 1995-02-20 | 5:00 | 2.2 | 35.96 | [5 empty] | -0.6 | 30.92 |  |  |  | 4.4 | 39.92 |  |  |  |  | -1.7 | 28.94 |  |  |  |  | 1.7 | 35.06 | [5 empty] | 0 | 32 |  |  |  | 0.6 | 33.08 |  |  |  |  | 2.8 | 37.04 |  |  |  |  | 3.3 | 37.94
1995-02-20 | 6:00 | 2.8 | 37.04 | WEEKDAY | #N/A | 1988-02-20 | 6:00 | 7.8 | 46.04 |  |  | 2004-02-20 | 6:00 | -5 | 23 |  |  | 1995-02-20 | 6:00 | 3.3 | 37.94 | [5 empty] | -0.6 | 30.92 |  |  |  | 5 | 41 |  |  |  |  | -1.7 | 28.94 |  |  |  |  | 1.7 | 35.06 | [5 empty] | 0 | 32 |  |  |  | 1.1 | 33.98 |  |  |  |  | 1.7 | 35.06 |  |  |  |  | 3.3 | 37.94
1995-02-20 | 7:00 | 2.8 | 37.04 | WEEKDAY | #N/A | 1988-02-20 | 7:00 | 7.8 | 46.04 |  |  | 2004-02-20 | 7:00 | -3 | 26.6 |  |  | 1995-02-20 | 7:00 | 3.3 | 37.94 | [5 empty] | -0.6 | 30.92 |  |  |  | 5.5 | 41.9 |  |  |  |  | -1.7 | 28.94 |  |  |  |  | 1.7 | 35.06 | [5 empty] | 0.6 | 33.08 |  |  |  | 0.6 | 33.08 |  |  |  |  | 1.1 | 33.98 |  |  |  |  | 5 | 41
1995-02-20 | 8:00 | 4.4 | 39.92 | WEEKDAY | #N/A | 1988-02-20 | 8:00 | 7.2 | 44.96 |  |  | 2004-02-20 | 8:00 | -1 | 30.2 |  |  | 1995-02-20 | 8:00 | 3.9 | 39.02 | [5 empty] | -0.6 | 30.92 |  |  |  | 6.1 | 42.98 |  |  |  |  | -1.7 | 28.94 |  |  |  |  | 2.8 | 37.04 | [5 empty] | 0.6 | 33.08 |  |  |  | 0.6 | 33.08 |  |  |  |  | 1.7 | 35.06 |  |  |  |  | 5 | 41
1995-02-20 | 9:00 | 5.6 | 42.08 | WEEKDAY | #N/A | 1988-02-20 | 9:00 | 7.2 | 44.96 |  |  | 2004-02-20 | 9:00 | 0 | 32 |  |  | 1995-02-20 | 9:00 | 5.6 | 42.08 | [5 empty] | -0.6 | 30.92 |  |  |  | 6.1 | 42.98 |  |  |  |  | -1.1 | 30.02 |  |  |  |  | 2.8 | 37.04 | [5 empty] | 0.6 | 33.08 |  |  |  | 1.1 | 33.98 |  |  |  |  | 1.1 | 33.98 |  |  |  |  | 3.9 | 39.02
1995-02-20 | 10:00 | 6.1 | 42.98 | WEEKDAY | #N/A | 1988-02-20 | 10:00 | 7.8 | 46.04 |  |  | 2004-02-20 | 10:00 | 1 | 33.8 |  |  | 1995-02-20 | 10:00 | 7.2 | 44.96 | [5 empty] | 0 | 32 |  |  |  | 6.1 | 42.98 |  |  |  |  | 0 | 32 |  |  |  |  | 3.3 | 37.94 | [5 empty] | 1.1 | 33.98 |  |  |  | 1.1 | 33.98 |  |  |  |  | 2.2 | 35.96 |  |  |  |  | 3.3 | 37.94
1995-02-20 | 11:00 | 6.7 | 44.06 | WEEKDAY | #N/A | 1988-02-20 | 11:00 | 8.9 | 48.02 |  |  | 2004-02-20 | 11:00 | 2 | 35.6 |  |  | 1995-02-20 | 11:00 | 8.3 | 46.94 | [5 empty] | 1.1 | 33.98 |  |  |  | 6.6 | 43.88 |  |  |  |  | 0 | 32 |  |  |  |  | 3.3 | 37.94 | [5 empty] | 1.1 | 33.98 |  |  |  | 2.2 | 35.96 |  |  |  |  | 3.9 | 39.02 |  |  |  |  | 2.8 | 37.04
1995-02-20 | 12:00 | 6.7 | 44.06 | WEEKDAY | #N/A | 1988-02-20 | 12:00 | 9.4 | 48.92 |  |  | 2004-02-20 | 12:00 | 2 | 35.6 |  |  | 1995-02-20 | 12:00 | 10 | 50 | [5 empty] | 1.1 | 33.98 |  |  |  | 7.7 | 45.86 |  |  |  |  | 0.6 | 33.08 |  |  |  |  | 3.9 | 39.02 | [5 empty] | 1.1 | 33.98 |  |  |  | 1.7 | 35.06 |  |  |  |  | 3.9 | 39.02 |  |  |  |  | 2.8 | 37.04
1995-02-20 | 13:00 | 7.2 | 44.96 | WEEKDAY | #N/A | 1988-02-20 | 13:00 | 9.4 | 48.92 |  |  | 2004-02-20 | 13:00 | 2 | 35.6 |  |  | 1995-02-20 | 13:00 | 9.4 | 48.92 | [5 empty] | 2.2 | 35.96 |  |  |  | 7.7 | 45.86 |  |  |  |  | 1.1 | 33.98 |  |  |  |  | 3.9 | 39.02 | [5 empty] | 2.2 | 35.96 |  |  |  | 3.3 | 37.94 |  |  |  |  | 3.9 | 39.02 |  |  |  |  | 3.3 | 37.94
1995-02-20 | 14:00 | 6.7 | 44.06 | WEEKDAY | #N/A | 1988-02-20 | 14:00 | 9.4 | 48.92 |  |  | 2004-02-20 | 14:00 | 3 | 37.4 |  |  | 1995-02-20 | 14:00 | 8.9 | 48.02 | [5 empty] | 2.8 | 37.04 |  |  |  | 8.8 | 47.84 |  |  |  |  | 1.7 | 35.06 |  |  |  |  | 3.3 | 37.94 | [5 empty] | 2.8 | 37.04 |  |  |  | 4.4 | 39.92 |  |  |  |  | 4.4 | 39.92 |  |  |  |  | 4.4 | 39.92
1995-02-20 | 15:00 | 6.7 | 44.06 | WEEKDAY | #N/A | 1988-02-20 | 15:00 | 9.4 | 48.92 |  |  | 2004-02-20 | 15:00 | 3 | 37.4 |  |  | 1995-02-20 | 15:00 | 8.3 | 46.94 | [5 empty] | 3.3 | 37.94 |  |  |  | 8.8 | 47.84 |  |  |  |  | 1.1 | 33.98 |  |  |  |  | 6.7 | 44.06 | [5 empty] | 3.9 | 39.02 |  |  |  | 2.2 | 35.96 |  |  |  |  | 6.1 | 42.98 |  |  |  |  | 3.9 | 39.02
1995-02-20 | 16:00 | 7.2 | 44.96 | WEEKDAY | #N/A | 1988-02-20 | 16:00 | 9.4 | 48.92 |  |  | 2004-02-20 | 16:00 | 2 | 35.6 |  |  | 1995-02-20 | 16:00 | 7.2 | 44.96 | [5 empty] | 3.3 | 37.94 |  |  |  | 8.8 | 47.84 |  |  |  |  | 1.1 | 33.98 |  |  |  |  | 6.1 | 42.98 | [5 empty] | 2.2 | 35.96 |  |  |  | 0.6 | 33.08 |  |  |  |  | 5 | 41 |  |  |  |  | 2.2 | 35.96
1995-02-20 | 17:00 | 7.2 | 44.96 | WEEKDAY | #N/A | 1988-02-20 | 17:00 | 9.4 | 48.92 |  |  | 2004-02-20 | 17:00 | 2 | 35.6 |  |  | 1995-02-20 | 17:00 | 6.7 | 44.06 | [5 empty] | 2.8 | 37.04 |  |  |  | 8.3 | 46.94 |  |  |  |  | 0.6 | 33.08 |  |  |  |  | 5 | 41 | [5 empty] | 2.2 | 35.96 |  |  |  | 1.7 | 35.06 |  |  |  |  | 0.6 | 33.08 |  |  |  |  | 2.8 | 37.04
1995-02-20 | 18:00 | 5 | 41 | WEEKDAY | #N/A | 1988-02-20 | 18:00 | 8.9 | 48.02 |  |  | 2004-02-20 | 18:00 | 1 | 33.8 |  |  | 1995-02-20 | 18:00 | 5 | 41 | [5 empty] | 1.1 | 33.98 |  |  |  | 8.8 | 47.84 |  |  |  |  | 0 | 32 |  |  |  |  | 3.3 | 37.94 | [5 empty] | 1.7 | 35.06 |  |  |  | 1.1 | 33.98 |  |  |  |  | 1.7 | 35.06 |  |  |  |  | 2.8 | 37.04
1995-02-20 | 19:00 | 4.4 | 39.92 | WEEKDAY | #N/A | 1988-02-20 | 19:00 | 8.3 | 46.94 |  |  | 2004-02-20 | 19:00 | 0 | 32 |  |  | 1995-02-20 | 19:00 | 3.9 | 39.02 | [5 empty] | 0.6 | 33.08 |  |  |  | 8.8 | 47.84 |  |  |  |  | 0 | 32 |  |  |  |  | 3.3 | 37.94 | [5 empty] | 1.1 | 33.98 |  |  |  | -1.1 | 30.02 |  |  |  |  | 1.7 | 35.06 |  |  |  |  | 2.8 | 37.04
1995-02-20 | 20:00 | 3.9 | 39.02 | WEEKDAY | #N/A | 1988-02-20 | 20:00 | 8.3 | 46.94 |  |  | 2004-02-20 | 20:00 | -1 | 30.2 |  |  | 1995-02-20 | 20:00 | 2.8 | 37.04 | [5 empty] | 1.1 | 33.98 |  |  |  | 8.8 | 47.84 |  |  |  |  | 0 | 32 |  |  |  |  | 1.7 | 35.06 | [5 empty] | 1.1 | 33.98 |  |  |  | -4.4 | 24.08 |  |  |  |  | -1.1 | 30.02 |  |  |  |  | 2.2 | 35.96
1995-02-20 | 21:00 | 3.3 | 37.94 | WEEKDAY | #N/A | 1988-02-20 | 21:00 | 8.3 | 46.94 |  |  | 2004-02-20 | 21:00 | 0 | 32 |  |  | 1995-02-20 | 21:00 | 3.3 | 37.94 | [5 empty] | 0.6 | 33.08 |  |  |  | 9.4 | 48.92 |  |  |  |  | -0.6 | 30.92 |  |  |  |  | 1.7 | 35.06 | [5 empty] | 1.1 | 33.98 |  |  |  | -5.6 | 21.92 |  |  |  |  | -3.9 | 24.98 |  |  |  |  | 1.7 | 35.06
1995-02-20 | 22:00 | 3.3 | 37.94 | WEEKDAY | #N/A | 1988-02-20 | 22:00 | 8.3 | 46.94 |  |  | 2004-02-20 | 22:00 | 1 | 33.8 |  |  | 1995-02-20 | 22:00 | 3.9 | 39.02 | [5 empty] | 0.6 | 33.08 |  |  |  | 9.4 | 48.92 |  |  |  |  | -0.6 | 30.92 |  |  |  |  | 2.2 | 35.96 | [5 empty] | 1.1 | 33.98 |  |  |  | -7.2 | 19.04 |  |  |  |  | -5.6 | 21.92 |  |  |  |  | 1.7 | 35.06
1995-02-20 | 23:00 | 3.9 | 39.02 | WEEKDAY | #N/A | 1988-02-20 | 23:00 | 7.8 | 46.04 |  |  | 2004-02-20 | 23:00 | 1 | 33.8 |  |  | 1995-02-20 | 23:00 | 3.3 | 37.94 | [5 empty] | 0.6 | 33.08 |  |  |  | 10 | 50 |  |  |  |  | -0.6 | 30.92 |  |  |  |  | 1.7 | 35.06 | [5 empty] | 0.6 | 33.08 |  |  |  | -7.8 | 17.96 |  |  |  |  | -7.2 | 19.04 |  |  |  |  | 1.7 | 35.06
1995-02-20 | 24:00 | 3.3 | 37.94 | WEEKDAY | #N/A | 1988-02-20 | 24:00 | 6.7 | 44.06 |  |  | 2004-02-20 | 24:00 | 1 | 33.8 |  |  | 1995-02-20 | 24:00 | 2.8 | 37.04 | [5 empty] | 0 | 32 |  |  |  | 10.5 | 50.9 |  |  |  |  | -1.1 | 30.02 |  |  |  |  | 2.2 | 35.96 | [5 empty] | 0.6 | 33.08 |  |  |  | -8.9 | 15.98 |  |  |  |  | -7.8 | 17.96 |  |  |  |  | -0.6 | 30.92
1995-02-21 | 1:00 | 2.8 | 37.04 | WEEKDAY | #N/A | 1988-02-21 | 1:00 | 5.6 | 42.08 |  |  | 2004-02-21 | 1:00 | 1 | 33.8 |  |  | 1995-02-21 | 1:00 | 2.2 | 35.96 | [5 empty] | -1.1 | 30.02 |  |  |  | 10.5 | 50.9 |  |  |  |  | -1.1 | 30.02 |  |  |  |  | 0.6 | 33.08 | [5 empty] | 0.6 | 33.08 |  |  |  | -9.4 | 15.08 |  |  |  |  | -8.3 | 17.06 |  |  |  |  | -4.4 | 24.08
1995-02-21 | 2:00 | 2.8 | 37.04 | WEEKDAY | #N/A | 1988-02-21 | 2:00 | 5.6 | 42.08 |  |  | 2004-02-21 | 2:00 | 2 | 35.6 |  |  | 1995-02-21 | 2:00 | 1.7 | 35.06 | [5 empty] | -1.1 | 30.02 |  |  |  | 11.1 | 51.98 |  |  |  |  | -1.1 | 30.02 |  |  |  |  | -1.1 | 30.02 | [5 empty] | 0 | 32 |  |  |  | -10.6 | 12.92 |  |  |  |  | -8.9 | 15.98 |  |  |  |  | -10 | 14
1995-02-21 | 3:00 | 2.8 | 37.04 | WEEKDAY | #N/A | 1988-02-21 | 3:00 | 5 | 41 |  |  | 2004-02-21 | 3:00 | 2 | 35.6 |  |  | 1995-02-21 | 3:00 | 1.7 | 35.06 | [5 empty] | -1.7 | 28.94 |  |  |  | 11.1 | 51.98 |  |  |  |  | -1.1 | 30.02 |  |  |  |  | -2.8 | 26.96 | [5 empty] | 0 | 32 |  |  |  | -11.1 | 12.02 |  |  |  |  | -10 | 14 |  |  |  |  | -12.2 | 10.04
1995-02-21 | 4:00 | 2.8 | 37.04 | WEEKDAY | #N/A | 1988-02-21 | 4:00 | 3.9 | 39.02 |  |  | 2004-02-21 | 4:00 | 2 | 35.6 |  |  | 1995-02-21 | 4:00 | 1.7 | 35.06 | [5 empty] | -2.8 | 26.96 |  |  |  | 10 | 50 |  |  |  |  | -1.1 | 30.02 |  |  |  |  | -4.4 | 24.08 | [5 empty] | 0 | 32 |  |  |  | -11.1 | 12.02 |  |  |  |  | -10.6 | 12.92 |  |  |  |  | -15 | 5
1995-02-21 | 5:00 | 2.8 | 37.04 | WEEKDAY | #N/A | 1988-02-21 | 5:00 | 2.2 | 35.96 |  |  | 2004-02-21 | 5:00 | 2 | 35.6 |  |  | 1995-02-21 | 5:00 | 2.2 | 35.96 | [5 empty] | -3.3 | 26.06 |  |  |  | 9.4 | 48.92 |  |  |  |  | -1.7 | 28.94 |  |  |  |  | -6.1 | 21.02 | [5 empty] | 0 | 32 |  |  |  | -11.7 | 10.94 |  |  |  |  | -12.2 | 10.04 |  |  |  |  | -16.7 | 1.94
1995-02-21 | 6:00 | 2.8 | 37.04 | WEEKDAY | #N/A | 1988-02-21 | 6:00 | 1.7 | 35.06 |  |  | 2004-02-21 | 6:00 | 2 | 35.6 |  |  | 1995-02-21 | 6:00 | 2.2 | 35.96 | [5 empty] | -3.9 | 24.98 |  |  |  | 8.8 | 47.84 |  |  |  |  | -1.1 | 30.02 |  |  |  |  | -7.2 | 19.04 | [5 empty] | 0 | 32 |  |  |  | -13.3 | 8.06 |  |  |  |  | -13.3 | 8.06 |  |  |  |  | -18.3 | -0.94
1995-02-21 | 7:00 | 2.8 | 37.04 | WEEKDAY | #N/A | 1988-02-21 | 7:00 | 0 | 32 |  |  | 2004-02-21 | 7:00 | 2 | 35.6 |  |  | 1995-02-21 | 7:00 | 2.8 | 37.04 | [5 empty] | -3.9 | 24.98 |  |  |  | 8.8 | 47.84 |  |  |  |  | -1.1 | 30.02 |  |  |  |  | -7.8 | 17.96 | [5 empty] | 0 | 32 |  |  |  | -13.9 | 6.98 |  |  |  |  | -13.9 | 6.98 |  |  |  |  | -19.4 | -2.92
1995-02-21 | 8:00 | 2.8 | 37.04 | WEEKDAY | #N/A | 1988-02-21 | 8:00 | -1.1 | 30.02 |  |  | 2004-02-21 | 8:00 | 2 | 35.6 |  |  | 1995-02-21 | 8:00 | 2.8 | 37.04 | [5 empty] | -1.1 | 30.02 |  |  |  | 8.8 | 47.84 |  |  |  |  | -1.1 | 30.02 |  |  |  |  | -8.3 | 17.06 | [5 empty] | 0 | 32 |  |  |  | -13.9 | 6.98 |  |  |  |  | -13.9 | 6.98 |  |  |  |  | -20 | -4
1995-02-21 | 9:00 | 1.7 | 35.06 | WEEKDAY | #N/A | 1988-02-21 | 9:00 | -0.6 | 30.92 |  |  | 2004-02-21 | 9:00 | 2 | 35.6 |  |  | 1995-02-21 | 9:00 | 2.2 | 35.96 | [5 empty] | 1.1 | 33.98 |  |  |  | 8.8 | 47.84 |  |  |  |  | -1.1 | 30.02 |  |  |  |  | -8.3 | 17.06 | [5 empty] | 0.6 | 33.08 |  |  |  | -13.3 | 8.06 |  |  |  |  | -13.3 | 8.06 |  |  |  |  | -20 | -4
1995-02-21 | 10:00 | 2.8 | 37.04 | WEEKDAY | #N/A | 1988-02-21 | 10:00 | -1.1 | 30.02 |  |  | 2004-02-21 | 10:00 | 2 | 35.6 |  |  | 1995-02-21 | 10:00 | 2.8 | 37.04 | [5 empty] | 2.2 | 35.96 |  |  |  | 8.8 | 47.84 |  |  |  |  | -0.6 | 30.92 |  |  |  |  | -8.9 | 15.98 | [5 empty] | 1.1 | 33.98 |  |  |  | -11.7 | 10.94 |  |  |  |  | -12.8 | 8.96 |  |  |  |  | -19.4 | -2.92
1995-02-21 | 11:00 | 3.3 | 37.94 | WEEKDAY | #N/A | 1988-02-21 | 11:00 | -2.2 | 28.04 |  |  | 2004-02-21 | 11:00 | 4 | 39.2 |  |  | 1995-02-21 | 11:00 | 3.9 | 39.02 | [5 empty] | 3.3 | 37.94 |  |  |  | 10 | 50 |  |  |  |  | 0 | 32 |  |  |  |  | -10 | 14 | [5 empty] | 1.7 | 35.06 |  |  |  | -10.6 | 12.92 |  |  |  |  | -12.2 | 10.04 |  |  |  |  | -17.8 | -0.04
1995-02-21 | 12:00 | 3.9 | 39.02 | WEEKDAY | #N/A | 1988-02-21 | 12:00 | -3.3 | 26.06 |  |  | 2004-02-21 | 12:00 | 6 | 42.8 |  |  | 1995-02-21 | 12:00 | 3.9 | 39.02 | [5 empty] | 3.3 | 37.94 |  |  |  | 10 | 50 |  |  |  |  | 0.6 | 33.08 |  |  |  |  | -10 | 14 | [5 empty] | 2.8 | 37.04 |  |  |  | -10 | 14 |  |  |  |  | -11.1 | 12.02 |  |  |  |  | -17.2 | 1.04
1995-02-21 | 13:00 | 3.9 | 39.02 | WEEKDAY | #N/A | 1988-02-21 | 13:00 | -3.3 | 26.06 |  |  | 2004-02-21 | 13:00 | 8 | 46.4 |  |  | 1995-02-21 | 13:00 | 3.9 | 39.02 | [5 empty] | 4.4 | 39.92 |  |  |  | 9.4 | 48.92 |  |  |  |  | 1.1 | 33.98 |  |  |  |  | -10 | 14 | [5 empty] | 3.3 | 37.94 |  |  |  | -9.4 | 15.08 |  |  |  |  | -10.6 | 12.92 |  |  |  |  | -16.1 | 3.02
1995-02-21 | 14:00 | 4.4 | 39.92 | WEEKDAY | #N/A | 1988-02-21 | 14:00 | -2.8 | 26.96 |  |  | 2004-02-21 | 14:00 | 9 | 48.2 |  |  | 1995-02-21 | 14:00 | 3.9 | 39.02 | [5 empty] | 4.4 | 39.92 |  |  |  | 9.4 | 48.92 |  |  |  |  | 1.7 | 35.06 |  |  |  |  | -10 | 14 | [5 empty] | 3.3 | 37.94 |  |  |  | -8.9 | 15.98 |  |  |  |  | -8.3 | 17.06 |  |  |  |  | -14.4 | 6.08
1995-02-21 | 15:00 | 3.9 | 39.02 | WEEKDAY | #N/A | 1988-02-21 | 15:00 | -2.2 | 28.04 |  |  | 2004-02-21 | 15:00 | 9 | 48.2 |  |  | 1995-02-21 | 15:00 | 3.9 | 39.02 | [5 empty] | 5 | 41 |  |  |  | 9.4 | 48.92 |  |  |  |  | 1.1 | 33.98 |  |  |  |  | -10 | 14 | [5 empty] | 3.9 | 39.02 |  |  |  | -9.4 | 15.08 |  |  |  |  | -9.4 | 15.08 |  |  |  |  | -13.9 | 6.98
1995-02-21 | 16:00 | 4.4 | 39.92 | WEEKDAY | #N/A | 1988-02-21 | 16:00 | -2.8 | 26.96 |  |  | 2004-02-21 | 16:00 | 7 | 44.6 |  |  | 1995-02-21 | 16:00 | 3.9 | 39.02 | [5 empty] | 5 | 41 |  |  |  | 9.4 | 48.92 |  |  |  |  | 0.6 | 33.08 |  |  |  |  | -9.4 | 15.08 | [5 empty] | 4.4 | 39.92 |  |  |  | -10 | 14 |  |  |  |  | -10 | 14 |  |  |  |  | -13.9 | 6.98
1995-02-21 | 17:00 | 4.4 | 39.92 | WEEKDAY | #N/A | 1988-02-21 | 17:00 | -3.3 | 26.06 |  |  | 2004-02-21 | 17:00 | 6 | 42.8 |  |  | 1995-02-21 | 17:00 | 4.4 | 39.92 | [5 empty] | 3.9 | 39.02 |  |  |  | 10 | 50 |  |  |  |  | 0.6 | 33.08 |  |  |  |  | -9.4 | 15.08 | [5 empty] | 3.3 | 37.94 |  |  |  | -9.4 | 15.08 |  |  |  |  | -10 | 14 |  |  |  |  | -13.9 | 6.98
1995-02-21 | 18:00 | 5.6 | 42.08 | WEEKDAY | #N/A | 1988-02-21 | 18:00 | -3.3 | 26.06 |  |  | 2004-02-21 | 18:00 | 4 | 39.2 |  |  | 1995-02-21 | 18:00 | 5 | 41 | [5 empty] | 1.7 | 35.06 |  |  |  | 8.8 | 47.84 |  |  |  |  | 0 | 32 |  |  |  |  | -10 | 14 | [5 empty] | 2.2 | 35.96 |  |  |  | -9.4 | 15.08 |  |  |  |  | -10 | 14 |  |  |  |  | -14.4 | 6.08
1995-02-21 | 19:00 | 5 | 41 | WEEKDAY | #N/A | 1988-02-21 | 19:00 | -3.9 | 24.98 |  |  | 2004-02-21 | 19:00 | 5 | 41 |  |  | 1995-02-21 | 19:00 | 5.6 | 42.08 | [5 empty] | 1.1 | 33.98 |  |  |  | 7.7 | 45.86 |  |  |  |  | 0.6 | 33.08 |  |  |  |  | -10.6 | 12.92 | [5 empty] | 1.7 | 35.06 |  |  |  | -8.9 | 15.98 |  |  |  |  | -10.6 | 12.92 |  |  |  |  | -14.4 | 6.08
1995-02-21 | 20:00 | 4.4 | 39.92 | WEEKDAY | #N/A | 1988-02-21 | 20:00 | -4.4 | 24.08 |  |  | 2004-02-21 | 20:00 | 4 | 39.2 |  |  | 1995-02-21 | 20:00 | 5 | 41 | [5 empty] | 1.1 | 33.98 |  |  |  | 7.2 | 44.96 |  |  |  |  | 0 | 32 |  |  |  |  | -10.6 | 12.92 | [5 empty] | 1.7 | 35.06 |  |  |  | -9.4 | 15.08 |  |  |  |  | -10.6 | 12.92 |  |  |  |  | -13.9 | 6.98
1995-02-21 | 21:00 | 4.4 | 39.92 | WEEKDAY | #N/A | 1988-02-21 | 21:00 | -4.4 | 24.08 |  |  | 2004-02-21 | 21:00 | 3 | 37.4 |  |  | 1995-02-21 | 21:00 | 4.4 | 39.92 | [5 empty] | 0 | 32 |  |  |  | 6.6 | 43.88 |  |  |  |  | 0 | 32 |  |  |  |  | -12.8 | 8.96 | [5 empty] | 1.7 | 35.06 |  |  |  | -9.4 | 15.08 |  |  |  |  | -10.6 | 12.92 |  |  |  |  | -12.8 | 8.96
1995-02-21 | 22:00 | 3.9 | 39.02 | WEEKDAY | #N/A | 1988-02-21 | 22:00 | -5 | 23 |  |  | 2004-02-21 | 22:00 | 3 | 37.4 |  |  | 1995-02-21 | 22:00 | 4.4 | 39.92 | [5 empty] | -0.6 | 30.92 |  |  |  | 6.6 | 43.88 |  |  |  |  | -0.6 | 30.92 |  |  |  |  | -13.9 | 6.98 | [5 empty] | 1.7 | 35.06 |  |  |  | -8.9 | 15.98 |  |  |  |  | -10 | 14 |  |  |  |  | -12.2 | 10.04
1995-02-21 | 23:00 | 2.8 | 37.04 | WEEKDAY | #N/A | 1988-02-21 | 23:00 | -5 | 23 |  |  | 2004-02-21 | 23:00 | 2 | 35.6 |  |  | 1995-02-21 | 23:00 | 3.3 | 37.94 | [5 empty] | -1.1 | 30.02 |  |  |  | 6.1 | 42.98 |  |  |  |  | -0.6 | 30.92 |  |  |  |  | -13.9 | 6.98 | [5 empty] | 1.7 | 35.06 |  |  |  | -8.3 | 17.06 |  |  |  |  | -9.4 | 15.08 |  |  |  |  | -11.7 | 10.94
1995-02-21 | 24:00 | 2.8 | 37.04 | WEEKDAY | #N/A | 1988-02-21 | 24:00 | -4.4 | 24.08 |  |  | 2004-02-21 | 24:00 | 2 | 35.6 |  |  | 1995-02-21 | 24:00 | 2.8 | 37.04 | [5 empty] | -1.7 | 28.94 |  |  |  | 6.1 | 42.98 |  |  |  |  | -1.1 | 30.02 |  |  |  |  | -14.4 | 6.08 | [5 empty] | 1.1 | 33.98 |  |  |  | -7.8 | 17.96 |  |  |  |  | -8.9 | 15.98 |  |  |  |  | -9.4 | 15.08
1995-02-22 | 1:00 | 2.8 | 37.04 | WEEKDAY | #N/A | 1988-02-22 | 1:00 | -5 | 23 |  |  | 2004-02-22 | 1:00 | 1 | 33.8 |  |  | 1995-02-22 | 1:00 | 2.8 | 37.04 | [5 empty] | -3.9 | 24.98 |  |  |  | 6.1 | 42.98 |  |  |  |  | -1.1 | 30.02 |  |  |  |  | -15 | 5 | [5 empty] | 1.1 | 33.98 |  |  |  | -6.7 | 19.94 |  |  |  |  | -7.8 | 17.96 |  |  |  |  | -8.9 | 15.98
1995-02-22 | 2:00 | 2.2 | 35.96 | WEEKDAY | #N/A | 1988-02-22 | 2:00 | -5 | 23 |  |  | 2004-02-22 | 2:00 | 1 | 33.8 |  |  | 1995-02-22 | 2:00 | 2.2 | 35.96 | [5 empty] | -4.4 | 24.08 |  |  |  | 6.1 | 42.98 |  |  |  |  | -1.7 | 28.94 |  |  |  |  | -13.3 | 8.06 | [5 empty] | -0.6 | 30.92 |  |  |  | -6.7 | 19.94 |  |  |  |  | -7.2 | 19.04 |  |  |  |  | -8.3 | 17.06
1995-02-22 | 3:00 | 1.1 | 33.98 | WEEKDAY | #N/A | 1988-02-22 | 3:00 | -5 | 23 |  |  | 2004-02-22 | 3:00 | 1 | 33.8 |  |  | 1995-02-22 | 3:00 | 1.7 | 35.06 | [5 empty] | -4.4 | 24.08 |  |  |  | 6.1 | 42.98 |  |  |  |  | -2.8 | 26.96 |  |  |  |  | -14.4 | 6.08 | [5 empty] | -2.2 | 28.04 |  |  |  | -6.1 | 21.02 |  |  |  |  | -6.7 | 19.94 |  |  |  |  | -8.3 | 17.06
1995-02-22 | 4:00 | 0.6 | 33.08 | WEEKDAY | #N/A | 1988-02-22 | 4:00 | -5 | 23 |  |  | 2004-02-22 | 4:00 | 1 | 33.8 |  |  | 1995-02-22 | 4:00 | 1.1 | 33.98 | [5 empty] | -3.9 | 24.98 |  |  |  | 5.5 | 41.9 |  |  |  |  | -2.2 | 28.04 |  |  |  |  | -12.2 | 10.04 | [5 empty] | -1.7 | 28.94 |  |  |  | -5.6 | 21.92 |  |  |  |  | -6.7 | 19.94 |  |  |  |  | -7.8 | 17.96
1995-02-22 | 5:00 | 0 | 32 | WEEKDAY | #N/A | 1988-02-22 | 5:00 | -4.4 | 24.08 |  |  | 2004-02-22 | 5:00 | 1 | 33.8 |  |  | 1995-02-22 | 5:00 | 0.6 | 33.08 | [5 empty] | -3.9 | 24.98 |  |  |  | 5.5 | 41.9 |  |  |  |  | -3.3 | 26.06 |  |  |  |  | -11.7 | 10.94 | [5 empty] | -1.1 | 30.02 |  |  |  | -4.4 | 24.08 |  |  |  |  | -5.6 | 21.92 |  |  |  |  | -6.7 | 19.94
1995-02-22 | 6:00 | -1.1 | 30.02 | WEEKDAY | #N/A | 1988-02-22 | 6:00 | -4.4 | 24.08 |  |  | 2004-02-22 | 6:00 | 1 | 33.8 |  |  | 1995-02-22 | 6:00 | -0.6 | 30.92 | [5 empty] | -4.4 | 24.08 |  |  |  | 6.1 | 42.98 |  |  |  |  | -3.9 | 24.98 |  |  |  |  | -11.1 | 12.02 | [5 empty] | -1.7 | 28.94 |  |  |  | -2.8 | 26.96 |  |  |  |  | -4.4 | 24.08 |  |  |  |  | -5.6 | 21.92
1995-02-22 | 7:00 | -1.7 | 28.94 | WEEKDAY | #N/A | 1988-02-22 | 7:00 | -3.9 | 24.98 |  |  | 2004-02-22 | 7:00 | 1 | 33.8 |  |  | 1995-02-22 | 7:00 | -1.1 | 30.02 | [5 empty] | -4.4 | 24.08 |  |  |  | 6.1 | 42.98 |  |  |  |  | -3.9 | 24.98 |  |  |  |  | -10.6 | 12.92 | [5 empty] | -2.2 | 28.04 |  |  |  | -1.7 | 28.94 |  |  |  |  | -3.3 | 26.06 |  |  |  |  | -5 | 23
1995-02-22 | 8:00 | -1.7 | 28.94 | WEEKDAY | #N/A | 1988-02-22 | 8:00 | -3.3 | 26.06 |  |  | 2004-02-22 | 8:00 | 2 | 35.6 |  |  | 1995-02-22 | 8:00 | -0.6 | 30.92 | [5 empty] | 1.1 | 33.98 |  |  |  | 6.1 | 42.98 |  |  |  |  | -3.9 | 24.98 |  |  |  |  | -9.4 | 15.08 | [5 empty] | -2.2 | 28.04 |  |  |  | -0.6 | 30.92 |  |  |  |  | -1.7 | 28.94 |  |  |  |  | -3.9 | 24.98
1995-02-22 | 9:00 | -1.1 | 30.02 | WEEKDAY | #N/A | 1988-02-22 | 9:00 | -1.7 | 28.94 |  |  | 2004-02-22 | 9:00 | 2 | 35.6 |  |  | 1995-02-22 | 9:00 | 0 | 32 | [5 empty] | 2.8 | 37.04 |  |  |  | 7.2 | 44.96 |  |  |  |  | -2.8 | 26.96 |  |  |  |  | -7.2 | 19.04 | [5 empty] | -1.1 | 30.02 |  |  |  | 1.1 | 33.98 |  |  |  |  | -0.6 | 30.92 |  |  |  |  | -1.7 | 28.94
1995-02-22 | 10:00 | -1.1 | 30.02 | WEEKDAY | #N/A | 1988-02-22 | 10:00 | 0.6 | 33.08 |  |  | 2004-02-22 | 10:00 | 3 | 37.4 |  |  | 1995-02-22 | 10:00 | 0.6 | 33.08 | [5 empty] | 5.6 | 42.08 |  |  |  | 7.2 | 44.96 |  |  |  |  | -2.2 | 28.04 |  |  |  |  | -4.4 | 24.08 | [5 empty] | 0 | 32 |  |  |  | 2.2 | 35.96 |  |  |  |  | 1.7 | 35.06 |  |  |  |  | -0.6 | 30.92
1995-02-22 | 11:00 | 0.6 | 33.08 | WEEKDAY | #N/A | 1988-02-22 | 11:00 | 2.2 | 35.96 |  |  | 2004-02-22 | 11:00 | 3 | 37.4 |  |  | 1995-02-22 | 11:00 | 2.2 | 35.96 | [5 empty] | 6.7 | 44.06 |  |  |  | 8.8 | 47.84 |  |  |  |  | -1.7 | 28.94 |  |  |  |  | -3.3 | 26.06 | [5 empty] | 0.6 | 33.08 |  |  |  | 4.4 | 39.92 |  |  |  |  | 3.9 | 39.02 |  |  |  |  | 1.1 | 33.98
1995-02-22 | 12:00 | 1.1 | 33.98 | WEEKDAY | #N/A | 1988-02-22 | 12:00 | 3.9 | 39.02 |  |  | 2004-02-22 | 12:00 | 4 | 39.2 |  |  | 1995-02-22 | 12:00 | 3.3 | 37.94 | [5 empty] | 6.7 | 44.06 |  |  |  | 9.4 | 48.92 |  |  |  |  | -0.6 | 30.92 |  |  |  |  | -1.1 | 30.02 | [5 empty] | 1.7 | 35.06 |  |  |  | 6.7 | 44.06 |  |  |  |  | 6.1 | 42.98 |  |  |  |  | 2.8 | 37.04
1995-02-22 | 13:00 | 2.2 | 35.96 | WEEKDAY | #N/A | 1988-02-22 | 13:00 | 5 | 41 |  |  | 2004-02-22 | 13:00 | 4 | 39.2 |  |  | 1995-02-22 | 13:00 | 3.9 | 39.02 | [5 empty] | 7.2 | 44.96 |  |  |  | 9.4 | 48.92 |  |  |  |  | -0.6 | 30.92 |  |  |  |  | 0 | 32 | [5 empty] | 2.2 | 35.96 |  |  |  | 7.8 | 46.04 |  |  |  |  | 7.8 | 46.04 |  |  |  |  | 3.9 | 39.02
1995-02-22 | 14:00 | 3.3 | 37.94 | WEEKDAY | #N/A | 1988-02-22 | 14:00 | 6.7 | 44.06 |  |  | 2004-02-22 | 14:00 | 4 | 39.2 |  |  | 1995-02-22 | 14:00 | 5 | 41 | [5 empty] | 6.7 | 44.06 |  |  |  | 10 | 50 |  |  |  |  | -0.6 | 30.92 |  |  |  |  | 1.7 | 35.06 | [5 empty] | 1.7 | 35.06 |  |  |  | 9.4 | 48.92 |  |  |  |  | 8.9 | 48.02 |  |  |  |  | 5.6 | 42.08
1995-02-22 | 15:00 | 3.3 | 37.94 | WEEKDAY | #N/A | 1988-02-22 | 15:00 | 7.2 | 44.96 |  |  | 2004-02-22 | 15:00 | 4 | 39.2 |  |  | 1995-02-22 | 15:00 | 4.4 | 39.92 | [5 empty] | 6.7 | 44.06 |  |  |  | 10 | 50 |  |  |  |  | -0.6 | 30.92 |  |  |  |  | 2.2 | 35.96 | [5 empty] | 2.2 | 35.96 |  |  |  | 10.6 | 51.08 |  |  |  |  | 10.6 | 51.08 |  |  |  |  | 7.2 | 44.96
1995-02-22 | 16:00 | 4.4 | 39.92 | WEEKDAY | #N/A | 1988-02-22 | 16:00 | 6.1 | 42.98 |  |  | 2004-02-22 | 16:00 | 3 | 37.4 |  |  | 1995-02-22 | 16:00 | 4.4 | 39.92 | [5 empty] | 5.6 | 42.08 |  |  |  | 10 | 50 |  |  |  |  | -1.1 | 30.02 |  |  |  |  | 3.3 | 37.94 | [5 empty] | 1.7 | 35.06 |  |  |  | 10.6 | 51.08 |  |  |  |  | 11.7 | 53.06 |  |  |  |  | 7.2 | 44.96
1995-02-22 | 17:00 | 3.9 | 39.02 | WEEKDAY | #N/A | 1988-02-22 | 17:00 | 5.6 | 42.08 |  |  | 2004-02-22 | 17:00 | 3 | 37.4 |  |  | 1995-02-22 | 17:00 | 3.3 | 37.94 | [5 empty] | 4.4 | 39.92 |  |  |  | 9 | 48.2 |  |  |  |  | -1.7 | 28.94 |  |  |  |  | 3.9 | 39.02 | [5 empty] | 1.1 | 33.98 |  |  |  | 11.7 | 53.06 |  |  |  |  | 11.7 | 53.06 |  |  |  |  | 7.8 | 46.04
1995-02-22 | 18:00 | 3.3 | 37.94 | WEEKDAY | #N/A | 1988-02-22 | 18:00 | 5 | 41 |  |  | 2004-02-22 | 18:00 | 2 | 35.6 |  |  | 1995-02-22 | 18:00 | 2.8 | 37.04 | [5 empty] | 2.8 | 37.04 |  |  |  | 7.7 | 45.86 |  |  |  |  | -1.7 | 28.94 |  |  |  |  | 3.9 | 39.02 | [5 empty] | 0.6 | 33.08 |  |  |  | 12.8 | 55.04 |  |  |  |  | 10.6 | 51.08 |  |  |  |  | 7.8 | 46.04
1995-02-22 | 19:00 | 3.3 | 37.94 | WEEKDAY | #N/A | 1988-02-22 | 19:00 | 5 | 41 |  |  | 2004-02-22 | 19:00 | 1 | 33.8 |  |  | 1995-02-22 | 19:00 | 2.8 | 37.04 | [5 empty] | 2.2 | 35.96 |  |  |  | 7.7 | 45.86 |  |  |  |  | -2.2 | 28.04 |  |  |  |  | 3.3 | 37.94 | [5 empty] | 0.6 | 33.08 |  |  |  | 12.8 | 55.04 |  |  |  |  | 9.4 | 48.92 |  |  |  |  | 8.3 | 46.94
1995-02-22 | 20:00 | 3.3 | 37.94 | WEEKDAY | #N/A | 1988-02-22 | 20:00 | 4.4 | 39.92 |  |  | 2004-02-22 | 20:00 | 1 | 33.8 |  |  | 1995-02-22 | 20:00 | 2.2 | 35.96 | [5 empty] | -0.6 | 30.92 |  |  |  | 7.2 | 44.96 |  |  |  |  | -2.2 | 28.04 |  |  |  |  | 3.9 | 39.02 | [5 empty] | -0.6 | 30.92 |  |  |  | 12.2 | 53.96 |  |  |  |  | 9.4 | 48.92 |  |  |  |  | 8.9 | 48.02
1995-02-22 | 21:00 | 2.8 | 37.04 | WEEKDAY | #N/A | 1988-02-22 | 21:00 | 5 | 41 |  |  | 2004-02-22 | 21:00 | 0 | 32 |  |  | 1995-02-22 | 21:00 | 1.7 | 35.06 | [5 empty] | -0.6 | 30.92 |  |  |  | 6.6 | 43.88 |  |  |  |  | -2.2 | 28.04 |  |  |  |  | 3.9 | 39.02 | [5 empty] | -1.1 | 30.02 |  |  |  | 9.4 | 48.92 |  |  |  |  | 8.3 | 46.94 |  |  |  |  | 8.9 | 48.02
1995-02-22 | 22:00 | 3.3 | 37.94 | WEEKDAY | #N/A | 1988-02-22 | 22:00 | 5.6 | 42.08 |  |  | 2004-02-22 | 22:00 | 0 | 32 |  |  | 1995-02-22 | 22:00 | 2.2 | 35.96 | [5 empty] | -1.1 | 30.02 |  |  |  | 6.6 | 43.88 |  |  |  |  | -2.8 | 26.96 |  |  |  |  | 3.3 | 37.94 | [5 empty] | -1.7 | 28.94 |  |  |  | 7.8 | 46.04 |  |  |  |  | 10 | 50 |  |  |  |  | 8.3 | 46.94
1995-02-22 | 23:00 | 3.3 | 37.94 | WEEKDAY | #N/A | 1988-02-22 | 23:00 | 5 | 41 |  |  | 2004-02-22 | 23:00 | -1 | 30.2 |  |  | 1995-02-22 | 23:00 | 2.2 | 35.96 | [5 empty] | -1.1 | 30.02 |  |  |  | 6.1 | 42.98 |  |  |  |  | -2.8 | 26.96 |  |  |  |  | 3.3 | 37.94 | [5 empty] | -2.2 | 28.04 |  |  |  | 7.2 | 44.96 |  |  |  |  | 8.3 | 46.94 |  |  |  |  | 7.8 | 46.04
1995-02-22 | 24:00 | 3.3 | 37.94 | WEEKDAY | #N/A | 1988-02-22 | 24:00 | 5 | 41 |  |  | 2004-02-22 | 24:00 | -2 | 28.4 |  |  | 1995-02-22 | 24:00 | 2.2 | 35.96 | [5 empty] | -2.2 | 28.04 |  |  |  | 6.1 | 42.98 |  |  |  |  | -2.8 | 26.96 |  |  |  |  | 3.3 | 37.94 | [5 empty] | -1.1 | 30.02 |  |  |  | 5 | 41 |  |  |  |  | 7.2 | 44.96 |  |  |  |  | 5.6 | 42.08
1995-02-23 | 1:00 | 3.3 | 37.94 | WEEKDAY | #N/A | 1988-02-23 | 1:00 | 5 | 41 |  |  | 2004-02-23 | 1:00 | -2 | 28.4 |  |  | 1995-02-23 | 1:00 | 2.2 | 35.96 | [5 empty] | -1.1 | 30.02 |  |  |  | 5.5 | 41.9 |  |  |  |  | -2.8 | 26.96 |  |  |  |  | 3.3 | 37.94 | [5 empty] | -1.1 | 30.02 |  |  |  | 3.3 | 37.94 |  |  |  |  | 6.1 | 42.98 |  |  |  |  | 3.9 | 39.02
1995-02-23 | 2:00 | 2.8 | 37.04 | WEEKDAY | #N/A | 1988-02-23 | 2:00 | 6.1 | 42.98 |  |  | 2004-02-23 | 2:00 | -3 | 26.6 |  |  | 1995-02-23 | 2:00 | 1.7 | 35.06 | [5 empty] | -2.8 | 26.96 |  |  |  | 5.5 | 41.9 |  |  |  |  | -2.8 | 26.96 |  |  |  |  | 3.9 | 39.02 | [5 empty] | -1.1 | 30.02 |  |  |  | 2.2 | 35.96 |  |  |  |  | 4.4 | 39.92 |  |  |  |  | 3.9 | 39.02
1995-02-23 | 3:00 | 3.3 | 37.94 | WEEKDAY | #N/A | 1988-02-23 | 3:00 | 6.7 | 44.06 |  |  | 2004-02-23 | 3:00 | -4 | 24.8 |  |  | 1995-02-23 | 3:00 | 2.8 | 37.04 | [5 empty] | -2.8 | 26.96 |  |  |  | 5 | 41 |  |  |  |  | -2.2 | 28.04 |  |  |  |  | 3.9 | 39.02 | [5 empty] | -1.1 | 30.02 |  |  |  | 1.1 | 33.98 |  |  |  |  | 3.3 | 37.94 |  |  |  |  | 4.4 | 39.92
1995-02-23 | 4:00 | 3.3 | 37.94 | WEEKDAY | #N/A | 1988-02-23 | 4:00 | 6.7 | 44.06 |  |  | 2004-02-23 | 4:00 | -4 | 24.8 |  |  | 1995-02-23 | 4:00 | 2.8 | 37.04 | [5 empty] | -3.3 | 26.06 |  |  |  | 5 | 41 |  |  |  |  | -2.8 | 26.96 |  |  |  |  | 4.4 | 39.92 | [5 empty] | -0.6 | 30.92 |  |  |  | 1.1 | 33.98 |  |  |  |  | 2.2 | 35.96 |  |  |  |  | 3.9 | 39.02
1995-02-23 | 5:00 | 3.3 | 37.94 | WEEKDAY | #N/A | 1988-02-23 | 5:00 | 6.7 | 44.06 |  |  | 2004-02-23 | 5:00 | -3 | 26.6 |  |  | 1995-02-23 | 5:00 | 3.3 | 37.94 | [5 empty] | -3.3 | 26.06 |  |  |  | 4.4 | 39.92 |  |  |  |  | -2.8 | 26.96 |  |  |  |  | 4.4 | 39.92 | [5 empty] | -0.6 | 30.92 |  |  |  | 1.7 | 35.06 |  |  |  |  | 2.2 | 35.96 |  |  |  |  | 3.9 | 39.02
1995-02-23 | 6:00 | 3.9 | 39.02 | WEEKDAY | #N/A | 1988-02-23 | 6:00 | 6.1 | 42.98 |  |  | 2004-02-23 | 6:00 | -4 | 24.8 |  |  | 1995-02-23 | 6:00 | 3.9 | 39.02 | [5 empty] | -3.3 | 26.06 |  |  |  | 3.8 | 38.84 |  |  |  |  | -2.8 | 26.96 |  |  |  |  | 4.4 | 39.92 | [5 empty] | 0 | 32 |  |  |  | 2.2 | 35.96 |  |  |  |  | 2.2 | 35.96 |  |  |  |  | 3.9 | 39.02
1995-02-23 | 7:00 | 3.9 | 39.02 | WEEKDAY | #N/A | 1988-02-23 | 7:00 | 7.2 | 44.96 |  |  | 2004-02-23 | 7:00 | -3 | 26.6 |  |  | 1995-02-23 | 7:00 | 4.4 | 39.92 | [5 empty] | -3.3 | 26.06 |  |  |  | 4.4 | 39.92 |  |  |  |  | -2.2 | 28.04 |  |  |  |  | 4.4 | 39.92 | [5 empty] | 0.6 | 33.08 |  |  |  | 2.8 | 37.04 |  |  |  |  | 2.8 | 37.04 |  |  |  |  | 3.3 | 37.94
1995-02-23 | 8:00 | 4.4 | 39.92 | WEEKDAY | #N/A | 1988-02-23 | 8:00 | 8.9 | 48.02 |  |  | 2004-02-23 | 8:00 | -2 | 28.4 |  |  | 1995-02-23 | 8:00 | 4.4 | 39.92 | [5 empty] | 0 | 32 |  |  |  | 4.4 | 39.92 |  |  |  |  | -2.2 | 28.04 |  |  |  |  | 4.4 | 39.92 | [5 empty] | 1.1 | 33.98 |  |  |  | 2.8 | 37.04 |  |  |  |  | 2.8 | 37.04 |  |  |  |  | 3.3 | 37.94
1995-02-23 | 9:00 | 5 | 41 | WEEKDAY | #N/A | 1988-02-23 | 9:00 | 10 | 50 |  |  | 2004-02-23 | 9:00 | -1 | 30.2 |  |  | 1995-02-23 | 9:00 | 4.4 | 39.92 | [5 empty] | 4.4 | 39.92 |  |  |  | 5 | 41 |  |  |  |  | -0.6 | 30.92 |  |  |  |  | 5 | 41 | [5 empty] | 1.7 | 35.06 |  |  |  | 2.2 | 35.96 |  |  |  |  | 2.8 | 37.04 |  |  |  |  | 3.3 | 37.94
1995-02-23 | 10:00 | 5.6 | 42.08 | WEEKDAY | #N/A | 1988-02-23 | 10:00 | 11.7 | 53.06 |  |  | 2004-02-23 | 10:00 | 2 | 35.6 |  |  | 1995-02-23 | 10:00 | 5.6 | 42.08 | [5 empty] | 7.2 | 44.96 |  |  |  | 5 | 41 |  |  |  |  | 0 | 32 |  |  |  |  | 5.6 | 42.08 | [5 empty] | 2.8 | 37.04 |  |  |  | 2.2 | 35.96 |  |  |  |  | 3.3 | 37.94 |  |  |  |  | 2.8 | 37.04
1995-02-23 | 11:00 | 6.7 | 44.06 | WEEKDAY | #N/A | 1988-02-23 | 11:00 | 13.3 | 55.94 |  |  | 2004-02-23 | 11:00 | 2 | 35.6 |  |  | 1995-02-23 | 11:00 | 5.6 | 42.08 | [5 empty] | 10 | 50 |  |  |  | 6.1 | 42.98 |  |  |  |  | 0.6 | 33.08 |  |  |  |  | 5.6 | 42.08 | [5 empty] | 3.3 | 37.94 |  |  |  | -0.6 | 30.92 |  |  |  |  | -0.6 | 30.92 |  |  |  |  | 0.6 | 33.08
1995-02-23 | 12:00 | 6.7 | 44.06 | WEEKDAY | #N/A | 1988-02-23 | 12:00 | 14.4 | 57.92 |  |  | 2004-02-23 | 12:00 | 3 | 37.4 |  |  | 1995-02-23 | 12:00 | 5.6 | 42.08 | [5 empty] | 10 | 50 |  |  |  | 6.1 | 42.98 |  |  |  |  | 2.8 | 37.04 |  |  |  |  | 3.9 | 39.02 | [5 empty] | 4.4 | 39.92 |  |  |  | -0.6 | 30.92 |  |  |  |  | -1.1 | 30.02 |  |  |  |  | 0.6 | 33.08
1995-02-23 | 13:00 | 7.8 | 46.04 | WEEKDAY | #N/A | 1988-02-23 | 13:00 | 15.6 | 60.08 |  |  | 2004-02-23 | 13:00 | 4 | 39.2 |  |  | 1995-02-23 | 13:00 | 5.6 | 42.08 | [5 empty] | 11.7 | 53.06 |  |  |  | 6.6 | 43.88 |  |  |  |  | 3.9 | 39.02 |  |  |  |  | 3.9 | 39.02 | [5 empty] | 3.9 | 39.02 |  |  |  | 0 | 32 |  |  |  |  | 0 | 32 |  |  |  |  | 0.6 | 33.08
1995-02-23 | 14:00 | 7.8 | 46.04 | WEEKDAY | #N/A | 1988-02-23 | 14:00 | 16.1 | 60.98 |  |  | 2004-02-23 | 14:00 | 6 | 42.8 |  |  | 1995-02-23 | 14:00 | 5.6 | 42.08 | [5 empty] | 11.1 | 51.98 |  |  |  | 7.7 | 45.86 |  |  |  |  | 3.3 | 37.94 |  |  |  |  | 4.4 | 39.92 | [5 empty] | 3.9 | 39.02 |  |  |  | -0.6 | 30.92 |  |  |  |  | -0.6 | 30.92 |  |  |  |  | 0 | 32
1995-02-23 | 15:00 | 6.7 | 44.06 | WEEKDAY | #N/A | 1988-02-23 | 15:00 | 11.7 | 53.06 |  |  | 2004-02-23 | 15:00 | 6 | 42.8 |  |  | 1995-02-23 | 15:00 | 5 | 41 | [5 empty] | 10.6 | 51.08 |  |  |  | 7.7 | 45.86 |  |  |  |  | 3.3 | 37.94 |  |  |  |  | 5 | 41 | [5 empty] | 3.3 | 37.94 |  |  |  | 0.6 | 33.08 |  |  |  |  | -0.6 | 30.92 |  |  |  |  | 1.7 | 35.06
1995-02-23 | 16:00 | 5.6 | 42.08 | WEEKDAY | #N/A | 1988-02-23 | 16:00 | 8.9 | 48.02 |  |  | 2004-02-23 | 16:00 | 6 | 42.8 |  |  | 1995-02-23 | 16:00 | 5 | 41 | [5 empty] | 10 | 50 |  |  |  | 7.7 | 45.86 |  |  |  |  | 3.3 | 37.94 |  |  |  |  | 4.4 | 39.92 | [5 empty] | 2.8 | 37.04 |  |  |  | 0.6 | 33.08 |  |  |  |  | -0.6 | 30.92 |  |  |  |  | 1.7 | 35.06
1995-02-23 | 17:00 | 5.6 | 42.08 | WEEKDAY | #N/A | 1988-02-23 | 17:00 | 7.2 | 44.96 |  |  | 2004-02-23 | 17:00 | 6 | 42.8 |  |  | 1995-02-23 | 17:00 | 5 | 41 | [5 empty] | 8.9 | 48.02 |  |  |  | 7.2 | 44.96 |  |  |  |  | 2.2 | 35.96 |  |  |  |  | 3.3 | 37.94 | [5 empty] | 2.8 | 37.04 |  |  |  | -0.6 | 30.92 |  |  |  |  | -1.1 | 30.02 |  |  |  |  | 1.7 | 35.06
1995-02-23 | 18:00 | 5.6 | 42.08 | WEEKDAY | #N/A | 1988-02-23 | 18:00 | 6.7 | 44.06 |  |  | 2004-02-23 | 18:00 | 4 | 39.2 |  |  | 1995-02-23 | 18:00 | 5 | 41 | [5 empty] | 7.2 | 44.96 |  |  |  | 7.2 | 44.96 |  |  |  |  | 1.1 | 33.98 |  |  |  |  | 2.8 | 37.04 | [5 empty] | 2.2 | 35.96 |  |  |  | -0.6 | 30.92 |  |  |  |  | -1.7 | 28.94 |  |  |  |  | 0.6 | 33.08
1995-02-23 | 19:00 | 5.6 | 42.08 | WEEKDAY | #N/A | 1988-02-23 | 19:00 | 6.1 | 42.98 |  |  | 2004-02-23 | 19:00 | 2 | 35.6 |  |  | 1995-02-23 | 19:00 | 5 | 41 | [5 empty] | 6.1 | 42.98 |  |  |  | 6.1 | 42.98 |  |  |  |  | 0.6 | 33.08 |  |  |  |  | 2.2 | 35.96 | [5 empty] | 2.2 | 35.96 |  |  |  | -1.1 | 30.02 |  |  |  |  | -1.7 | 28.94 |  |  |  |  | -0.6 | 30.92
1995-02-23 | 20:00 | 5.6 | 42.08 | WEEKDAY | #N/A | 1988-02-23 | 20:00 | 6.1 | 42.98 |  |  | 2004-02-23 | 20:00 | 1 | 33.8 |  |  | 1995-02-23 | 20:00 | 5 | 41 | [5 empty] | 5.6 | 42.08 |  |  |  | 5.5 | 41.9 |  |  |  |  | 0.6 | 33.08 |  |  |  |  | 1.1 | 33.98 | [5 empty] | 2.2 | 35.96 |  |  |  | -1.7 | 28.94 |  |  |  |  | -2.2 | 28.04 |  |  |  |  | -1.7 | 28.94
1995-02-23 | 21:00 | 6.1 | 42.98 | WEEKDAY | #N/A | 1988-02-23 | 21:00 | 5.6 | 42.08 |  |  | 2004-02-23 | 21:00 | 1 | 33.8 |  |  | 1995-02-23 | 21:00 | 5 | 41 | [5 empty] | 5.6 | 42.08 |  |  |  | 5 | 41 |  |  |  |  | 0.6 | 33.08 |  |  |  |  | 0 | 32 | [5 empty] | 1.7 | 35.06 |  |  |  | -2.2 | 28.04 |  |  |  |  | -2.2 | 28.04 |  |  |  |  | -2.8 | 26.96
1995-02-23 | 22:00 | 6.7 | 44.06 | WEEKDAY | #N/A | 1988-02-23 | 22:00 | 5.6 | 42.08 |  |  | 2004-02-23 | 22:00 | 0 | 32 |  |  | 1995-02-23 | 22:00 | 4.4 | 39.92 | [5 empty] | 6.1 | 42.98 |  |  |  | 5.5 | 41.9 |  |  |  |  | 0 | 32 |  |  |  |  | 0 | 32 | [5 empty] | 1.1 | 33.98 |  |  |  | -2.8 | 26.96 |  |  |  |  | -2.8 | 26.96 |  |  |  |  | -3.3 | 26.06
1995-02-23 | 23:00 | 6.7 | 44.06 | WEEKDAY | #N/A | 1988-02-23 | 23:00 | 5.6 | 42.08 |  |  | 2004-02-23 | 23:00 | -1 | 30.2 |  |  | 1995-02-23 | 23:00 | 5 | 41 | [5 empty] | 6.1 | 42.98 |  |  |  | 6.1 | 42.98 |  |  |  |  | -0.6 | 30.92 |  |  |  |  | 0 | 32 | [5 empty] | -1.1 | 30.02 |  |  |  | -3.9 | 24.98 |  |  |  |  | -3.9 | 24.98 |  |  |  |  | -3.9 | 24.98
1995-02-23 | 24:00 | 5.6 | 42.08 | WEEKDAY | #N/A | 1988-02-23 | 24:00 | 5.6 | 42.08 |  |  | 2004-02-23 | 24:00 | -1 | 30.2 |  |  | 1995-02-23 | 24:00 | 4.4 | 39.92 | [5 empty] | 4.4 | 39.92 |  |  |  | 7.2 | 44.96 |  |  |  |  | -1.1 | 30.02 |  |  |  |  | -1.1 | 30.02 | [5 empty] | -5 | 23 |  |  |  | -4.4 | 24.08 |  |  |  |  | -4.4 | 24.08 |  |  |  |  | -4.4 | 24.08
1995-02-24 | 1:00 | 5.6 | 42.08 | WEEKDAY | #N/A | 1988-02-24 | 1:00 | 5 | 41 |  |  | 2004-02-24 | 1:00 | -1 | 30.2 |  |  | 1995-02-24 | 1:00 | 5.6 | 42.08 | [5 empty] | 3.9 | 39.02 |  |  |  | 7.2 | 44.96 |  |  |  |  | -2.2 | 28.04 |  |  |  |  | -0.6 | 30.92 | [5 empty] | -6.1 | 21.02 |  |  |  | -5.6 | 21.92 |  |  |  |  | -5 | 23 |  |  |  |  | -5 | 23
1995-02-24 | 2:00 | 6.7 | 44.06 | WEEKDAY | #N/A | 1988-02-24 | 2:00 | 5 | 41 |  |  | 2004-02-24 | 2:00 | -1 | 30.2 |  |  | 1995-02-24 | 2:00 | 5 | 41 | [5 empty] | 2.8 | 37.04 |  |  |  | 6.6 | 43.88 |  |  |  |  | -4.4 | 24.08 |  |  |  |  | -2.2 | 28.04 | [5 empty] | -6.7 | 19.94 |  |  |  | -6.1 | 21.02 |  |  |  |  | -5 | 23 |  |  |  |  | -5.6 | 21.92
1995-02-24 | 3:00 | 6.1 | 42.98 | WEEKDAY | #N/A | 1988-02-24 | 3:00 | 5 | 41 |  |  | 2004-02-24 | 3:00 | -1 | 30.2 |  |  | 1995-02-24 | 3:00 | 5 | 41 | [5 empty] | 2.2 | 35.96 |  |  |  | 6.6 | 43.88 |  |  |  |  | -6.7 | 19.94 |  |  |  |  | -3.3 | 26.06 | [5 empty] | -7.8 | 17.96 |  |  |  | -7.2 | 19.04 |  |  |  |  | -5.6 | 21.92 |  |  |  |  | -6.7 | 19.94
1995-02-24 | 4:00 | 5 | 41 | WEEKDAY | #N/A | 1988-02-24 | 4:00 | 4.4 | 39.92 |  |  | 2004-02-24 | 4:00 | -1 | 30.2 |  |  | 1995-02-24 | 4:00 | 4.4 | 39.92 | [5 empty] | 2.2 | 35.96 |  |  |  | 6.6 | 43.88 |  |  |  |  | -7.8 | 17.96 |  |  |  |  | -1.7 | 28.94 | [5 empty] | -8.9 | 15.98 |  |  |  | -7.2 | 19.04 |  |  |  |  | -6.1 | 21.02 |  |  |  |  | -6.7 | 19.94
1995-02-24 | 5:00 | 4.4 | 39.92 | WEEKDAY | #N/A | 1988-02-24 | 5:00 | 3.9 | 39.02 |  |  | 2004-02-24 | 5:00 | -1 | 30.2 |  |  | 1995-02-24 | 5:00 | 5 | 41 | [5 empty] | 2.2 | 35.96 |  |  |  | 6.1 | 42.98 |  |  |  |  | -8.3 | 17.06 |  |  |  |  | -2.8 | 26.96 | [5 empty] | -9.4 | 15.08 |  |  |  | -7.2 | 19.04 |  |  |  |  | -6.7 | 19.94 |  |  |  |  | -6.7 | 19.94
1995-02-24 | 6:00 | 6.1 | 42.98 | WEEKDAY | #N/A | 1988-02-24 | 6:00 | 1.7 | 35.06 |  |  | 2004-02-24 | 6:00 | -1 | 30.2 |  |  | 1995-02-24 | 6:00 | 4.4 | 39.92 | [5 empty] | 2.2 | 35.96 |  |  |  | 6.1 | 42.98 |  |  |  |  | -8.3 | 17.06 |  |  |  |  | -3.3 | 26.06 | [5 empty] | -10 | 14 |  |  |  | -7.2 | 19.04 |  |  |  |  | -8.3 | 17.06 |  |  |  |  | -7.2 | 19.04
1995-02-24 | 7:00 | 5.6 | 42.08 | WEEKDAY | #N/A | 1988-02-24 | 7:00 | 1.1 | 33.98 |  |  | 2004-02-24 | 7:00 | -1 | 30.2 |  |  | 1995-02-24 | 7:00 | 5.6 | 42.08 | [5 empty] | 2.8 | 37.04 |  |  |  | 5.5 | 41.9 |  |  |  |  | -8.9 | 15.98 |  |  |  |  | -4.4 | 24.08 | [5 empty] | -10 | 14 |  |  |  | -7.2 | 19.04 |  |  |  |  | -9.4 | 15.08 |  |  |  |  | -7.8 | 17.96
1995-02-24 | 8:00 | 6.1 | 42.98 | WEEKDAY | #N/A | 1988-02-24 | 8:00 | 1.1 | 33.98 |  |  | 2004-02-24 | 8:00 | 0 | 32 |  |  | 1995-02-24 | 8:00 | 5 | 41 | [5 empty] | 5 | 41 |  |  |  | 6.1 | 42.98 |  |  |  |  | -9.4 | 15.08 |  |  |  |  | -3.9 | 24.98 | [5 empty] | -10 | 14 |  |  |  | -7.2 | 19.04 |  |  |  |  | -8.3 | 17.06 |  |  |  |  | -7.8 | 17.96
1995-02-24 | 9:00 | 6.7 | 44.06 | WEEKDAY | #N/A | 1988-02-24 | 9:00 | 2.2 | 35.96 |  |  | 2004-02-24 | 9:00 | 1 | 33.8 |  |  | 1995-02-24 | 9:00 | 5 | 41 | [5 empty] | 7.8 | 46.04 |  |  |  | 5.5 | 41.9 |  |  |  |  | -9.4 | 15.08 |  |  |  |  | -3.3 | 26.06 | [5 empty] | -10 | 14 |  |  |  | -5.6 | 21.92 |  |  |  |  | -6.7 | 19.94 |  |  |  |  | -7.2 | 19.04
1995-02-24 | 10:00 | 7.2 | 44.96 | WEEKDAY | #N/A | 1988-02-24 | 10:00 | 2.2 | 35.96 |  |  | 2004-02-24 | 10:00 | 1 | 33.8 |  |  | 1995-02-24 | 10:00 | 6.7 | 44.06 | [5 empty] | 11.1 | 51.98 |  |  |  | 7.2 | 44.96 |  |  |  |  | -8.9 | 15.98 |  |  |  |  | -2.8 | 26.96 | [5 empty] | -9.4 | 15.08 |  |  |  | -5 | 23 |  |  |  |  | -5 | 23 |  |  |  |  | -5.6 | 21.92
1995-02-24 | 11:00 | 5.6 | 42.08 | WEEKDAY | #N/A | 1988-02-24 | 11:00 | 2.8 | 37.04 |  |  | 2004-02-24 | 11:00 | 1 | 33.8 |  |  | 1995-02-24 | 11:00 | 5.6 | 42.08 | [5 empty] | 12.2 | 53.96 |  |  |  | 10 | 50 |  |  |  |  | -7.8 | 17.96 |  |  |  |  | -2.2 | 28.04 | [5 empty] | -8.3 | 17.06 |  |  |  | -4.4 | 24.08 |  |  |  |  | -3.9 | 24.98 |  |  |  |  | -4.4 | 24.08
1995-02-24 | 12:00 | 7.2 | 44.96 | WEEKDAY | #N/A | 1988-02-24 | 12:00 | 3.9 | 39.02 |  |  | 2004-02-24 | 12:00 | 0 | 32 |  |  | 1995-02-24 | 12:00 | 6.7 | 44.06 | [5 empty] | 13.9 | 57.02 |  |  |  | 12.2 | 53.96 |  |  |  |  | -7.2 | 19.04 |  |  |  |  | -1.7 | 28.94 | [5 empty] | -7.8 | 17.96 |  |  |  | -3.9 | 24.98 |  |  |  |  | -3.3 | 26.06 |  |  |  |  | -3.3 | 26.06
1995-02-24 | 13:00 | 7.8 | 46.04 | WEEKDAY | #N/A | 1988-02-24 | 13:00 | 3.3 | 37.94 |  |  | 2004-02-24 | 13:00 | -1 | 30.2 |  |  | 1995-02-24 | 13:00 | 8.9 | 48.02 | [5 empty] | 14.4 | 57.92 |  |  |  | 11.6 | 52.88 |  |  |  |  | -7.8 | 17.96 |  |  |  |  | -1.7 | 28.94 | [5 empty] | -7.8 | 17.96 |  |  |  | -2.8 | 26.96 |  |  |  |  | -2.8 | 26.96 |  |  |  |  | -3.3 | 26.06
1995-02-24 | 14:00 | 8.3 | 46.94 | WEEKDAY | #N/A | 1988-02-24 | 14:00 | 2.8 | 37.04 |  |  | 2004-02-24 | 14:00 | -1 | 30.2 |  |  | 1995-02-24 | 14:00 | 9.4 | 48.92 | [5 empty] | 12.2 | 53.96 |  |  |  | 10 | 50 |  |  |  |  | -7.2 | 19.04 |  |  |  |  | -1.7 | 28.94 | [5 empty] | -7.2 | 19.04 |  |  |  | -3.9 | 24.98 |  |  |  |  | -2.8 | 26.96 |  |  |  |  | -2.8 | 26.96
1995-02-24 | 15:00 | 8.3 | 46.94 | WEEKDAY | #N/A | 1988-02-24 | 15:00 | 3.3 | 37.94 |  |  | 2004-02-24 | 15:00 | 0 | 32 |  |  | 1995-02-24 | 15:00 | 8.3 | 46.94 | [5 empty] | 12.8 | 55.04 |  |  |  | 9.4 | 48.92 |  |  |  |  | -7.2 | 19.04 |  |  |  |  | -1.1 | 30.02 | [5 empty] | -7.2 | 19.04 |  |  |  | -2.8 | 26.96 |  |  |  |  | -3.3 | 26.06 |  |  |  |  | -2.8 | 26.96
1995-02-24 | 16:00 | 7.2 | 44.96 | WEEKDAY | #N/A | 1988-02-24 | 16:00 | 2.8 | 37.04 |  |  | 2004-02-24 | 16:00 | -1 | 30.2 |  |  | 1995-02-24 | 16:00 | 7.8 | 46.04 | [5 empty] | 12.2 | 53.96 |  |  |  | 8.3 | 46.94 |  |  |  |  | -7.8 | 17.96 |  |  |  |  | -1.7 | 28.94 | [5 empty] | -6.7 | 19.94 |  |  |  | -2.2 | 28.04 |  |  |  |  | -4.4 | 24.08 |  |  |  |  | -2.8 | 26.96
1995-02-24 | 17:00 | 5.6 | 42.08 | WEEKDAY | #N/A | 1988-02-24 | 17:00 | 2.2 | 35.96 |  |  | 2004-02-24 | 17:00 | -2 | 28.4 |  |  | 1995-02-24 | 17:00 | 6.7 | 44.06 | [5 empty] | 11.1 | 51.98 |  |  |  | 8.3 | 46.94 |  |  |  |  | -7.8 | 17.96 |  |  |  |  | -1.7 | 28.94 | [5 empty] | -7.2 | 19.04 |  |  |  | -3.3 | 26.06 |  |  |  |  | -3.9 | 24.98 |  |  |  |  | -3.3 | 26.06
1995-02-24 | 18:00 | 4.4 | 39.92 | WEEKDAY | #N/A | 1988-02-24 | 18:00 | 1.7 | 35.06 |  |  | 2004-02-24 | 18:00 | -2 | 28.4 |  |  | 1995-02-24 | 18:00 | 5.6 | 42.08 | [5 empty] | 8.9 | 48.02 |  |  |  | 6.6 | 43.88 |  |  |  |  | -8.9 | 15.98 |  |  |  |  | -2.8 | 26.96 | [5 empty] | -7.2 | 19.04 |  |  |  | -4.4 | 24.08 |  |  |  |  | -5 | 23 |  |  |  |  | -3.9 | 24.98
1995-02-24 | 19:00 | 3.3 | 37.94 | WEEKDAY | #N/A | 1988-02-24 | 19:00 | 1.1 | 33.98 |  |  | 2004-02-24 | 19:00 | -2 | 28.4 |  |  | 1995-02-24 | 19:00 | 3.3 | 37.94 | [5 empty] | 7.2 | 44.96 |  |  |  | 7.2 | 44.96 |  |  |  |  | -8.9 | 15.98 |  |  |  |  | -3.9 | 24.98 | [5 empty] | -8.3 | 17.06 |  |  |  | -5 | 23 |  |  |  |  | -5 | 23 |  |  |  |  | -5 | 23
1995-02-24 | 20:00 | 1.7 | 35.06 | WEEKDAY | #N/A | 1988-02-24 | 20:00 | 0.6 | 33.08 |  |  | 2004-02-24 | 20:00 | -2 | 28.4 |  |  | 1995-02-24 | 20:00 | 2.2 | 35.96 | [5 empty] | 7.2 | 44.96 |  |  |  | 6.6 | 43.88 |  |  |  |  | -9.4 | 15.08 |  |  |  |  | -6.1 | 21.02 | [5 empty] | -8.3 | 17.06 |  |  |  | -4.4 | 24.08 |  |  |  |  | -5 | 23 |  |  |  |  | -5.6 | 21.92
1995-02-24 | 21:00 | 1.1 | 33.98 | WEEKDAY | #N/A | 1988-02-24 | 21:00 | 0.6 | 33.08 |  |  | 2004-02-24 | 21:00 | -3 | 26.6 |  |  | 1995-02-24 | 21:00 | 1.1 | 33.98 | [5 empty] | 7.2 | 44.96 |  |  |  | 5.5 | 41.9 |  |  |  |  | -9.4 | 15.08 |  |  |  |  | -6.7 | 19.94 | [5 empty] | -8.3 | 17.06 |  |  |  | -5 | 23 |  |  |  |  | -5.6 | 21.92 |  |  |  |  | -5.6 | 21.92
1995-02-24 | 22:00 | 0 | 32 | WEEKDAY | #N/A | 1988-02-24 | 22:00 | 0 | 32 |  |  | 2004-02-24 | 22:00 | -3 | 26.6 |  |  | 1995-02-24 | 22:00 | 0.6 | 33.08 | [5 empty] | 7.8 | 46.04 |  |  |  | 6.6 | 43.88 |  |  |  |  | -10 | 14 |  |  |  |  | -6.7 | 19.94 | [5 empty] | -8.9 | 15.98 |  |  |  | -5.6 | 21.92 |  |  |  |  | -5 | 23 |  |  |  |  | -5.6 | 21.92
1995-02-24 | 23:00 | -1.1 | 30.02 | WEEKDAY | #N/A | 1988-02-24 | 23:00 | 0 | 32 |  |  | 2004-02-24 | 23:00 | -4 | 24.8 |  |  | 1995-02-24 | 23:00 | -1.1 | 30.02 | [5 empty] | 6.7 | 44.06 |  |  |  | 7.2 | 44.96 |  |  |  |  | -10 | 14 |  |  |  |  | -5.6 | 21.92 | [5 empty] | -9.4 | 15.08 |  |  |  | -6.1 | 21.02 |  |  |  |  | -5.6 | 21.92 |  |  |  |  | -5.6 | 21.92
1995-02-24 | 24:00 | -2.2 | 28.04 | WEEKDAY | #N/A | 1988-02-24 | 24:00 | 0 | 32 |  |  | 2004-02-24 | 24:00 | -4 | 24.8 |  |  | 1995-02-24 | 24:00 | -2.2 | 28.04 | [5 empty] | 5.6 | 42.08 |  |  |  | 7.7 | 45.86 |  |  |  |  | -11.1 | 12.02 |  |  |  |  | -6.1 | 21.02 | [5 empty] | -9.4 | 15.08 |  |  |  | -6.1 | 21.02 |  |  |  |  | -6.1 | 21.02 |  |  |  |  | -6.1 | 21.02
1995-02-25 | 1:00 | -2.2 | 28.04 | SATURDAY | #N/A | 1988-02-25 | 1:00 | 0 | 32 |  |  | 2004-02-25 | 1:00 | -4 | 24.8 |  |  | 1995-02-25 | 1:00 | -2.8 | 26.96 | [5 empty] | 5.6 | 42.08 |  |  |  | 7.7 | 45.86 |  |  |  |  | -11.7 | 10.94 |  |  |  |  | -6.7 | 19.94 | [5 empty] | -9.4 | 15.08 |  |  |  | -6.7 | 19.94 |  |  |  |  | -6.7 | 19.94 |  |  |  |  | -6.7 | 19.94
1995-02-25 | 2:00 | -2.8 | 26.96 | SATURDAY | #N/A | 1988-02-25 | 2:00 | 0 | 32 |  |  | 2004-02-25 | 2:00 | -4 | 24.8 |  |  | 1995-02-25 | 2:00 | -2.8 | 26.96 | [5 empty] | 4.4 | 39.92 |  |  |  | 8.3 | 46.94 |  |  |  |  | -12.8 | 8.96 |  |  |  |  | -7.8 | 17.96 | [5 empty] | -10 | 14 |  |  |  | -7.2 | 19.04 |  |  |  |  | -6.7 | 19.94 |  |  |  |  | -6.7 | 19.94
1995-02-25 | 3:00 | -3.3 | 26.06 | SATURDAY | #N/A | 1988-02-25 | 3:00 | -0.6 | 30.92 |  |  | 2004-02-25 | 3:00 | -6 | 21.2 |  |  | 1995-02-25 | 3:00 | -3.3 | 26.06 | [5 empty] | 5.6 | 42.08 |  |  |  | 8.3 | 46.94 |  |  |  |  | -13.3 | 8.06 |  |  |  |  | -7.2 | 19.04 | [5 empty] | -11.7 | 10.94 |  |  |  | -7.8 | 17.96 |  |  |  |  | -7.2 | 19.04 |  |  |  |  | -6.7 | 19.94
1995-02-25 | 4:00 | -4.4 | 24.08 | SATURDAY | #N/A | 1988-02-25 | 4:00 | -1.1 | 30.02 |  |  | 2004-02-25 | 4:00 | -6 | 21.2 |  |  | 1995-02-25 | 4:00 | -3.9 | 24.98 | [5 empty] | 5.6 | 42.08 |  |  |  | 8.3 | 46.94 |  |  |  |  | -13.9 | 6.98 |  |  |  |  | -8.9 | 15.98 | [5 empty] | -12.2 | 10.04 |  |  |  | -8.3 | 17.06 |  |  |  |  | -7.8 | 17.96 |  |  |  |  | -6.7 | 19.94
1995-02-25 | 5:00 | -4.4 | 24.08 | SATURDAY | #N/A | 1988-02-25 | 5:00 | -1.7 | 28.94 |  |  | 2004-02-25 | 5:00 | -7 | 19.4 |  |  | 1995-02-25 | 5:00 | -3.9 | 24.98 | [5 empty] | 2.8 | 37.04 |  |  |  | 8.8 | 47.84 |  |  |  |  | -14.4 | 6.08 |  |  |  |  | -8.3 | 17.06 | [5 empty] | -13.3 | 8.06 |  |  |  | -7.8 | 17.96 |  |  |  |  | -8.3 | 17.06 |  |  |  |  | -7.8 | 17.96
1995-02-25 | 6:00 | -4.4 | 24.08 | SATURDAY | #N/A | 1988-02-25 | 6:00 | -2.2 | 28.04 |  |  | 2004-02-25 | 6:00 | -7 | 19.4 |  |  | 1995-02-25 | 6:00 | -4.4 | 24.08 | [5 empty] | 3.9 | 39.02 |  |  |  | 8.3 | 46.94 |  |  |  |  | -15.6 | 3.92 |  |  |  |  | -10 | 14 | [5 empty] | -14.4 | 6.08 |  |  |  | -8.3 | 17.06 |  |  |  |  | -7.8 | 17.96 |  |  |  |  | -7.2 | 19.04
1995-02-25 | 7:00 | -4.4 | 24.08 | SATURDAY | #N/A | 1988-02-25 | 7:00 | -2.2 | 28.04 |  |  | 2004-02-25 | 7:00 | -6.8 | 19.76 |  |  | 1995-02-25 | 7:00 | -4.4 | 24.08 | [5 empty] | 4.4 | 39.92 |  |  |  | 7.7 | 45.86 |  |  |  |  | -16.1 | 3.02 |  |  |  |  | -10 | 14 | [5 empty] | -14.4 | 6.08 |  |  |  | -8.9 | 15.98 |  |  |  |  | -7.8 | 17.96 |  |  |  |  | -7.8 | 17.96
1995-02-25 | 8:00 | -3.3 | 26.06 | SATURDAY | #N/A | 1988-02-25 | 8:00 | -1.7 | 28.94 |  |  | 2004-02-25 | 8:00 | -6 | 21.2 |  |  | 1995-02-25 | 8:00 | -3.9 | 24.98 | [5 empty] | 6.1 | 42.98 |  |  |  | 8.8 | 47.84 |  |  |  |  | -15.6 | 3.92 |  |  |  |  | -7.2 | 19.04 | [5 empty] | -13.9 | 6.98 |  |  |  | -8.3 | 17.06 |  |  |  |  | -7.8 | 17.96 |  |  |  |  | -7.2 | 19.04
1995-02-25 | 9:00 | -2.8 | 26.96 | SATURDAY | #N/A | 1988-02-25 | 9:00 | -1.1 | 30.02 |  |  | 2004-02-25 | 9:00 | -4 | 24.8 |  |  | 1995-02-25 | 9:00 | -2.2 | 28.04 | [5 empty] | 8.3 | 46.94 |  |  |  | 10 | 50 |  |  |  |  | -14.4 | 6.08 |  |  |  |  | -5.6 | 21.92 | [5 empty] | -12.2 | 10.04 |  |  |  | -7.8 | 17.96 |  |  |  |  | -7.2 | 19.04 |  |  |  |  | -6.7 | 19.94
1995-02-25 | 10:00 | -1.7 | 28.94 | SATURDAY | #N/A | 1988-02-25 | 10:00 | 0.6 | 33.08 |  |  | 2004-02-25 | 10:00 | -2 | 28.4 |  |  | 1995-02-25 | 10:00 | -1.1 | 30.02 | [5 empty] | 10 | 50 |  |  |  | 10.5 | 50.9 |  |  |  |  | -13.3 | 8.06 |  |  |  |  | -4.4 | 24.08 | [5 empty] | -9.4 | 15.08 |  |  |  | -6.7 | 19.94 |  |  |  |  | -6.1 | 21.02 |  |  |  |  | -6.7 | 19.94
1995-02-25 | 11:00 | -0.6 | 30.92 | SATURDAY | #N/A | 1988-02-25 | 11:00 | 0.6 | 33.08 |  |  | 2004-02-25 | 11:00 | -1 | 30.2 |  |  | 1995-02-25 | 11:00 | 0.6 | 33.08 | [5 empty] | 11.1 | 51.98 |  |  |  | 11.6 | 52.88 |  |  |  |  | -11.7 | 10.94 |  |  |  |  | -2.2 | 28.04 | [5 empty] | -9.4 | 15.08 |  |  |  | -7.2 | 19.04 |  |  |  |  | -5.6 | 21.92 |  |  |  |  | -6.1 | 21.02
1995-02-25 | 12:00 | 1.1 | 33.98 | SATURDAY | #N/A | 1988-02-25 | 12:00 | 0.6 | 33.08 |  |  | 2004-02-25 | 12:00 | 0 | 32 |  |  | 1995-02-25 | 12:00 | 1.1 | 33.98 | [5 empty] | 8.9 | 48.02 |  |  |  | 12.2 | 53.96 |  |  |  |  | -9.4 | 15.08 |  |  |  |  | -2.2 | 28.04 | [5 empty] | -8.9 | 15.98 |  |  |  | -5.6 | 21.92 |  |  |  |  | -5 | 23 |  |  |  |  | -5 | 23
1995-02-25 | 13:00 | 2.2 | 35.96 | SATURDAY | #N/A | 1988-02-25 | 13:00 | 1.1 | 33.98 |  |  | 2004-02-25 | 13:00 | 1 | 33.8 |  |  | 1995-02-25 | 13:00 | 2.8 | 37.04 | [5 empty] | 6.1 | 42.98 |  |  |  | 13.3 | 55.94 |  |  |  |  | -9.4 | 15.08 |  |  |  |  | -1.7 | 28.94 | [5 empty] | -7.8 | 17.96 |  |  |  | -5.6 | 21.92 |  |  |  |  | -4.4 | 24.08 |  |  |  |  | -4.4 | 24.08
1995-02-25 | 14:00 | 3.3 | 37.94 | SATURDAY | #N/A | 1988-02-25 | 14:00 | 1.7 | 35.06 |  |  | 2004-02-25 | 14:00 | 2 | 35.6 |  |  | 1995-02-25 | 14:00 | 3.3 | 37.94 | [5 empty] | 6.7 | 44.06 |  |  |  | 13.8 | 56.84 |  |  |  |  | -9.4 | 15.08 |  |  |  |  | -2.2 | 28.04 | [5 empty] | -6.7 | 19.94 |  |  |  | -6.1 | 21.02 |  |  |  |  | -4.4 | 24.08 |  |  |  |  | -3.3 | 26.06
1995-02-25 | 15:00 | 3.3 | 37.94 | SATURDAY | #N/A | 1988-02-25 | 15:00 | 2.2 | 35.96 |  |  | 2004-02-25 | 15:00 | 3 | 37.4 |  |  | 1995-02-25 | 15:00 | 3.3 | 37.94 | [5 empty] | 6.1 | 42.98 |  |  |  | 13.8 | 56.84 |  |  |  |  | -8.9 | 15.98 |  |  |  |  | -1.7 | 28.94 | [5 empty] | -6.7 | 19.94 |  |  |  | -6.1 | 21.02 |  |  |  |  | -4.4 | 24.08 |  |  |  |  | -3.3 | 26.06
1995-02-25 | 16:00 | 3.9 | 39.02 | SATURDAY | #N/A | 1988-02-25 | 16:00 | 0.6 | 33.08 |  |  | 2004-02-25 | 16:00 | 3 | 37.4 |  |  | 1995-02-25 | 16:00 | 3.9 | 39.02 | [5 empty] | 5.6 | 42.08 |  |  |  | 13.3 | 55.94 |  |  |  |  | -8.9 | 15.98 |  |  |  |  | -2.2 | 28.04 | [5 empty] | -6.7 | 19.94 |  |  |  | -5.6 | 21.92 |  |  |  |  | -4.4 | 24.08 |  |  |  |  | -3.3 | 26.06
1995-02-25 | 17:00 | 3.9 | 39.02 | SATURDAY | #N/A | 1988-02-25 | 17:00 | 0.6 | 33.08 |  |  | 2004-02-25 | 17:00 | 2 | 35.6 |  |  | 1995-02-25 | 17:00 | 3.3 | 37.94 | [5 empty] | 5 | 41 |  |  |  | 12.7 | 54.86 |  |  |  |  | -10 | 14 |  |  |  |  | -2.8 | 26.96 | [5 empty] | -7.2 | 19.04 |  |  |  | -5.6 | 21.92 |  |  |  |  | -5 | 23 |  |  |  |  | -3.3 | 26.06
1995-02-25 | 18:00 | 3.9 | 39.02 | SATURDAY | #N/A | 1988-02-25 | 18:00 | -0.6 | 30.92 |  |  | 2004-02-25 | 18:00 | 1 | 33.8 |  |  | 1995-02-25 | 18:00 | 3.3 | 37.94 | [5 empty] | 4.4 | 39.92 |  |  |  | 12.2 | 53.96 |  |  |  |  | -11.7 | 10.94 |  |  |  |  | -3.3 | 26.06 | [5 empty] | -8.3 | 17.06 |  |  |  | -6.1 | 21.02 |  |  |  |  | -6.1 | 21.02 |  |  |  |  | -4.4 | 24.08
1995-02-25 | 19:00 | 3.9 | 39.02 | SATURDAY | #N/A | 1988-02-25 | 19:00 | -0.6 | 30.92 |  |  | 2004-02-25 | 19:00 | -1 | 30.2 |  |  | 1995-02-25 | 19:00 | 3.3 | 37.94 | [5 empty] | 4.4 | 39.92 |  |  |  | 11.1 | 51.98 |  |  |  |  | -12.2 | 10.04 |  |  |  |  | -4.4 | 24.08 | [5 empty] | -8.3 | 17.06 |  |  |  | -6.7 | 19.94 |  |  |  |  | -6.7 | 19.94 |  |  |  |  | -5.6 | 21.92
1995-02-25 | 20:00 | 3.9 | 39.02 | SATURDAY | #N/A | 1988-02-25 | 20:00 | -0.6 | 30.92 |  |  | 2004-02-25 | 20:00 | -1 | 30.2 |  |  | 1995-02-25 | 20:00 | 3.3 | 37.94 | [5 empty] | 3.9 | 39.02 |  |  |  | 10.5 | 50.9 |  |  |  |  | -12.8 | 8.96 |  |  |  |  | -5 | 23 | [5 empty] | -8.3 | 17.06 |  |  |  | -6.7 | 19.94 |  |  |  |  | -6.7 | 19.94 |  |  |  |  | -6.7 | 19.94
1995-02-25 | 21:00 | 3.9 | 39.02 | SATURDAY | #N/A | 1988-02-25 | 21:00 | -1.1 | 30.02 |  |  | 2004-02-25 | 21:00 | -2 | 28.4 |  |  | 1995-02-25 | 21:00 | 2.2 | 35.96 | [5 empty] | 3.9 | 39.02 |  |  |  | 10.5 | 50.9 |  |  |  |  | -12.8 | 8.96 |  |  |  |  | -6.1 | 21.02 | [5 empty] | -8.3 | 17.06 |  |  |  | -7.2 | 19.04 |  |  |  |  | -6.7 | 19.94 |  |  |  |  | -6.1 | 21.02
1995-02-25 | 22:00 | 3.9 | 39.02 | SATURDAY | #N/A | 1988-02-25 | 22:00 | -1.7 | 28.94 |  |  | 2004-02-25 | 22:00 | -2 | 28.4 |  |  | 1995-02-25 | 22:00 | 2.2 | 35.96 | [5 empty] | 3.9 | 39.02 |  |  |  | 9.4 | 48.92 |  |  |  |  | -13.3 | 8.06 |  |  |  |  | -6.7 | 19.94 | [5 empty] | -8.3 | 17.06 |  |  |  | -7.2 | 19.04 |  |  |  |  | -6.7 | 19.94 |  |  |  |  | -5.6 | 21.92
1995-02-25 | 23:00 | 3.3 | 37.94 | SATURDAY | #N/A | 1988-02-25 | 23:00 | -2.2 | 28.04 |  |  | 2004-02-25 | 23:00 | -2 | 28.4 |  |  | 1995-02-25 | 23:00 | 2.2 | 35.96 | [5 empty] | 3.3 | 37.94 |  |  |  | 8.8 | 47.84 |  |  |  |  | -13.9 | 6.98 |  |  |  |  | -8.9 | 15.98 | [5 empty] | -7.8 | 17.96 |  |  |  | -7.2 | 19.04 |  |  |  |  | -6.7 | 19.94 |  |  |  |  | -6.1 | 21.02
1995-02-25 | 24:00 | 3.9 | 39.02 | SATURDAY | #N/A | 1988-02-25 | 24:00 | -2.2 | 28.04 |  |  | 2004-02-25 | 24:00 | -3 | 26.6 |  |  | 1995-02-25 | 24:00 | 2.2 | 35.96 | [5 empty] | 3.3 | 37.94 |  |  |  | 8.3 | 46.94 |  |  |  |  | -13.3 | 8.06 |  |  |  |  | -9.4 | 15.08 | [5 empty] | -8.9 | 15.98 |  |  |  | -7.2 | 19.04 |  |  |  |  | -6.7 | 19.94 |  |  |  |  | -6.1 | 21.02
1995-02-26 | 1:00 | -1.1 | 30.02 | SUNDAY | #N/A | 1988-02-26 | 1:00 | -2.8 | 26.96 |  |  | 2004-02-26 | 1:00 | -3 | 26.6 |  |  | 1995-02-26 | 1:00 | 0.6 | 33.08 | [5 empty] | 2.8 | 37.04 |  |  |  | 1.1 | 33.98 |  |  |  |  | -13.9 | 6.98 |  |  |  |  | -9.4 | 15.08 | [5 empty] | -9.4 | 15.08 |  |  |  | -6.7 | 19.94 |  |  |  |  | -6.7 | 19.94 |  |  |  |  | -6.7 | 19.94
1995-02-26 | 2:00 | -1.7 | 28.94 | SUNDAY | #N/A | 1988-02-26 | 2:00 | -3.3 | 26.06 |  |  | 2004-02-26 | 2:00 | -3 | 26.6 |  |  | 1995-02-26 | 2:00 | -1.7 | 28.94 | [5 empty] | 2.8 | 37.04 |  |  |  | 0.5 | 32.9 |  |  |  |  | -12.8 | 8.96 |  |  |  |  | -10.6 | 12.92 | [5 empty] | -11.1 | 12.02 |  |  |  | -6.7 | 19.94 |  |  |  |  | -6.7 | 19.94 |  |  |  |  | -7.2 | 19.04
1995-02-26 | 3:00 | -2.2 | 28.04 | SUNDAY | #N/A | 1988-02-26 | 3:00 | -3.3 | 26.06 |  |  | 2004-02-26 | 3:00 | -5 | 23 |  |  | 1995-02-26 | 3:00 | -2.2 | 28.04 | [5 empty] | 2.8 | 37.04 |  |  |  | -0.5 | 31.1 |  |  |  |  | -13.3 | 8.06 |  |  |  |  | -12.2 | 10.04 | [5 empty] | -10 | 14 |  |  |  | -6.7 | 19.94 |  |  |  |  | -7.2 | 19.04 |  |  |  |  | -8.3 | 17.06
1995-02-26 | 4:00 | -2.8 | 26.96 | SUNDAY | #N/A | 1988-02-26 | 4:00 | -3.9 | 24.98 |  |  | 2004-02-26 | 4:00 | -5 | 23 |  |  | 1995-02-26 | 4:00 | -2.8 | 26.96 | [5 empty] | 2.2 | 35.96 |  |  |  | -1.2 | 29.84 |  |  |  |  | -13.3 | 8.06 |  |  |  |  | -11.7 | 10.94 | [5 empty] | -10 | 14 |  |  |  | -6.7 | 19.94 |  |  |  |  | -7.8 | 17.96 |  |  |  |  | -8.3 | 17.06
1995-02-26 | 5:00 | -3.3 | 26.06 | SUNDAY | #N/A | 1988-02-26 | 5:00 | -3.9 | 24.98 |  |  | 2004-02-26 | 5:00 | -4 | 24.8 |  |  | 1995-02-26 | 5:00 | -3.3 | 26.06 | [5 empty] | 2.2 | 35.96 |  |  |  | -2.8 | 26.96 |  |  |  |  | -13.9 | 6.98 |  |  |  |  | -10.6 | 12.92 | [5 empty] | -9.4 | 15.08 |  |  |  | -7.2 | 19.04 |  |  |  |  | -8.9 | 15.98 |  |  |  |  | -8.9 | 15.98
1995-02-26 | 6:00 | -4.4 | 24.08 | SUNDAY | #N/A | 1988-02-26 | 6:00 | -4.4 | 24.08 |  |  | 2004-02-26 | 6:00 | -6 | 21.2 |  |  | 1995-02-26 | 6:00 | -3.9 | 24.98 | [5 empty] | 2.2 | 35.96 |  |  |  | -2.8 | 26.96 |  |  |  |  | -14.4 | 6.08 |  |  |  |  | -10.6 | 12.92 | [5 empty] | -8.9 | 15.98 |  |  |  | -8.3 | 17.06 |  |  |  |  | -8.9 | 15.98 |  |  |  |  | -9.4 | 15.08
1995-02-26 | 7:00 | -6.1 | 21.02 | SUNDAY | #N/A | 1988-02-26 | 7:00 | -4.4 | 24.08 |  |  | 2004-02-26 | 7:00 | -6 | 21.2 |  |  | 1995-02-26 | 7:00 | -5.6 | 21.92 | [5 empty] | 2.2 | 35.96 |  |  |  | -3.9 | 24.98 |  |  |  |  | -16.1 | 3.02 |  |  |  |  | -11.1 | 12.02 | [5 empty] | -10 | 14 |  |  |  | -8.3 | 17.06 |  |  |  |  | -8.9 | 15.98 |  |  |  |  | -10.6 | 12.92
1995-02-26 | 8:00 | -6.7 | 19.94 | SUNDAY | #N/A | 1988-02-26 | 8:00 | -3.9 | 24.98 |  |  | 2004-02-26 | 8:00 | -2 | 28.4 |  |  | 1995-02-26 | 8:00 | -6.1 | 21.02 | [5 empty] | 2.8 | 37.04 |  |  |  | -0.6 | 30.92 |  |  |  |  | -14.4 | 6.08 |  |  |  |  | -10 | 14 | [5 empty] | -8.9 | 15.98 |  |  |  | -7.2 | 19.04 |  |  |  |  | -7.8 | 17.96 |  |  |  |  | -9.4 | 15.08
1995-02-26 | 9:00 | -7.2 | 19.04 | SUNDAY | #N/A | 1988-02-26 | 9:00 | -3.3 | 26.06 |  |  | 2004-02-26 | 9:00 | -1 | 30.2 |  |  | 1995-02-26 | 9:00 | -6.1 | 21.02 | [5 empty] | 2.8 | 37.04 |  |  |  | 3.8 | 38.84 |  |  |  |  | -11.7 | 10.94 |  |  |  |  | -6.7 | 19.94 | [5 empty] | -8.3 | 17.06 |  |  |  | -6.7 | 19.94 |  |  |  |  | -6.1 | 21.02 |  |  |  |  | -7.8 | 17.96
1995-02-26 | 10:00 | -6.7 | 19.94 | SUNDAY | #N/A | 1988-02-26 | 10:00 | -2.2 | 28.04 |  |  | 2004-02-26 | 10:00 | 1 | 33.8 |  |  | 1995-02-26 | 10:00 | -5.6 | 21.92 | [5 empty] | 3.3 | 37.94 |  |  |  | 6.1 | 42.98 |  |  |  |  | -9.4 | 15.08 |  |  |  |  | -5 | 23 | [5 empty] | -6.1 | 21.02 |  |  |  | -5.6 | 21.92 |  |  |  |  | -4.4 | 24.08 |  |  |  |  | -6.7 | 19.94
1995-02-26 | 11:00 | -6.1 | 21.02 | SUNDAY | #N/A | 1988-02-26 | 11:00 | -0.6 | 30.92 |  |  | 2004-02-26 | 11:00 | 2 | 35.6 |  |  | 1995-02-26 | 11:00 | -5 | 23 | [5 empty] | 3.9 | 39.02 |  |  |  | 7.7 | 45.86 |  |  |  |  | -7.2 | 19.04 |  |  |  |  | -2.8 | 26.96 | [5 empty] | -5 | 23 |  |  |  | -5 | 23 |  |  |  |  | -3.3 | 26.06 |  |  |  |  | -5.6 | 21.92
1995-02-26 | 12:00 | -5.6 | 21.92 | SUNDAY | #N/A | 1988-02-26 | 12:00 | 0.6 | 33.08 |  |  | 2004-02-26 | 12:00 | 4 | 39.2 |  |  | 1995-02-26 | 12:00 | -5.6 | 21.92 | [5 empty] | 4.4 | 39.92 |  |  |  | 9.4 | 48.92 |  |  |  |  | -5.6 | 21.92 |  |  |  |  | -1.7 | 28.94 | [5 empty] | -5 | 23 |  |  |  | -4.4 | 24.08 |  |  |  |  | -2.8 | 26.96 |  |  |  |  | -3.9 | 24.98
1995-02-26 | 13:00 | -4.4 | 24.08 | SUNDAY | #N/A | 1988-02-26 | 13:00 | 0 | 32 |  |  | 2004-02-26 | 13:00 | 5 | 41 |  |  | 1995-02-26 | 13:00 | -4.4 | 24.08 | [5 empty] | 5 | 41 |  |  |  | 11.1 | 51.98 |  |  |  |  | -4.4 | 24.08 |  |  |  |  | -1.7 | 28.94 | [5 empty] | -3.9 | 24.98 |  |  |  | -4.4 | 24.08 |  |  |  |  | -3.3 | 26.06 |  |  |  |  | -2.8 | 26.96
1995-02-26 | 14:00 | -3.3 | 26.06 | SUNDAY | #N/A | 1988-02-26 | 14:00 | 1.1 | 33.98 |  |  | 2004-02-26 | 14:00 | 5 | 41 |  |  | 1995-02-26 | 14:00 | -3.9 | 24.98 | [5 empty] | 4.4 | 39.92 |  |  |  | 12.2 | 53.96 |  |  |  |  | -3.9 | 24.98 |  |  |  |  | -1.7 | 28.94 | [5 empty] | -3.3 | 26.06 |  |  |  | -4.4 | 24.08 |  |  |  |  | -3.3 | 26.06 |  |  |  |  | -2.8 | 26.96
1995-02-26 | 15:00 | -2.8 | 26.96 | SUNDAY | #N/A | 1988-02-26 | 15:00 | 1.7 | 35.06 |  |  | 2004-02-26 | 15:00 | 4 | 39.2 |  |  | 1995-02-26 | 15:00 | -2.8 | 26.96 | [5 empty] | 4.4 | 39.92 |  |  |  | 13.3 | 55.94 |  |  |  |  | -3.3 | 26.06 |  |  |  |  | -1.1 | 30.02 | [5 empty] | -3.3 | 26.06 |  |  |  | -2.8 | 26.96 |  |  |  |  | -3.3 | 26.06 |  |  |  |  | -2.8 | 26.96
1995-02-26 | 16:00 | -2.2 | 28.04 | SUNDAY | #N/A | 1988-02-26 | 16:00 | 1.7 | 35.06 |  |  | 2004-02-26 | 16:00 | 4 | 39.2 |  |  | 1995-02-26 | 16:00 | -1.7 | 28.94 | [5 empty] | 4.4 | 39.92 |  |  |  | 12.2 | 53.96 |  |  |  |  | -3.3 | 26.06 |  |  |  |  | -1.7 | 28.94 | [5 empty] | -2.2 | 28.04 |  |  |  | -3.3 | 26.06 |  |  |  |  | -3.3 | 26.06 |  |  |  |  | -2.8 | 26.96
1995-02-26 | 17:00 | -1.7 | 28.94 | SUNDAY | #N/A | 1988-02-26 | 17:00 | 1.1 | 33.98 |  |  | 2004-02-26 | 17:00 | 3 | 37.4 |  |  | 1995-02-26 | 17:00 | -1.1 | 30.02 | [5 empty] | 3.9 | 39.02 |  |  |  | 11.1 | 51.98 |  |  |  |  | -3.3 | 26.06 |  |  |  |  | -1.7 | 28.94 | [5 empty] | -3.3 | 26.06 |  |  |  | -2.2 | 28.04 |  |  |  |  | -3.3 | 26.06 |  |  |  |  | -2.8 | 26.96
1995-02-26 | 18:00 | -1.1 | 30.02 | SUNDAY | #N/A | 1988-02-26 | 18:00 | 0.6 | 33.08 |  |  | 2004-02-26 | 18:00 | 2 | 35.6 |  |  | 1995-02-26 | 18:00 | -1.1 | 30.02 | [5 empty] | 3.9 | 39.02 |  |  |  | 10.5 | 50.9 |  |  |  |  | -5 | 23 |  |  |  |  | -2.8 | 26.96 | [5 empty] | -3.3 | 26.06 |  |  |  | -2.2 | 28.04 |  |  |  |  | -3.9 | 24.98 |  |  |  |  | -3.3 | 26.06
1995-02-26 | 19:00 | -1.1 | 30.02 | SUNDAY | #N/A | 1988-02-26 | 19:00 | 0 | 32 |  |  | 2004-02-26 | 19:00 | 1 | 33.8 |  |  | 1995-02-26 | 19:00 | -1.1 | 30.02 | [5 empty] | 3.9 | 39.02 |  |  |  | 5.5 | 41.9 |  |  |  |  | -5.6 | 21.92 |  |  |  |  | -3.3 | 26.06 | [5 empty] | -3.9 | 24.98 |  |  |  | -3.3 | 26.06 |  |  |  |  | -3.3 | 26.06 |  |  |  |  | -4.4 | 24.08
1995-02-26 | 20:00 | -1.1 | 30.02 | SUNDAY | #N/A | 1988-02-26 | 20:00 | 0 | 32 |  |  | 2004-02-26 | 20:00 | 1 | 33.8 |  |  | 1995-02-26 | 20:00 | -1.1 | 30.02 | [5 empty] | 3.9 | 39.02 |  |  |  | 2.2 | 35.96 |  |  |  |  | -6.7 | 19.94 |  |  |  |  | -4.4 | 24.08 | [5 empty] | -6.1 | 21.02 |  |  |  | -3.3 | 26.06 |  |  |  |  | -3.9 | 24.98 |  |  |  |  | -4.4 | 24.08
1995-02-26 | 21:00 | -1.1 | 30.02 | SUNDAY | #N/A | 1988-02-26 | 21:00 | 0 | 32 |  |  | 2004-02-26 | 21:00 | 1 | 33.8 |  |  | 1995-02-26 | 21:00 | -1.1 | 30.02 | [5 empty] | 4.4 | 39.92 |  |  |  | 0.5 | 32.9 |  |  |  |  | -6.7 | 19.94 |  |  |  |  | -3.9 | 24.98 | [5 empty] | -7.8 | 17.96 |  |  |  | -2.8 | 26.96 |  |  |  |  | -3.9 | 24.98 |  |  |  |  | -5 | 23
1995-02-26 | 22:00 | -0.6 | 30.92 | SUNDAY | #N/A | 1988-02-26 | 22:00 | 0 | 32 |  |  | 2004-02-26 | 22:00 | 1 | 33.8 |  |  | 1995-02-26 | 22:00 | -1.1 | 30.02 | [5 empty] | 4.4 | 39.92 |  |  |  | -0.4 | 31.28 |  |  |  |  | -7.2 | 19.04 |  |  |  |  | -3.9 | 24.98 | [5 empty] | -8.3 | 17.06 |  |  |  | -2.2 | 28.04 |  |  |  |  | -3.9 | 24.98 |  |  |  |  | -6.1 | 21.02
1995-02-26 | 23:00 | -0.6 | 30.92 | SUNDAY | #N/A | 1988-02-26 | 23:00 | 0 | 32 |  |  | 2004-02-26 | 23:00 | -1 | 30.2 |  |  | 1995-02-26 | 23:00 | -1.1 | 30.02 | [5 empty] | 4.4 | 39.92 |  |  |  | -1.2 | 29.84 |  |  |  |  | -8.3 | 17.06 |  |  |  |  | -3.3 | 26.06 | [5 empty] | -6.7 | 19.94 |  |  |  | -2.2 | 28.04 |  |  |  |  | -3.9 | 24.98 |  |  |  |  | -7.2 | 19.04
1995-02-26 | 24:00 | -1.1 | 30.02 | SUNDAY | #N/A | 1988-02-26 | 24:00 | 0 | 32 |  |  | 2004-02-26 | 24:00 | -1 | 30.2 |  |  | 1995-02-26 | 24:00 | -1.1 | 30.02 | [5 empty] | 4.4 | 39.92 |  |  |  | -3.4 | 25.88 |  |  |  |  | -8.9 | 15.98 |  |  |  |  | -3.3 | 26.06 | [5 empty] | -5.6 | 21.92 |  |  |  | -1.7 | 28.94 |  |  |  |  | -3.9 | 24.98 |  |  |  |  | -7.8 | 17.96
1995-02-27 | 1:00 | -0.6 | 30.92 | WEEKDAY | #N/A | 1988-02-27 | 1:00 | -0.6 | 30.92 |  |  | 2004-02-27 | 1:00 | -1 | 30.2 |  |  | 1995-02-27 | 1:00 | -0.6 | 30.92 | [5 empty] | 4.4 | 39.92 |  |  |  | -2.8 | 26.96 |  |  |  |  | -9.4 | 15.08 |  |  |  |  | -3.9 | 24.98 | [5 empty] | -5.6 | 21.92 |  |  |  | -1.1 | 30.02 |  |  |  |  | -3.9 | 24.98 |  |  |  |  | -8.3 | 17.06
1995-02-27 | 2:00 | -0.6 | 30.92 | WEEKDAY | #N/A | 1988-02-27 | 2:00 | -0.6 | 30.92 |  |  | 2004-02-27 | 2:00 | -3 | 26.6 |  |  | 1995-02-27 | 2:00 | -0.6 | 30.92 | [5 empty] | 4.4 | 39.92 |  |  |  | -2.8 | 26.96 |  |  |  |  | -9.4 | 15.08 |  |  |  |  | -5 | 23 | [5 empty] | -4.4 | 24.08 |  |  |  | -1.1 | 30.02 |  |  |  |  | -3.3 | 26.06 |  |  |  |  | -7.2 | 19.04
1995-02-27 | 3:00 | -1.1 | 30.02 | WEEKDAY | #N/A | 1988-02-27 | 3:00 | -0.6 | 30.92 |  |  | 2004-02-27 | 3:00 | -3 | 26.6 |  |  | 1995-02-27 | 3:00 | -0.6 | 30.92 | [5 empty] | 4.4 | 39.92 |  |  |  | -3.9 | 24.98 |  |  |  |  | -9.4 | 15.08 |  |  |  |  | -5.6 | 21.92 | [5 empty] | -3.9 | 24.98 |  |  |  | -0.6 | 30.92 |  |  |  |  | -3.3 | 26.06 |  |  |  |  | -6.7 | 19.94
1995-02-27 | 4:00 | -1.1 | 30.02 | WEEKDAY | #N/A | 1988-02-27 | 4:00 | -0.6 | 30.92 |  |  | 2004-02-27 | 4:00 | -4 | 24.8 |  |  | 1995-02-27 | 4:00 | -0.6 | 30.92 | [5 empty] | 4.4 | 39.92 |  |  |  | -3.9 | 24.98 |  |  |  |  | -8.9 | 15.98 |  |  |  |  | -5.6 | 21.92 | [5 empty] | -4.4 | 24.08 |  |  |  | -1.1 | 30.02 |  |  |  |  | -3.3 | 26.06 |  |  |  |  | -7.8 | 17.96
1995-02-27 | 5:00 | -1.7 | 28.94 | WEEKDAY | #N/A | 1988-02-27 | 5:00 | -0.6 | 30.92 |  |  | 2004-02-27 | 5:00 | -4 | 24.8 |  |  | 1995-02-27 | 5:00 | -0.6 | 30.92 | [5 empty] | 4.4 | 39.92 |  |  |  | -3.9 | 24.98 |  |  |  |  | -8.9 | 15.98 |  |  |  |  | -5 | 23 | [5 empty] | -5 | 23 |  |  |  | -2.2 | 28.04 |  |  |  |  | -3.3 | 26.06 |  |  |  |  | -8.3 | 17.06
1995-02-27 | 6:00 | -1.7 | 28.94 | WEEKDAY | #N/A | 1988-02-27 | 6:00 | -0.6 | 30.92 |  |  | 2004-02-27 | 6:00 | -4 | 24.8 |  |  | 1995-02-27 | 6:00 | -1.7 | 28.94 | [5 empty] | 5 | 41 |  |  |  | -5.6 | 21.92 |  |  |  |  | -10.6 | 12.92 |  |  |  |  | -5 | 23 | [5 empty] | -4.4 | 24.08 |  |  |  | -2.2 | 28.04 |  |  |  |  | -3.3 | 26.06 |  |  |  |  | -8.9 | 15.98
1995-02-27 | 7:00 | -1.7 | 28.94 | WEEKDAY | #N/A | 1988-02-27 | 7:00 | -0.6 | 30.92 |  |  | 2004-02-27 | 7:00 | -4 | 24.8 |  |  | 1995-02-27 | 7:00 | -1.7 | 28.94 | [5 empty] | 5 | 41 |  |  |  | -5 | 23 |  |  |  |  | -10.6 | 12.92 |  |  |  |  | -5.6 | 21.92 | [5 empty] | -4.4 | 24.08 |  |  |  | -2.8 | 26.96 |  |  |  |  | -2.8 | 26.96 |  |  |  |  | -9.4 | 15.08
1995-02-27 | 8:00 | -1.1 | 30.02 | WEEKDAY | #N/A | 1988-02-27 | 8:00 | 0 | 32 |  |  | 2004-02-27 | 8:00 | -3 | 26.6 |  |  | 1995-02-27 | 8:00 | -1.1 | 30.02 | [5 empty] | 5.6 | 42.08 |  |  |  | -2.8 | 26.96 |  |  |  |  | -8.3 | 17.06 |  |  |  |  | -5.6 | 21.92 | [5 empty] | -4.4 | 24.08 |  |  |  | -2.8 | 26.96 |  |  |  |  | -2.8 | 26.96 |  |  |  |  | -9.4 | 15.08
1995-02-27 | 9:00 | -0.6 | 30.92 | WEEKDAY | #N/A | 1988-02-27 | 9:00 | 1.1 | 33.98 |  |  | 2004-02-27 | 9:00 | -1 | 30.2 |  |  | 1995-02-27 | 9:00 | -1.1 | 30.02 | [5 empty] | 6.7 | 44.06 |  |  |  | 1.1 | 33.98 |  |  |  |  | -6.7 | 19.94 |  |  |  |  | -4.4 | 24.08 | [5 empty] | -3.3 | 26.06 |  |  |  | -2.8 | 26.96 |  |  |  |  | -3.3 | 26.06 |  |  |  |  | -8.9 | 15.98
1995-02-27 | 10:00 | -1.7 | 28.94 | WEEKDAY | #N/A | 1988-02-27 | 10:00 | 1.7 | 35.06 |  |  | 2004-02-27 | 10:00 | 1 | 33.8 |  |  | 1995-02-27 | 10:00 | -1.1 | 30.02 | [5 empty] | 7.2 | 44.96 |  |  |  | 3.3 | 37.94 |  |  |  |  | -5.6 | 21.92 |  |  |  |  | -3.3 | 26.06 | [5 empty] | -1.7 | 28.94 |  |  |  | -2.8 | 26.96 |  |  |  |  | -2.8 | 26.96 |  |  |  |  | -7.2 | 19.04
1995-02-27 | 11:00 | -2.2 | 28.04 | WEEKDAY | #N/A | 1988-02-27 | 11:00 | 1.7 | 35.06 |  |  | 2004-02-27 | 11:00 | 2 | 35.6 |  |  | 1995-02-27 | 11:00 | -0.6 | 30.92 | [5 empty] | 7.2 | 44.96 |  |  |  | 5 | 41 |  |  |  |  | -3.9 | 24.98 |  |  |  |  | -2.2 | 28.04 | [5 empty] | -1.1 | 30.02 |  |  |  | -3.3 | 26.06 |  |  |  |  | -2.8 | 26.96 |  |  |  |  | -5 | 23
1995-02-27 | 12:00 | -2.8 | 26.96 | WEEKDAY | #N/A | 1988-02-27 | 12:00 | 0.6 | 33.08 |  |  | 2004-02-27 | 12:00 | 3 | 37.4 |  |  | 1995-02-27 | 12:00 | -0.6 | 30.92 | [5 empty] | 7.2 | 44.96 |  |  |  | 6.1 | 42.98 |  |  |  |  | -2.2 | 28.04 |  |  |  |  | -1.7 | 28.94 | [5 empty] | -0.6 | 30.92 |  |  |  | -3.3 | 26.06 |  |  |  |  | -2.2 | 28.04 |  |  |  |  | -3.9 | 24.98
1995-02-27 | 13:00 | -2.2 | 28.04 | WEEKDAY | #N/A | 1988-02-27 | 13:00 | 0.6 | 33.08 |  |  | 2004-02-27 | 13:00 | 4 | 39.2 |  |  | 1995-02-27 | 13:00 | -1.1 | 30.02 | [5 empty] | 7.8 | 46.04 |  |  |  | 7.7 | 45.86 |  |  |  |  | -1.1 | 30.02 |  |  |  |  | -1.7 | 28.94 | [5 empty] | 0 | 32 |  |  |  | -3.9 | 24.98 |  |  |  |  | -2.8 | 26.96 |  |  |  |  | -2.8 | 26.96
1995-02-27 | 14:00 | -1.7 | 28.94 | WEEKDAY | #N/A | 1988-02-27 | 14:00 | 0.6 | 33.08 |  |  | 2004-02-27 | 14:00 | 5 | 41 |  |  | 1995-02-27 | 14:00 | 0 | 32 | [5 empty] | 8.3 | 46.94 |  |  |  | 8.8 | 47.84 |  |  |  |  | -0.6 | 30.92 |  |  |  |  | -1.7 | 28.94 | [5 empty] | 0.6 | 33.08 |  |  |  | -3.3 | 26.06 |  |  |  |  | -3.3 | 26.06 |  |  |  |  | -2.2 | 28.04
1995-02-27 | 15:00 | -1.1 | 30.02 | WEEKDAY | #N/A | 1988-02-27 | 15:00 | 0.6 | 33.08 |  |  | 2004-02-27 | 15:00 | 6 | 42.8 |  |  | 1995-02-27 | 15:00 | 0 | 32 | [5 empty] | 8.3 | 46.94 |  |  |  | 8.8 | 47.84 |  |  |  |  | 0 | 32 |  |  |  |  | -1.1 | 30.02 | [5 empty] | 0.6 | 33.08 |  |  |  | -3.3 | 26.06 |  |  |  |  | -3.3 | 26.06 |  |  |  |  | -2.2 | 28.04
1995-02-27 | 16:00 | -0.6 | 30.92 | WEEKDAY | #N/A | 1988-02-27 | 16:00 | 0.6 | 33.08 |  |  | 2004-02-27 | 16:00 | 4 | 39.2 |  |  | 1995-02-27 | 16:00 | 0.6 | 33.08 | [5 empty] | 8.3 | 46.94 |  |  |  | 8.8 | 47.84 |  |  |  |  | 0 | 32 |  |  |  |  | -1.7 | 28.94 | [5 empty] | 1.1 | 33.98 |  |  |  | -2.8 | 26.96 |  |  |  |  | -3.3 | 26.06 |  |  |  |  | -1.7 | 28.94
1995-02-27 | 17:00 | 0 | 32 | WEEKDAY | #N/A | 1988-02-27 | 17:00 | 0.6 | 33.08 |  |  | 2004-02-27 | 17:00 | 3 | 37.4 |  |  | 1995-02-27 | 17:00 | 0.6 | 33.08 | [5 empty] | 8.3 | 46.94 |  |  |  | 7.2 | 44.96 |  |  |  |  | -0.6 | 30.92 |  |  |  |  | -1.1 | 30.02 | [5 empty] | 1.1 | 33.98 |  |  |  | -2.8 | 26.96 |  |  |  |  | -2.8 | 26.96 |  |  |  |  | -1.7 | 28.94
1995-02-27 | 18:00 | 0 | 32 | WEEKDAY | #N/A | 1988-02-27 | 18:00 | 0.6 | 33.08 |  |  | 2004-02-27 | 18:00 | 3 | 37.4 |  |  | 1995-02-27 | 18:00 | 0.6 | 33.08 | [5 empty] | 8.3 | 46.94 |  |  |  | 6.6 | 43.88 |  |  |  |  | -1.7 | 28.94 |  |  |  |  | -1.7 | 28.94 | [5 empty] | 1.7 | 35.06 |  |  |  | -2.8 | 26.96 |  |  |  |  | -2.8 | 26.96 |  |  |  |  | -3.3 | 26.06
1995-02-27 | 19:00 | 0 | 32 | WEEKDAY | #N/A | 1988-02-27 | 19:00 | 0 | 32 |  |  | 2004-02-27 | 19:00 | 2 | 35.6 |  |  | 1995-02-27 | 19:00 | 0.6 | 33.08 | [5 empty] | 8.3 | 46.94 |  |  |  | 6.1 | 42.98 |  |  |  |  | -3.3 | 26.06 |  |  |  |  | -2.2 | 28.04 | [5 empty] | -2.2 | 28.04 |  |  |  | -3.9 | 24.98 |  |  |  |  | -2.8 | 26.96 |  |  |  |  | -4.4 | 24.08
1995-02-27 | 20:00 | 0 | 32 | WEEKDAY | #N/A | 1988-02-27 | 20:00 | -0.6 | 30.92 |  |  | 2004-02-27 | 20:00 | 1 | 33.8 |  |  | 1995-02-27 | 20:00 | 1.1 | 33.98 | [5 empty] | 9.4 | 48.92 |  |  |  | 5.5 | 41.9 |  |  |  |  | -4.4 | 24.08 |  |  |  |  | -2.2 | 28.04 | [5 empty] | -3.3 | 26.06 |  |  |  | -5 | 23 |  |  |  |  | -2.8 | 26.96 |  |  |  |  | -5 | 23
1995-02-27 | 21:00 | -0.6 | 30.92 | WEEKDAY | #N/A | 1988-02-27 | 21:00 | -0.6 | 30.92 |  |  | 2004-02-27 | 21:00 | -1 | 30.2 |  |  | 1995-02-27 | 21:00 | 0.6 | 33.08 | [5 empty] | 9.4 | 48.92 |  |  |  | 4.4 | 39.92 |  |  |  |  | -4.4 | 24.08 |  |  |  |  | -2.8 | 26.96 | [5 empty] | -3.9 | 24.98 |  |  |  | -6.1 | 21.02 |  |  |  |  | -2.8 | 26.96 |  |  |  |  | -6.7 | 19.94
1995-02-27 | 22:00 | 0 | 32 | WEEKDAY | #N/A | 1988-02-27 | 22:00 | -0.6 | 30.92 |  |  | 2004-02-27 | 22:00 | 0 | 32 |  |  | 1995-02-27 | 22:00 | 0 | 32 | [5 empty] | 10 | 50 |  |  |  | 4.4 | 39.92 |  |  |  |  | -5.6 | 21.92 |  |  |  |  | -2.2 | 28.04 | [5 empty] | -5.6 | 21.92 |  |  |  | -7.8 | 17.96 |  |  |  |  | -3.9 | 24.98 |  |  |  |  | -8.9 | 15.98
1995-02-27 | 23:00 | 0.6 | 33.08 | WEEKDAY | #N/A | 1988-02-27 | 23:00 | -0.6 | 30.92 |  |  | 2004-02-27 | 23:00 | 0 | 32 |  |  | 1995-02-27 | 23:00 | 0 | 32 | [5 empty] | 10.6 | 51.08 |  |  |  | 4.4 | 39.92 |  |  |  |  | -6.1 | 21.02 |  |  |  |  | -3.3 | 26.06 | [5 empty] | -6.1 | 21.02 |  |  |  | -6.7 | 19.94 |  |  |  |  | -5 | 23 |  |  |  |  | -9.4 | 15.08
1995-02-27 | 24:00 | 0.6 | 33.08 | WEEKDAY | #N/A | 1988-02-27 | 24:00 | -0.6 | 30.92 |  |  | 2004-02-27 | 24:00 | -1 | 30.2 |  |  | 1995-02-27 | 24:00 | 0 | 32 | [5 empty] | 10 | 50 |  |  |  | 4.4 | 39.92 |  |  |  |  | -6.7 | 19.94 |  |  |  |  | -3.9 | 24.98 | [5 empty] | -6.1 | 21.02 |  |  |  | -7.8 | 17.96 |  |  |  |  | -6.7 | 19.94 |  |  |  |  | -10.6 | 12.92
1995-02-28 | 1:00 | 0.6 | 33.08 | WEEKDAY | #N/A | 1988-02-28 | 1:00 | -0.6 | 30.92 |  |  | 2004-02-28 | 1:00 | -1 | 30.2 |  |  | 1995-02-28 | 1:00 | 0 | 32 | [5 empty] | 10 | 50 |  |  |  | 4.4 | 39.92 |  |  |  |  | -6.1 | 21.02 |  |  |  |  | -3.9 | 24.98 | [5 empty] | -6.7 | 19.94 |  |  |  | -8.3 | 17.06 |  |  |  |  | -10.6 | 12.92 |  |  |  |  | -11.7 | 10.94
1995-02-28 | 2:00 | 0.6 | 33.08 | WEEKDAY | #N/A | 1988-02-28 | 2:00 | -1.1 | 30.02 |  |  | 2004-02-28 | 2:00 | -1 | 30.2 |  |  | 1995-02-28 | 2:00 | 0.6 | 33.08 | [5 empty] | 10 | 50 |  |  |  | 5 | 41 |  |  |  |  | -7.8 | 17.96 |  |  |  |  | -4.4 | 24.08 | [5 empty] | -5.6 | 21.92 |  |  |  | -8.3 | 17.06 |  |  |  |  | -12.8 | 8.96 |  |  |  |  | -12.2 | 10.04
1995-02-28 | 3:00 | 0.6 | 33.08 | WEEKDAY | #N/A | 1988-02-28 | 3:00 | -1.7 | 28.94 |  |  | 2004-02-28 | 3:00 | -2 | 28.4 |  |  | 1995-02-28 | 3:00 | 0.6 | 33.08 | [5 empty] | 10.6 | 51.08 |  |  |  | 5 | 41 |  |  |  |  | -7.8 | 17.96 |  |  |  |  | -6.1 | 21.02 | [5 empty] | -5 | 23 |  |  |  | -8.9 | 15.98 |  |  |  |  | -12.2 | 10.04 |  |  |  |  | -12.8 | 8.96
1995-02-28 | 4:00 | 1.1 | 33.98 | WEEKDAY | #N/A | 1988-02-28 | 4:00 | -1.7 | 28.94 |  |  | 2004-02-28 | 4:00 | -2 | 28.4 |  |  | 1995-02-28 | 4:00 | 1.1 | 33.98 | [5 empty] | 8.9 | 48.02 |  |  |  | 5.5 | 41.9 |  |  |  |  | -7.2 | 19.04 |  |  |  |  | -5.6 | 21.92 | [5 empty] | -5 | 23 |  |  |  | -11.1 | 12.02 |  |  |  |  | -14.4 | 6.08 |  |  |  |  | -13.3 | 8.06
1995-02-28 | 5:00 | 1.1 | 33.98 | WEEKDAY | #N/A | 1988-02-28 | 5:00 | -2.2 | 28.04 |  |  | 2004-02-28 | 5:00 | -3 | 26.6 |  |  | 1995-02-28 | 5:00 | 1.1 | 33.98 | [5 empty] | 8.3 | 46.94 |  |  |  | 5.5 | 41.9 |  |  |  |  | -6.7 | 19.94 |  |  |  |  | -7.8 | 17.96 | [5 empty] | -5 | 23 |  |  |  | -11.1 | 12.02 |  |  |  |  | -13.3 | 8.06 |  |  |  |  | -13.9 | 6.98
1995-02-28 | 6:00 | 1.1 | 33.98 | WEEKDAY | #N/A | 1988-02-28 | 6:00 | -2.2 | 28.04 |  |  | 2004-02-28 | 6:00 | -2 | 28.4 |  |  | 1995-02-28 | 6:00 | 1.1 | 33.98 | [5 empty] | 7.8 | 46.04 |  |  |  | 4.4 | 39.92 |  |  |  |  | -7.8 | 17.96 |  |  |  |  | -8.3 | 17.06 | [5 empty] | -6.1 | 21.02 |  |  |  | -11.7 | 10.94 |  |  |  |  | -12.8 | 8.96 |  |  |  |  | -14.4 | 6.08
1995-02-28 | 7:00 | 1.1 | 33.98 | WEEKDAY | #N/A | 1988-02-28 | 7:00 | -2.2 | 28.04 |  |  | 2004-02-28 | 7:00 | -2 | 28.4 |  |  | 1995-02-28 | 7:00 | 1.7 | 35.06 | [5 empty] | 6.7 | 44.06 |  |  |  | 3.3 | 37.94 |  |  |  |  | -7.8 | 17.96 |  |  |  |  | -9.4 | 15.08 | [5 empty] | -6.7 | 19.94 |  |  |  | -12.2 | 10.04 |  |  |  |  | -13.3 | 8.06 |  |  |  |  | -14.4 | 6.08
1995-02-28 | 8:00 | 1.7 | 35.06 | WEEKDAY | #N/A | 1988-02-28 | 8:00 | -1.7 | 28.94 |  |  | 2004-02-28 | 8:00 | 1 | 33.8 |  |  | 1995-02-28 | 8:00 | 2.2 | 35.96 | [5 empty] | 5.6 | 42.08 |  |  |  | 3.8 | 38.84 |  |  |  |  | -7.2 | 19.04 |  |  |  |  | -6.7 | 19.94 | [5 empty] | -7.2 | 19.04 |  |  |  | -10.6 | 12.92 |  |  |  |  | -11.7 | 10.94 |  |  |  |  | -12.2 | 10.04
1995-02-28 | 9:00 | 1.7 | 35.06 | WEEKDAY | #N/A | 1988-02-28 | 9:00 | -0.6 | 30.92 |  |  | 2004-02-28 | 9:00 | 3 | 37.4 |  |  | 1995-02-28 | 9:00 | 4.4 | 39.92 | [5 empty] | 5.6 | 42.08 |  |  |  | 4.4 | 39.92 |  |  |  |  | -4.4 | 24.08 |  |  |  |  | -4.4 | 24.08 | [5 empty] | -5.6 | 21.92 |  |  |  | -7.8 | 17.96 |  |  |  |  | -7.8 | 17.96 |  |  |  |  | -7.8 | 17.96
1995-02-28 | 10:00 | 3.3 | 37.94 | WEEKDAY | #N/A | 1988-02-28 | 10:00 | 1.1 | 33.98 |  |  | 2004-02-28 | 10:00 | 4 | 39.2 |  |  | 1995-02-28 | 10:00 | 7.2 | 44.96 | [5 empty] | 6.1 | 42.98 |  |  |  | 7.2 | 44.96 |  |  |  |  | -3.9 | 24.98 |  |  |  |  | -2.2 | 28.04 | [5 empty] | -4.4 | 24.08 |  |  |  | -3.9 | 24.98 |  |  |  |  | -4.4 | 24.08 |  |  |  |  | -4.4 | 24.08
1995-02-28 | 11:00 | 3.3 | 37.94 | WEEKDAY | #N/A | 1988-02-28 | 11:00 | 1.1 | 33.98 |  |  | 2004-02-28 | 11:00 | 4 | 39.2 |  |  | 1995-02-28 | 11:00 | 6.7 | 44.06 | [5 empty] | 7.8 | 46.04 |  |  |  | 10.5 | 50.9 |  |  |  |  | -3.9 | 24.98 |  |  |  |  | -1.1 | 30.02 | [5 empty] | -2.8 | 26.96 |  |  |  | -2.2 | 28.04 |  |  |  |  | -1.7 | 28.94 |  |  |  |  | -2.2 | 28.04
1995-02-28 | 12:00 | 2.8 | 37.04 | WEEKDAY | #N/A | 1988-02-28 | 12:00 | 1.7 | 35.06 |  |  | 2004-02-28 | 12:00 | 7 | 44.6 |  |  | 1995-02-28 | 12:00 | 4.4 | 39.92 | [5 empty] | 10 | 50 |  |  |  | 12.7 | 54.86 |  |  |  |  | -2.8 | 26.96 |  |  |  |  | -0.6 | 30.92 | [5 empty] | -1.7 | 28.94 |  |  |  | -1.1 | 30.02 |  |  |  |  | -0.6 | 30.92 |  |  |  |  | -1.1 | 30.02
1995-02-28 | 13:00 | 3.3 | 37.94 | WEEKDAY | #N/A | 1988-02-28 | 13:00 | 2.8 | 37.04 |  |  | 2004-02-28 | 13:00 | 9 | 48.2 |  |  | 1995-02-28 | 13:00 | 5.6 | 42.08 | [5 empty] | 8.9 | 48.02 |  |  |  | 14.4 | 57.92 |  |  |  |  | -2.2 | 28.04 |  |  |  |  | 1.1 | 33.98 | [5 empty] | -1.1 | 30.02 |  |  |  | 0 | 32 |  |  |  |  | 0.6 | 33.08 |  |  |  |  | 0 | 32
1995-02-28 | 14:00 | 3.3 | 37.94 | WEEKDAY | #N/A | 1988-02-28 | 14:00 | 3.3 | 37.94 |  |  | 2004-02-28 | 14:00 | 12 | 53.6 |  |  | 1995-02-28 | 14:00 | 6.1 | 42.98 | [5 empty] | 8.3 | 46.94 |  |  |  | 13.3 | 55.94 |  |  |  |  | -1.7 | 28.94 |  |  |  |  | 1.1 | 33.98 | [5 empty] | -1.7 | 28.94 |  |  |  | 0 | 32 |  |  |  |  | 0.6 | 33.08 |  |  |  |  | 0 | 32
1995-02-28 | 15:00 | 3.9 | 39.02 | WEEKDAY | #N/A | 1988-02-28 | 15:00 | 3.3 | 37.94 |  |  | 2004-02-28 | 15:00 | 13 | 55.4 |  |  | 1995-02-28 | 15:00 | 6.1 | 42.98 | [5 empty] | 9.4 | 48.92 |  |  |  | 12.7 | 54.86 |  |  |  |  | -2.2 | 28.04 |  |  |  |  | 1.7 | 35.06 | [5 empty] | -2.2 | 28.04 |  |  |  | 0 | 32 |  |  |  |  | 1.1 | 33.98 |  |  |  |  | 0.6 | 33.08
1995-02-28 | 16:00 | 4.4 | 39.92 | WEEKDAY | #N/A | 1988-02-28 | 16:00 | 4.4 | 39.92 |  |  | 2004-02-28 | 16:00 | 12 | 53.6 |  |  | 1995-02-28 | 16:00 | 6.1 | 42.98 | [5 empty] | 8.3 | 46.94 |  |  |  | 11.6 | 52.88 |  |  |  |  | -1.7 | 28.94 |  |  |  |  | 2.2 | 35.96 | [5 empty] | -3.3 | 26.06 |  |  |  | 0.6 | 33.08 |  |  |  |  | 1.1 | 33.98 |  |  |  |  | 0.6 | 33.08
1995-02-28 | 17:00 | 5 | 41 | WEEKDAY | #N/A | 1988-02-28 | 17:00 | 3.9 | 39.02 |  |  | 2004-02-28 | 17:00 | 12 | 53.6 |  |  | 1995-02-28 | 17:00 | 6.1 | 42.98 | [5 empty] | 7.8 | 46.04 |  |  |  | 9.4 | 48.92 |  |  |  |  | -3.3 | 26.06 |  |  |  |  | 1.1 | 33.98 | [5 empty] | -4.4 | 24.08 |  |  |  | -0.6 | 30.92 |  |  |  |  | 1.1 | 33.98 |  |  |  |  | 0 | 32
1995-02-28 | 18:00 | 5.6 | 42.08 | WEEKDAY | #N/A | 1988-02-28 | 18:00 | 2.2 | 35.96 |  |  | 2004-02-28 | 18:00 | 10 | 50 |  |  | 1995-02-28 | 18:00 | 6.7 | 44.06 | [5 empty] | 6.1 | 42.98 |  |  |  | 8.3 | 46.94 |  |  |  |  | -5.6 | 21.92 |  |  |  |  | 0 | 32 | [5 empty] | -6.7 | 19.94 |  |  |  | -1.1 | 30.02 |  |  |  |  | -0.6 | 30.92 |  |  |  |  | -1.7 | 28.94
1995-02-28 | 19:00 | 5 | 41 | WEEKDAY | #N/A | 1988-02-28 | 19:00 | 2.2 | 35.96 |  |  | 2004-02-28 | 19:00 | 8 | 46.4 |  |  | 1995-02-28 | 19:00 | 5.6 | 42.08 | [5 empty] | 6.1 | 42.98 |  |  |  | 5.7 | 42.26 |  |  |  |  | -6.7 | 19.94 |  |  |  |  | -1.1 | 30.02 | [5 empty] | -8.3 | 17.06 |  |  |  | -2.2 | 28.04 |  |  |  |  | -1.1 | 30.02 |  |  |  |  | -2.8 | 26.96
1995-02-28 | 20:00 | 5.6 | 42.08 | WEEKDAY | #N/A | 1988-02-28 | 20:00 | 1.7 | 35.06 |  |  | 2004-02-28 | 20:00 | 7 | 44.6 |  |  | 1995-02-28 | 20:00 | 5.6 | 42.08 | [5 empty] | 5 | 41 |  |  |  | 3.3 | 37.94 |  |  |  |  | -7.8 | 17.96 |  |  |  |  | -4.4 | 24.08 | [5 empty] | -9.4 | 15.08 |  |  |  | -2.2 | 28.04 |  |  |  |  | -1.7 | 28.94 |  |  |  |  | -2.8 | 26.96
1995-02-28 | 21:00 | 5 | 41 | WEEKDAY | #N/A | 1988-02-28 | 21:00 | 2.2 | 35.96 |  |  | 2004-02-28 | 21:00 | 6 | 42.8 |  |  | 1995-02-28 | 21:00 | 5 | 41 | [5 empty] | 4.4 | 39.92 |  |  |  | 1.1 | 33.98 |  |  |  |  | -8.3 | 17.06 |  |  |  |  | -5.6 | 21.92 | [5 empty] | -10 | 14 |  |  |  | -2.8 | 26.96 |  |  |  |  | -1.7 | 28.94 |  |  |  |  | -2.8 | 26.96
1995-02-28 | 22:00 | 4.8 | 40.64 | WEEKDAY | #N/A | 1988-02-28 | 22:00 | 1.4 | 34.52 |  |  | 2004-02-28 | 22:00 | 5.4 | 41.72 |  |  | 1995-02-28 | 22:00 | 5.2 | 41.36 | [5 empty] | 4.2 | 39.56 |  |  |  | 0.5 | 32.9 |  |  |  |  | -8.2 | 17.24 |  |  |  |  | -3.9 | 24.98 | [5 empty] | -9.4 | 15.08 |  |  |  | -3.4 | 25.88 |  |  |  |  | -2.5 | 27.5 |  |  |  |  | -1.7 | 28.94
1995-02-28 | 23:00 | 4.5 | 40.1 | WEEKDAY | #N/A | 1988-02-28 | 23:00 | 0.6 | 33.08 |  |  | 2004-02-28 | 23:00 | 4.9 | 40.82 |  |  | 1995-02-28 | 23:00 | 5.3 | 41.54 | [5 empty] | 3.9 | 39.02 |  |  |  | 0 | 32 |  |  |  |  | -8.2 | 17.24 |  |  |  |  | -2.3 | 27.86 | [5 empty] | -9 | 15.8 |  |  |  | -4.1 | 24.62 |  |  |  |  | -3.3 | 26.06 |  |  |  |  | -0.6 | 30.92
1995-02-28 | 24:00 | 4.3 | 39.74 | WEEKDAY | #N/A | 1988-02-28 | 24:00 | -0.1 | 31.82 |  |  | 2004-02-28 | 24:00 | 4.3 | 39.74 |  |  | 1995-02-28 | 24:00 | 5.5 | 41.9 | [5 empty] | 3.7 | 38.66 |  |  |  | -0.6 | 30.92 |  |  |  |  | -8.2 | 17.24 |  |  |  |  | -0.7 | 30.74 | [5 empty] | -8.5 | 16.7 |  |  |  | -4.8 | 23.36 |  |  |  |  | -4.2 | 24.44 |  |  |  |  | 0.3 | 32.54
1995-03-01 | 1:00 | 4 | 39.2 | WEEKDAY | #N/A | 1990-03-01 | 1:00 | -0.8 | 30.56 |  |  | 2000-03-01 | 1:00 | 3.7 | 38.66 |  |  | 2004-03-01 | 1:00 | 5.6 | 42.08 | [5 empty] | 3.5 | 38.3 |  |  |  | -1.1 | 30.02 |  |  |  |  | -8.2 | 17.24 |  |  |  |  | 0.8 | 33.44 | [5 empty] | -8 | 17.6 |  |  |  | -5.6 | 21.92 |  |  |  |  | -5.1 | 22.82 |  |  |  |  | 1.3 | 34.34
1995-03-01 | 2:00 | 3.8 | 38.84 | WEEKDAY | #N/A | 1990-03-01 | 2:00 | -1.6 | 29.12 |  |  | 2000-03-01 | 2:00 | 3.1 | 37.58 |  |  | 2004-03-01 | 2:00 | 5.8 | 42.44 | [5 empty] | 3.3 | 37.94 |  |  |  | -1.7 | 28.94 |  |  |  |  | -8.2 | 17.24 |  |  |  |  | 2.4 | 36.32 | [5 empty] | -7.5 | 18.5 |  |  |  | -6.3 | 20.66 |  |  |  |  | -6 | 21.2 |  |  |  |  | 2.3 | 36.14
1995-03-01 | 3:00 | 3.5 | 38.3 | WEEKDAY | #N/A | 1990-03-01 | 3:00 | -2.4 | 27.68 |  |  | 2000-03-01 | 3:00 | 2.6 | 36.68 |  |  | 2004-03-01 | 3:00 | 5.9 | 42.62 | [5 empty] | 3 | 37.4 |  |  |  | -2.3 | 27.86 |  |  |  |  | -8.2 | 17.24 |  |  |  |  | 4 | 39.2 | [5 empty] | -7.1 | 19.22 |  |  |  | -7 | 19.4 |  |  |  |  | -6.8 | 19.76 |  |  |  |  | 3.4 | 38.12
1995-03-01 | 4:00 | 3.3 | 37.94 | WEEKDAY | #N/A | 1990-03-01 | 4:00 | -3.3 | 26.06 |  |  | 2000-03-01 | 4:00 | 2 | 35.6 |  |  | 2004-03-01 | 4:00 | 6.1 | 42.98 | [5 empty] | 2.8 | 37.04 |  |  |  | -3 | 26.6 |  |  |  |  | -8.3 | 17.06 |  |  |  |  | 5.6 | 42.08 | [5 empty] | -6.7 | 19.94 |  |  |  | -7.8 | 17.96 |  |  |  |  | -7.8 | 17.96 |  |  |  |  | 4.4 | 39.92
1995-03-01 | 5:00 | 3.3 | 37.94 | WEEKDAY | #N/A | 1990-03-01 | 5:00 | -3.3 | 26.06 |  |  | 2000-03-01 | 5:00 | 1 | 33.8 |  |  | 2004-03-01 | 5:00 | 5 | 41 | [5 empty] | -1.7 | 28.94 |  |  |  | -4 | 24.8 |  |  |  |  | -8.3 | 17.06 |  |  |  |  | 4.8 | 40.64 | [5 empty] | -6.7 | 19.94 |  |  |  | -8.3 | 17.06 |  |  |  |  | -8.3 | 17.06 |  |  |  |  | 4.4 | 39.92
1995-03-01 | 6:00 | 3.3 | 37.94 | WEEKDAY | #N/A | 1990-03-01 | 6:00 | -3.9 | 24.98 |  |  | 2000-03-01 | 6:00 | 0 | 32 |  |  | 2004-03-01 | 6:00 | 3.9 | 39.02 | [5 empty] | -1.7 | 28.94 |  |  |  | -4 | 24.8 |  |  |  |  | -8.3 | 17.06 |  |  |  |  | 4.1 | 39.38 | [5 empty] | -6.7 | 19.94 |  |  |  | -8.3 | 17.06 |  |  |  |  | -8.9 | 15.98 |  |  |  |  | 4.4 | 39.92
1995-03-01 | 7:00 | 2.8 | 37.04 | WEEKDAY | #N/A | 1990-03-01 | 7:00 | -3.9 | 24.98 |  |  | 2000-03-01 | 7:00 | -1 | 30.2 |  |  | 2004-03-01 | 7:00 | 4.4 | 39.92 | [5 empty] | -1.1 | 30.02 |  |  |  | -5 | 23 |  |  |  |  | -7.8 | 17.96 |  |  |  |  | 3.3 | 37.94 | [5 empty] | -6.1 | 21.02 |  |  |  | -7.2 | 19.04 |  |  |  |  | -9.4 | 15.08 |  |  |  |  | 4.4 | 39.92
1995-03-01 | 8:00 | 2.8 | 37.04 | WEEKDAY | #N/A | 1990-03-01 | 8:00 | -3.9 | 24.98 |  |  | 2000-03-01 | 8:00 | 3 | 37.4 |  |  | 2004-03-01 | 8:00 | 7.8 | 46.04 | [5 empty] | 2.2 | 35.96 |  |  |  | -2.1 | 28.22 |  |  |  |  | -6.1 | 21.02 |  |  |  |  | 3.3 | 37.94 | [5 empty] | -6.7 | 19.94 |  |  |  | -6.7 | 19.94 |  |  |  |  | -8.3 | 17.06 |  |  |  |  | 4.4 | 39.92
1995-03-01 | 9:00 | 3.3 | 37.94 | WEEKDAY | #N/A | 1990-03-01 | 9:00 | -2.8 | 26.96 |  |  | 2000-03-01 | 9:00 | 4.1 | 39.38 |  |  | 2004-03-01 | 9:00 | 11.1 | 51.98 | [5 empty] | 7.8 | 46.04 |  |  |  | 0.4 | 32.72 |  |  |  |  | -5 | 23 |  |  |  |  | 3.3 | 37.94 | [5 empty] | -5 | 23 |  |  |  | -5 | 23 |  |  |  |  | -6.1 | 21.02 |  |  |  |  | 4.4 | 39.92
1995-03-01 | 10:00 | 3.3 | 37.94 | WEEKDAY | #N/A | 1990-03-01 | 10:00 | -1.7 | 28.94 |  |  | 2000-03-01 | 10:00 | 5.2 | 41.36 |  |  | 2004-03-01 | 10:00 | 13.9 | 57.02 | [5 empty] | 10.6 | 51.08 |  |  |  | 3 | 37.4 |  |  |  |  | -2.8 | 26.96 |  |  |  |  | 3.3 | 37.94 | [5 empty] | -3.9 | 24.98 |  |  |  | -3.9 | 24.98 |  |  |  |  | -5 | 23 |  |  |  |  | 5.6 | 42.08
1995-03-01 | 11:00 | 4.4 | 39.92 | WEEKDAY | #N/A | 1990-03-01 | 11:00 | 0 | 32 |  |  | 2000-03-01 | 11:00 | 6 | 42.8 |  |  | 2004-03-01 | 11:00 | 13.9 | 57.02 | [5 empty] | 10 | 50 |  |  |  | 6 | 42.8 |  |  |  |  | -1.7 | 28.94 |  |  |  |  | 3.3 | 37.94 | [5 empty] | -2.2 | 28.04 |  |  |  | -2.8 | 26.96 |  |  |  |  | -3.9 | 24.98 |  |  |  |  | 6.1 | 42.98
1995-03-01 | 12:00 | 5 | 41 | WEEKDAY | #N/A | 1990-03-01 | 12:00 | 1.1 | 33.98 |  |  | 2000-03-01 | 12:00 | 8 | 46.4 |  |  | 2004-03-01 | 12:00 | 13.9 | 57.02 | [5 empty] | 11.7 | 53.06 |  |  |  | 8 | 46.4 |  |  |  |  | 0 | 32 |  |  |  |  | 3.3 | 37.94 | [5 empty] | -1.1 | 30.02 |  |  |  | -2.2 | 28.04 |  |  |  |  | -3.3 | 26.06 |  |  |  |  | 7.8 | 46.04
1995-03-01 | 13:00 | 5.6 | 42.08 | WEEKDAY | #N/A | 1990-03-01 | 13:00 | 2.2 | 35.96 |  |  | 2000-03-01 | 13:00 | 9 | 48.2 |  |  | 2004-03-01 | 13:00 | 13.9 | 57.02 | [5 empty] | 12.2 | 53.96 |  |  |  | 10 | 50 |  |  |  |  | 0.6 | 33.08 |  |  |  |  | 3.3 | 37.94 | [5 empty] | 0 | 32 |  |  |  | -0.6 | 30.92 |  |  |  |  | -2.8 | 26.96 |  |  |  |  | 8.9 | 48.02
1995-03-01 | 14:00 | 5.6 | 42.08 | WEEKDAY | #N/A | 1990-03-01 | 14:00 | 3.3 | 37.94 |  |  | 2000-03-01 | 14:00 | 8 | 46.4 |  |  | 2004-03-01 | 14:00 | 13.9 | 57.02 | [5 empty] | 12.8 | 55.04 |  |  |  | 11 | 51.8 |  |  |  |  | 1.1 | 33.98 |  |  |  |  | 3.1 | 37.58 | [5 empty] | 1.7 | 35.06 |  |  |  | 0 | 32 |  |  |  |  | -2.2 | 28.04 |  |  |  |  | 8.9 | 48.02
1995-03-01 | 15:00 | 5.6 | 42.08 | WEEKDAY | #N/A | 1990-03-01 | 15:00 | 4.4 | 39.92 |  |  | 2000-03-01 | 15:00 | 8 | 46.4 |  |  | 2004-03-01 | 15:00 | 12.2 | 53.96 | [5 empty] | 11.1 | 51.98 |  |  |  | 11 | 51.8 |  |  |  |  | 1.1 | 33.98 |  |  |  |  | 3 | 37.4 | [5 empty] | 2.8 | 37.04 |  |  |  | 0.6 | 33.08 |  |  |  |  | -2.8 | 26.96 |  |  |  |  | 8.9 | 48.02
1995-03-01 | 16:00 | 5.6 | 42.08 | WEEKDAY | #N/A | 1990-03-01 | 16:00 | 4.4 | 39.92 |  |  | 2000-03-01 | 16:00 | 7 | 44.6 |  |  | 2004-03-01 | 16:00 | 11.1 | 51.98 | [5 empty] | 11.1 | 51.98 |  |  |  | 10 | 50 |  |  |  |  | 2.2 | 35.96 |  |  |  |  | 2.8 | 37.04 | [5 empty] | 3.9 | 39.02 |  |  |  | 1.1 | 33.98 |  |  |  |  | -2.8 | 26.96 |  |  |  |  | 8.9 | 48.02
1995-03-01 | 17:00 | 5.6 | 42.08 | WEEKDAY | #N/A | 1990-03-01 | 17:00 | 4.4 | 39.92 |  |  | 2000-03-01 | 17:00 | 6.7 | 44.06 |  |  | 2004-03-01 | 17:00 | 10 | 50 | [5 empty] | 9.4 | 48.92 |  |  |  | 9.8 | 49.64 |  |  |  |  | 2.2 | 35.96 |  |  |  |  | 1.7 | 35.06 | [5 empty] | 4.4 | 39.92 |  |  |  | 1.7 | 35.06 |  |  |  |  | -3.3 | 26.06 |  |  |  |  | 8.9 | 48.02
1995-03-01 | 18:00 | 5 | 41 | WEEKDAY | #N/A | 1990-03-01 | 18:00 | 4.4 | 39.92 |  |  | 2000-03-01 | 18:00 | 6 | 42.8 |  |  | 2004-03-01 | 18:00 | 8.9 | 48.02 | [5 empty] | 8.9 | 48.02 |  |  |  | 9 | 48.2 |  |  |  |  | 0.6 | 33.08 |  |  |  |  | 0.5 | 32.9 | [5 empty] | 3.9 | 39.02 |  |  |  | 1.1 | 33.98 |  |  |  |  | -4.4 | 24.08 |  |  |  |  | 7.8 | 46.04
1995-03-01 | 19:00 | 5 | 41 | WEEKDAY | #N/A | 1990-03-01 | 19:00 | 3.9 | 39.02 |  |  | 2000-03-01 | 19:00 | 6 | 42.8 |  |  | 2004-03-01 | 19:00 | 7.2 | 44.96 | [5 empty] | 8.3 | 46.94 |  |  |  | 6 | 42.8 |  |  |  |  | 0 | 32 |  |  |  |  | -0.6 | 30.92 | [5 empty] | 2.8 | 37.04 |  |  |  | 0 | 32 |  |  |  |  | -5.6 | 21.92 |  |  |  |  | 7.2 | 44.96
1995-03-01 | 20:00 | 4.4 | 39.92 | WEEKDAY | #N/A | 1990-03-01 | 20:00 | 3.9 | 39.02 |  |  | 2000-03-01 | 20:00 | 5 | 41 |  |  | 2004-03-01 | 20:00 | 6.7 | 44.06 | [5 empty] | 8.3 | 46.94 |  |  |  | 6 | 42.8 |  |  |  |  | 0.6 | 33.08 |  |  |  |  | -1.1 | 30.02 | [5 empty] | 3.3 | 37.94 |  |  |  | 0 | 32 |  |  |  |  | -5 | 23 |  |  |  |  | 6.1 | 42.98
1995-03-01 | 21:00 | 3.9 | 39.02 | WEEKDAY | #N/A | 1990-03-01 | 21:00 | 3.3 | 37.94 |  |  | 2000-03-01 | 21:00 | 4 | 39.2 |  |  | 2004-03-01 | 21:00 | 5.6 | 42.08 | [5 empty] | 7.8 | 46.04 |  |  |  | 5 | 41 |  |  |  |  | 0.6 | 33.08 |  |  |  |  | -1.7 | 28.94 | [5 empty] | 3.9 | 39.02 |  |  |  | -0.6 | 30.92 |  |  |  |  | -5.6 | 21.92 |  |  |  |  | 5.6 | 42.08
1995-03-01 | 22:00 | 3.9 | 39.02 | WEEKDAY | #N/A | 1990-03-01 | 22:00 | 2.8 | 37.04 |  |  | 2000-03-01 | 22:00 | 5 | 41 |  |  | 2004-03-01 | 22:00 | 5.6 | 42.08 | [5 empty] | 7.8 | 46.04 |  |  |  | 4 | 39.2 |  |  |  |  | -2.8 | 26.96 |  |  |  |  | -2.2 | 28.04 | [5 empty] | 2.8 | 37.04 |  |  |  | -1.1 | 30.02 |  |  |  |  | -6.1 | 21.02 |  |  |  |  | 7.2 | 44.96
1995-03-01 | 23:00 | 2.8 | 37.04 | WEEKDAY | #N/A | 1990-03-01 | 23:00 | 2.2 | 35.96 |  |  | 2000-03-01 | 23:00 | 5 | 41 |  |  | 2004-03-01 | 23:00 | 5 | 41 | [5 empty] | 8.9 | 48.02 |  |  |  | 4 | 39.2 |  |  |  |  | -3.3 | 26.06 |  |  |  |  | -2.8 | 26.96 | [5 empty] | 3.3 | 37.94 |  |  |  | 1.1 | 33.98 |  |  |  |  | -6.7 | 19.94 |  |  |  |  | 4.4 | 39.92
1995-03-01 | 24:00 | 2.2 | 35.96 | WEEKDAY | #N/A | 1990-03-01 | 24:00 | 1.7 | 35.06 |  |  | 2000-03-01 | 24:00 | 5 | 41 |  |  | 2004-03-01 | 24:00 | 5 | 41 | [5 empty] | 10 | 50 |  |  |  | 4 | 39.2 |  |  |  |  | -3.3 | 26.06 |  |  |  |  | -3.3 | 26.06 | [5 empty] | 2.8 | 37.04 |  |  |  | 1.7 | 35.06 |  |  |  |  | -6.7 | 19.94 |  |  |  |  | 3.9 | 39.02
1995-03-02 | 1:00 | 1.7 | 35.06 | WEEKDAY | #N/A | 1990-03-02 | 1:00 | 1.7 | 35.06 |  |  | 2000-03-02 | 1:00 | 4 | 39.2 |  |  | 2004-03-02 | 1:00 | 5.6 | 42.08 | [5 empty] | 10 | 50 |  |  |  | 4 | 39.2 |  |  |  |  | -3.9 | 24.98 |  |  |  |  | -3.9 | 24.98 | [5 empty] | 1.7 | 35.06 |  |  |  | 1.7 | 35.06 |  |  |  |  | -7.2 | 19.04 |  |  |  |  | 5 | 41
1995-03-02 | 2:00 | 0.6 | 33.08 | WEEKDAY | #N/A | 1990-03-02 | 2:00 | 1.1 | 33.98 |  |  | 2000-03-02 | 2:00 | 4 | 39.2 |  |  | 2004-03-02 | 2:00 | 5.6 | 42.08 | [5 empty] | 10 | 50 |  |  |  | 3 | 37.4 |  |  |  |  | -4.4 | 24.08 |  |  |  |  | -4.6 | 23.72 | [5 empty] | 1.7 | 35.06 |  |  |  | 1.1 | 33.98 |  |  |  |  | -7.2 | 19.04 |  |  |  |  | 5 | 41
1995-03-02 | 3:00 | 0 | 32 | WEEKDAY | #N/A | 1990-03-02 | 3:00 | 1.1 | 33.98 |  |  | 2000-03-02 | 3:00 | 6 | 42.8 |  |  | 2004-03-02 | 3:00 | 5.6 | 42.08 | [5 empty] | 10 | 50 |  |  |  | 6 | 42.8 |  |  |  |  | -5 | 23 |  |  |  |  | -5.4 | 22.28 | [5 empty] | 1.7 | 35.06 |  |  |  | 1.1 | 33.98 |  |  |  |  | -5.6 | 21.92 |  |  |  |  | 4.4 | 39.92
1995-03-02 | 4:00 | -0.6 | 30.92 | WEEKDAY | #N/A | 1990-03-02 | 4:00 | 1.1 | 33.98 |  |  | 2000-03-02 | 4:00 | 6 | 42.8 |  |  | 2004-03-02 | 4:00 | 6.1 | 42.98 | [5 empty] | 11.7 | 53.06 |  |  |  | 5 | 41 |  |  |  |  | -5.6 | 21.92 |  |  |  |  | -6.1 | 21.02 | [5 empty] | 1.1 | 33.98 |  |  |  | 1.1 | 33.98 |  |  |  |  | -5.6 | 21.92 |  |  |  |  | 3.9 | 39.02
1995-03-02 | 5:00 | -0.6 | 30.92 | WEEKDAY | #N/A | 1990-03-02 | 5:00 | 0.6 | 33.08 |  |  | 2000-03-02 | 5:00 | 6 | 42.8 |  |  | 2004-03-02 | 5:00 | 6.1 | 42.98 | [5 empty] | 11.1 | 51.98 |  |  |  | 6 | 42.8 |  |  |  |  | -6.1 | 21.02 |  |  |  |  | -6.7 | 19.94 | [5 empty] | 0.6 | 33.08 |  |  |  | 1.1 | 33.98 |  |  |  |  | -5 | 23 |  |  |  |  | 3.3 | 37.94
1995-03-02 | 6:00 | -1.1 | 30.02 | WEEKDAY | #N/A | 1990-03-02 | 6:00 | 0.6 | 33.08 |  |  | 2000-03-02 | 6:00 | 5 | 41 |  |  | 2004-03-02 | 6:00 | 6.1 | 42.98 | [5 empty] | 11.1 | 51.98 |  |  |  | 4 | 39.2 |  |  |  |  | -6.1 | 21.02 |  |  |  |  | -7.2 | 19.04 | [5 empty] | 0.6 | 33.08 |  |  |  | 1.1 | 33.98 |  |  |  |  | -5 | 23 |  |  |  |  | 3.9 | 39.02
1995-03-02 | 7:00 | -1.1 | 30.02 | WEEKDAY | #N/A | 1990-03-02 | 7:00 | 1.1 | 33.98 |  |  | 2000-03-02 | 7:00 | 5 | 41 |  |  | 2004-03-02 | 7:00 | 6.1 | 42.98 | [5 empty] | 11.7 | 53.06 |  |  |  | 5 | 41 |  |  |  |  | -5.6 | 21.92 |  |  |  |  | -7.8 | 17.96 | [5 empty] | 1.7 | 35.06 |  |  |  | 1.1 | 33.98 |  |  |  |  | -4.4 | 24.08 |  |  |  |  | 3.3 | 37.94
1995-03-02 | 8:00 | -0.6 | 30.92 | WEEKDAY | #N/A | 1990-03-02 | 8:00 | 1.7 | 35.06 |  |  | 2000-03-02 | 8:00 | 6 | 42.8 |  |  | 2004-03-02 | 8:00 | 6.7 | 44.06 | [5 empty] | 12.8 | 55.04 |  |  |  | 7 | 44.6 |  |  |  |  | -3.9 | 24.98 |  |  |  |  | -7.8 | 17.96 | [5 empty] | 2.8 | 37.04 |  |  |  | 1.1 | 33.98 |  |  |  |  | -3.9 | 24.98 |  |  |  |  | 3.3 | 37.94
1995-03-02 | 9:00 | -0.6 | 30.92 | WEEKDAY | #N/A | 1990-03-02 | 9:00 | 2.8 | 37.04 |  |  | 2000-03-02 | 9:00 | 6 | 42.8 |  |  | 2004-03-02 | 9:00 | 7.2 | 44.96 | [5 empty] | 12.8 | 55.04 |  |  |  | 7 | 44.6 |  |  |  |  | -2.2 | 28.04 |  |  |  |  | -7.8 | 17.96 | [5 empty] | 4.4 | 39.92 |  |  |  | 2.8 | 37.04 |  |  |  |  | -3.3 | 26.06 |  |  |  |  | 3.9 | 39.02
1995-03-02 | 10:00 | 1.1 | 33.98 | WEEKDAY | #N/A | 1990-03-02 | 10:00 | 5 | 41 |  |  | 2000-03-02 | 10:00 | 6.7 | 44.06 |  |  | 2004-03-02 | 10:00 | 8.3 | 46.94 | [5 empty] | 13.3 | 55.94 |  |  |  | 7.2 | 44.96 |  |  |  |  | 1.1 | 33.98 |  |  |  |  | -7.8 | 17.96 | [5 empty] | 6.1 | 42.98 |  |  |  | 3.3 | 37.94 |  |  |  |  | -2.2 | 28.04 |  |  |  |  | 4.4 | 39.92
1995-03-02 | 11:00 | 1.7 | 35.06 | WEEKDAY | #N/A | 1990-03-02 | 11:00 | 6.7 | 44.06 |  |  | 2000-03-02 | 11:00 | 7 | 44.6 |  |  | 2004-03-02 | 11:00 | 8.3 | 46.94 | [5 empty] | 14.4 | 57.92 |  |  |  | 7 | 44.6 |  |  |  |  | 2.2 | 35.96 |  |  |  |  | -7.8 | 17.96 | [5 empty] | 7.2 | 44.96 |  |  |  | 3.9 | 39.02 |  |  |  |  | -1.7 | 28.94 |  |  |  |  | 5 | 41
1995-03-02 | 12:00 | 1.1 | 33.98 | WEEKDAY | #N/A | 1990-03-02 | 12:00 | 9.4 | 48.92 |  |  | 2000-03-02 | 12:00 | 7 | 44.6 |  |  | 2004-03-02 | 12:00 | 10 | 50 | [5 empty] | 13.3 | 55.94 |  |  |  | 6 | 42.8 |  |  |  |  | 3.3 | 37.94 |  |  |  |  | -7.8 | 17.96 | [5 empty] | 8.3 | 46.94 |  |  |  | 4.4 | 39.92 |  |  |  |  | -0.6 | 30.92 |  |  |  |  | 4.4 | 39.92
1995-03-02 | 13:00 | 2.8 | 37.04 | WEEKDAY | #N/A | 1990-03-02 | 13:00 | 10 | 50 |  |  | 2000-03-02 | 13:00 | 7 | 44.6 |  |  | 2004-03-02 | 13:00 | 13.3 | 55.94 | [5 empty] | 12.8 | 55.04 |  |  |  | 6 | 42.8 |  |  |  |  | 3.9 | 39.02 |  |  |  |  | -7.8 | 17.96 | [5 empty] | 9.4 | 48.92 |  |  |  | 4.4 | 39.92 |  |  |  |  | -1.1 | 30.02 |  |  |  |  | 4.4 | 39.92
1995-03-02 | 14:00 | 2.8 | 37.04 | WEEKDAY | #N/A | 1990-03-02 | 14:00 | 10 | 50 |  |  | 2000-03-02 | 14:00 | 6 | 42.8 |  |  | 2004-03-02 | 14:00 | 13.3 | 55.94 | [5 empty] | 12.2 | 53.96 |  |  |  | 6 | 42.8 |  |  |  |  | 3.9 | 39.02 |  |  |  |  | -7.8 | 17.96 | [5 empty] | 10 | 50 |  |  |  | 4.4 | 39.92 |  |  |  |  | -0.6 | 30.92 |  |  |  |  | 5.6 | 42.08
1995-03-02 | 15:00 | 3.3 | 37.94 | WEEKDAY | #N/A | 1990-03-02 | 15:00 | 9.4 | 48.92 |  |  | 2000-03-02 | 15:00 | 6 | 42.8 |  |  | 2004-03-02 | 15:00 | 12.8 | 55.04 | [5 empty] | 11.7 | 53.06 |  |  |  | 4 | 39.2 |  |  |  |  | 4.4 | 39.92 |  |  |  |  | -7.8 | 17.96 | [5 empty] | 11.1 | 51.98 |  |  |  | 3.9 | 39.02 |  |  |  |  | 0 | 32 |  |  |  |  | 2.8 | 37.04
1995-03-02 | 16:00 | 2.8 | 37.04 | WEEKDAY | #N/A | 1990-03-02 | 16:00 | 10 | 50 |  |  | 2000-03-02 | 16:00 | 5 | 41 |  |  | 2004-03-02 | 16:00 | 15.6 | 60.08 | [5 empty] | 13.3 | 55.94 |  |  |  | 4 | 39.2 |  |  |  |  | 4.4 | 39.92 |  |  |  |  | -7.8 | 17.96 | [5 empty] | 11.7 | 53.06 |  |  |  | 3.9 | 39.02 |  |  |  |  | 0 | 32 |  |  |  |  | 2.2 | 35.96
1995-03-02 | 17:00 | 2.8 | 37.04 | WEEKDAY | #N/A | 1990-03-02 | 17:00 | 9.4 | 48.92 |  |  | 2000-03-02 | 17:00 | 3 | 37.4 |  |  | 2004-03-02 | 17:00 | 15 | 59 | [5 empty] | 12.2 | 53.96 |  |  |  | 3 | 37.4 |  |  |  |  | 3.9 | 39.02 |  |  |  |  | -8 | 17.6 | [5 empty] | 10 | 50 |  |  |  | 2.8 | 37.04 |  |  |  |  | 0 | 32 |  |  |  |  | 0.6 | 33.08
1995-03-02 | 18:00 | 2.2 | 35.96 | WEEKDAY | #N/A | 1990-03-02 | 18:00 | 8.9 | 48.02 |  |  | 2000-03-02 | 18:00 | 2 | 35.6 |  |  | 2004-03-02 | 18:00 | 12.8 | 55.04 | [5 empty] | 10 | 50 |  |  |  | 2 | 35.6 |  |  |  |  | 3.3 | 37.94 |  |  |  |  | -8.1 | 17.42 | [5 empty] | 8.3 | 46.94 |  |  |  | 2.2 | 35.96 |  |  |  |  | -0.6 | 30.92 |  |  |  |  | -1.1 | 30.02
1995-03-02 | 19:00 | 1.7 | 35.06 | WEEKDAY | #N/A | 1990-03-02 | 19:00 | 8.9 | 48.02 |  |  | 2000-03-02 | 19:00 | 2 | 35.6 |  |  | 2004-03-02 | 19:00 | 13.3 | 55.94 | [5 empty] | 8.9 | 48.02 |  |  |  | 2 | 35.6 |  |  |  |  | 3.9 | 39.02 |  |  |  |  | -8.3 | 17.06 | [5 empty] | 5.6 | 42.08 |  |  |  | 1.7 | 35.06 |  |  |  |  | -1.7 | 28.94 |  |  |  |  | -1.1 | 30.02
1995-03-02 | 20:00 | 1.1 | 33.98 | WEEKDAY | #N/A | 1990-03-02 | 20:00 | 8.9 | 48.02 |  |  | 2000-03-02 | 20:00 | 1 | 33.8 |  |  | 2004-03-02 | 20:00 | 16.7 | 62.06 | [5 empty] | 9.4 | 48.92 |  |  |  | 2 | 35.6 |  |  |  |  | 2.8 | 37.04 |  |  |  |  | -8.1 | 17.42 | [5 empty] | 3.3 | 37.94 |  |  |  | 1.1 | 33.98 |  |  |  |  | -2.2 | 28.04 |  |  |  |  | -1.1 | 30.02
1995-03-02 | 21:00 | 0 | 32 | WEEKDAY | #N/A | 1990-03-02 | 21:00 | 8.3 | 46.94 |  |  | 2000-03-02 | 21:00 | 1 | 33.8 |  |  | 2004-03-02 | 21:00 | 15.6 | 60.08 | [5 empty] | 11.1 | 51.98 |  |  |  | 2 | 35.6 |  |  |  |  | 2.8 | 37.04 |  |  |  |  | -8 | 17.6 | [5 empty] | 4.4 | 39.92 |  |  |  | 0.6 | 33.08 |  |  |  |  | -2.2 | 28.04 |  |  |  |  | -2.2 | 28.04
1995-03-02 | 22:00 | 0 | 32 | WEEKDAY | #N/A | 1990-03-02 | 22:00 | 7.8 | 46.04 |  |  | 2000-03-02 | 22:00 | 1 | 33.8 |  |  | 2004-03-02 | 22:00 | 13.9 | 57.02 | [5 empty] | 10 | 50 |  |  |  | 2 | 35.6 |  |  |  |  | 3.3 | 37.94 |  |  |  |  | -7.8 | 17.96 | [5 empty] | 2.8 | 37.04 |  |  |  | 0.6 | 33.08 |  |  |  |  | -2.8 | 26.96 |  |  |  |  | -3.3 | 26.06
1995-03-02 | 23:00 | -0.6 | 30.92 | WEEKDAY | #N/A | 1990-03-02 | 23:00 | 7.8 | 46.04 |  |  | 2000-03-02 | 23:00 | 1 | 33.8 |  |  | 2004-03-02 | 23:00 | 12.8 | 55.04 | [5 empty] | 10 | 50 |  |  |  | 2 | 35.6 |  |  |  |  | 4.4 | 39.92 |  |  |  |  | -7.8 | 17.96 | [5 empty] | 1.7 | 35.06 |  |  |  | 0 | 32 |  |  |  |  | -3.3 | 26.06 |  |  |  |  | -5 | 23
1995-03-02 | 24:00 | -0.6 | 30.92 | WEEKDAY | #N/A | 1990-03-02 | 24:00 | 7.2 | 44.96 |  |  | 2000-03-02 | 24:00 | 1 | 33.8 |  |  | 2004-03-02 | 24:00 | 11.7 | 53.06 | [5 empty] | 10 | 50 |  |  |  | 2 | 35.6 |  |  |  |  | 5 | 41 |  |  |  |  | -7.8 | 17.96 | [5 empty] | 1.7 | 35.06 |  |  |  | 0 | 32 |  |  |  |  | -3.9 | 24.98 |  |  |  |  | -6.1 | 21.02
1995-03-03 | 1:00 | -1.1 | 30.02 | WEEKDAY | #N/A | 1990-03-03 | 1:00 | 7.2 | 44.96 |  |  | 2000-03-03 | 1:00 | 1 | 33.8 |  |  | 2004-03-03 | 1:00 | 10.6 | 51.08 | [5 empty] | 10 | 50 |  |  |  | 1 | 33.8 |  |  |  |  | 5 | 41 |  |  |  |  | -7.8 | 17.96 | [5 empty] | 1.7 | 35.06 |  |  |  | 0.6 | 33.08 |  |  |  |  | -5.6 | 21.92 |  |  |  |  | -6.7 | 19.94
1995-03-03 | 2:00 | -1.1 | 30.02 | WEEKDAY | #N/A | 1990-03-03 | 2:00 | 6.7 | 44.06 |  |  | 2000-03-03 | 2:00 | 2 | 35.6 |  |  | 2004-03-03 | 2:00 | 10.6 | 51.08 | [5 empty] | 8.9 | 48.02 |  |  |  | 1 | 33.8 |  |  |  |  | 5.6 | 42.08 |  |  |  |  | -8.2 | 17.24 | [5 empty] | 1.1 | 33.98 |  |  |  | 0 | 32 |  |  |  |  | -5.6 | 21.92 |  |  |  |  | -8.3 | 17.06
1995-03-03 | 3:00 | -1.7 | 28.94 | WEEKDAY | #N/A | 1990-03-03 | 3:00 | 6.1 | 42.98 |  |  | 2000-03-03 | 3:00 | 1 | 33.8 |  |  | 2004-03-03 | 3:00 | 8.9 | 48.02 | [5 empty] | 8.3 | 46.94 |  |  |  | 0 | 32 |  |  |  |  | 6.1 | 42.98 |  |  |  |  | -8.5 | 16.7 | [5 empty] | 1.1 | 33.98 |  |  |  | -0.6 | 30.92 |  |  |  |  | -5 | 23 |  |  |  |  | -8.9 | 15.98
1995-03-03 | 4:00 | -1.7 | 28.94 | WEEKDAY | #N/A | 1990-03-03 | 4:00 | 6.7 | 44.06 |  |  | 2000-03-03 | 4:00 | 1 | 33.8 |  |  | 2004-03-03 | 4:00 | 8.9 | 48.02 | [5 empty] | 8.3 | 46.94 |  |  |  | 0 | 32 |  |  |  |  | 6.7 | 44.06 |  |  |  |  | -8.9 | 15.98 | [5 empty] | 1.1 | 33.98 |  |  |  | -2.8 | 26.96 |  |  |  |  | -5.6 | 21.92 |  |  |  |  | -10 | 14
1995-03-03 | 5:00 | -1.7 | 28.94 | WEEKDAY | #N/A | 1990-03-03 | 5:00 | 6.1 | 42.98 |  |  | 2000-03-03 | 5:00 | 1 | 33.8 |  |  | 2004-03-03 | 5:00 | 8.3 | 46.94 | [5 empty] | 7.8 | 46.04 |  |  |  | 0.5 | 32.9 |  |  |  |  | 7.8 | 46.04 |  |  |  |  | -8.3 | 17.06 | [5 empty] | 0.6 | 33.08 |  |  |  | -3.9 | 24.98 |  |  |  |  | -6.1 | 21.02 |  |  |  |  | -10.6 | 12.92
1995-03-03 | 6:00 | -2.2 | 28.04 | WEEKDAY | #N/A | 1990-03-03 | 6:00 | 5.6 | 42.08 |  |  | 2000-03-03 | 6:00 | 1 | 33.8 |  |  | 2004-03-03 | 6:00 | 8.9 | 48.02 | [5 empty] | 7.8 | 46.04 |  |  |  | 1 | 33.8 |  |  |  |  | 8.3 | 46.94 |  |  |  |  | -7.8 | 17.96 | [5 empty] | -1.1 | 30.02 |  |  |  | -3.9 | 24.98 |  |  |  |  | -7.2 | 19.04 |  |  |  |  | -11.1 | 12.02
1995-03-03 | 7:00 | -2.2 | 28.04 | WEEKDAY | #N/A | 1990-03-03 | 7:00 | 5 | 41 |  |  | 2000-03-03 | 7:00 | 1 | 33.8 |  |  | 2004-03-03 | 7:00 | 8.9 | 48.02 | [5 empty] | 7.2 | 44.96 |  |  |  | 1 | 33.8 |  |  |  |  | 8.9 | 48.02 |  |  |  |  | -7.2 | 19.04 | [5 empty] | -1.7 | 28.94 |  |  |  | -4.4 | 24.08 |  |  |  |  | -7.2 | 19.04 |  |  |  |  | -11.7 | 10.94
1995-03-03 | 8:00 | -0.6 | 30.92 | WEEKDAY | #N/A | 1990-03-03 | 8:00 | 6.1 | 42.98 |  |  | 2000-03-03 | 8:00 | 1 | 33.8 |  |  | 2004-03-03 | 8:00 | 9.4 | 48.92 | [5 empty] | 8.9 | 48.02 |  |  |  | 2 | 35.6 |  |  |  |  | 9.4 | 48.92 |  |  |  |  | -6.3 | 20.66 | [5 empty] | -0.6 | 30.92 |  |  |  | -3.9 | 24.98 |  |  |  |  | -4.4 | 24.08 |  |  |  |  | -10 | 14
1995-03-03 | 9:00 | 0 | 32 | WEEKDAY | #N/A | 1990-03-03 | 9:00 | 6.1 | 42.98 |  |  | 2000-03-03 | 9:00 | 2 | 35.6 |  |  | 2004-03-03 | 9:00 | 10.6 | 51.08 | [5 empty] | 13.3 | 55.94 |  |  |  | 3 | 37.4 |  |  |  |  | 10 | 50 |  |  |  |  | -5.3 | 22.46 | [5 empty] | 0.6 | 33.08 |  |  |  | -3.9 | 24.98 |  |  |  |  | -2.2 | 28.04 |  |  |  |  | -9.4 | 15.08
1995-03-03 | 10:00 | 0 | 32 | WEEKDAY | #N/A | 1990-03-03 | 10:00 | 6.7 | 44.06 |  |  | 2000-03-03 | 10:00 | 3 | 37.4 |  |  | 2004-03-03 | 10:00 | 11.7 | 53.06 | [5 empty] | 14.4 | 57.92 |  |  |  | 3 | 37.4 |  |  |  |  | 10 | 50 |  |  |  |  | -4.4 | 24.08 | [5 empty] | 0.6 | 33.08 |  |  |  | -2.8 | 26.96 |  |  |  |  | 0.6 | 33.08 |  |  |  |  | -9.4 | 15.08
1995-03-03 | 11:00 | 0.6 | 33.08 | WEEKDAY | #N/A | 1990-03-03 | 11:00 | 6.7 | 44.06 |  |  | 2000-03-03 | 11:00 | 4 | 39.2 |  |  | 2004-03-03 | 11:00 | 12.8 | 55.04 | [5 empty] | 13.9 | 57.02 |  |  |  | 4 | 39.2 |  |  |  |  | 11.1 | 51.98 |  |  |  |  | -3.3 | 26.06 | [5 empty] | 1.7 | 35.06 |  |  |  | -2.8 | 26.96 |  |  |  |  | 2.8 | 37.04 |  |  |  |  | -8.3 | 17.06
1995-03-03 | 12:00 | 1.1 | 33.98 | WEEKDAY | #N/A | 1990-03-03 | 12:00 | 7.8 | 46.04 |  |  | 2000-03-03 | 12:00 | 5.2 | 41.36 |  |  | 2004-03-03 | 12:00 | 13.9 | 57.02 | [5 empty] | 16.1 | 60.98 |  |  |  | 4 | 39.2 |  |  |  |  | 12.2 | 53.96 |  |  |  |  | -2.2 | 28.04 | [5 empty] | 2.2 | 35.96 |  |  |  | -2.2 | 28.04 |  |  |  |  | 4.4 | 39.92 |  |  |  |  | -7.8 | 17.96
1995-03-03 | 13:00 | 2.2 | 35.96 | WEEKDAY | #N/A | 1990-03-03 | 13:00 | 8.9 | 48.02 |  |  | 2000-03-03 | 13:00 | 6 | 42.8 |  |  | 2004-03-03 | 13:00 | 14.4 | 57.92 | [5 empty] | 18.9 | 66.02 |  |  |  | 7 | 44.6 |  |  |  |  | 12.2 | 53.96 |  |  |  |  | -1.1 | 30.02 | [5 empty] | 2.2 | 35.96 |  |  |  | -2.8 | 26.96 |  |  |  |  | 5.6 | 42.08 |  |  |  |  | -6.7 | 19.94
1995-03-03 | 14:00 | 2.2 | 35.96 | WEEKDAY | #N/A | 1990-03-03 | 14:00 | 9.4 | 48.92 |  |  | 2000-03-03 | 14:00 | 6 | 42.8 |  |  | 2004-03-03 | 14:00 | 15 | 59 | [5 empty] | 15.6 | 60.08 |  |  |  | 7 | 44.6 |  |  |  |  | 12.8 | 55.04 |  |  |  |  | -1.1 | 30.02 | [5 empty] | 1.1 | 33.98 |  |  |  | -3.3 | 26.06 |  |  |  |  | 6.1 | 42.98 |  |  |  |  | -6.7 | 19.94
1995-03-03 | 15:00 | 2.8 | 37.04 | WEEKDAY | #N/A | 1990-03-03 | 15:00 | 9.4 | 48.92 |  |  | 2000-03-03 | 15:00 | 7 | 44.6 |  |  | 2004-03-03 | 15:00 | 15 | 59 | [5 empty] | 13.9 | 57.02 |  |  |  | 7 | 44.6 |  |  |  |  | 7.2 | 44.96 |  |  |  |  | -1.1 | 30.02 | [5 empty] | 1.1 | 33.98 |  |  |  | -3.9 | 24.98 |  |  |  |  | 4.4 | 39.92 |  |  |  |  | -6.7 | 19.94
1995-03-03 | 16:00 | 2.8 | 37.04 | WEEKDAY | #N/A | 1990-03-03 | 16:00 | 9.4 | 48.92 |  |  | 2000-03-03 | 16:00 | 6 | 42.8 |  |  | 2004-03-03 | 16:00 | 14.4 | 57.92 | [5 empty] | 13.9 | 57.02 |  |  |  | 7 | 44.6 |  |  |  |  | 4.4 | 39.92 |  |  |  |  | -1.1 | 30.02 | [5 empty] | -0.6 | 30.92 |  |  |  | -3.9 | 24.98 |  |  |  |  | 3.9 | 39.02 |  |  |  |  | -7.2 | 19.04
1995-03-03 | 17:00 | 3.3 | 37.94 | WEEKDAY | #N/A | 1990-03-03 | 17:00 | 9.4 | 48.92 |  |  | 2000-03-03 | 17:00 | 6 | 42.8 |  |  | 2004-03-03 | 17:00 | 14 | 57.2 | [5 empty] | 11.7 | 53.06 |  |  |  | 6 | 42.8 |  |  |  |  | 4.4 | 39.92 |  |  |  |  | -0.9 | 30.38 | [5 empty] | -1.7 | 28.94 |  |  |  | -5 | 23 |  |  |  |  | 2.2 | 35.96 |  |  |  |  | -7.8 | 17.96
1995-03-03 | 18:00 | 2.8 | 37.04 | WEEKDAY | #N/A | 1990-03-03 | 18:00 | 8.3 | 46.94 |  |  | 2000-03-03 | 18:00 | 6 | 42.8 |  |  | 2004-03-03 | 18:00 | 12.8 | 55.04 | [5 empty] | 11.7 | 53.06 |  |  |  | 5 | 41 |  |  |  |  | 3.3 | 37.94 |  |  |  |  | -0.8 | 30.56 | [5 empty] | -2.8 | 26.96 |  |  |  | -5.6 | 21.92 |  |  |  |  | 0.6 | 33.08 |  |  |  |  | -9.4 | 15.08
1995-03-03 | 19:00 | 2.2 | 35.96 | WEEKDAY | #N/A | 1990-03-03 | 19:00 | 8.3 | 46.94 |  |  | 2000-03-03 | 19:00 | 5 | 41 |  |  | 2004-03-03 | 19:00 | 12.2 | 53.96 | [5 empty] | 11.1 | 51.98 |  |  |  | 2 | 35.6 |  |  |  |  | 1.1 | 33.98 |  |  |  |  | -0.6 | 30.92 | [5 empty] | -3.9 | 24.98 |  |  |  | -6.1 | 21.02 |  |  |  |  | -0.6 | 30.92 |  |  |  |  | -10 | 14
1995-03-03 | 20:00 | 1.7 | 35.06 | WEEKDAY | #N/A | 1990-03-03 | 20:00 | 7.8 | 46.04 |  |  | 2000-03-03 | 20:00 | 4 | 39.2 |  |  | 2004-03-03 | 20:00 | 11.7 | 53.06 | [5 empty] | 11.1 | 51.98 |  |  |  | 3 | 37.4 |  |  |  |  | 0 | 32 |  |  |  |  | -0.4 | 31.28 | [5 empty] | -5 | 23 |  |  |  | -7.2 | 19.04 |  |  |  |  | -1.7 | 28.94 |  |  |  |  | -10.6 | 12.92
1995-03-03 | 21:00 | 2.2 | 35.96 | WEEKDAY | #N/A | 1990-03-03 | 21:00 | 6.7 | 44.06 |  |  | 2000-03-03 | 21:00 | 3 | 37.4 |  |  | 2004-03-03 | 21:00 | 11.1 | 51.98 | [5 empty] | 11.7 | 53.06 |  |  |  | 2 | 35.6 |  |  |  |  | -1.1 | 30.02 |  |  |  |  | -0.2 | 31.64 | [5 empty] | -5.6 | 21.92 |  |  |  | -7.2 | 19.04 |  |  |  |  | -2.8 | 26.96 |  |  |  |  | -11.1 | 12.02
1995-03-03 | 22:00 | 1.1 | 33.98 | WEEKDAY | #N/A | 1990-03-03 | 22:00 | 5.6 | 42.08 |  |  | 2000-03-03 | 22:00 | 2.6 | 36.68 |  |  | 2004-03-03 | 22:00 | 10.6 | 51.08 | [5 empty] | 10.6 | 51.08 |  |  |  | 1 | 33.8 |  |  |  |  | -2.2 | 28.04 |  |  |  |  | 0 | 32 | [5 empty] | -6.1 | 21.02 |  |  |  | -8.3 | 17.06 |  |  |  |  | -2.2 | 28.04 |  |  |  |  | -12.2 | 10.04
1995-03-03 | 23:00 | 1.1 | 33.98 | WEEKDAY | #N/A | 1990-03-03 | 23:00 | 4.4 | 39.92 |  |  | 2000-03-03 | 23:00 | 2 | 35.6 |  |  | 2004-03-03 | 23:00 | 10 | 50 | [5 empty] | 10 | 50 |  |  |  | 1 | 33.8 |  |  |  |  | -2.8 | 26.96 |  |  |  |  | 0 | 32 | [5 empty] | -6.7 | 19.94 |  |  |  | -8.9 | 15.98 |  |  |  |  | -2.8 | 26.96 |  |  |  |  | -13.3 | 8.06
1995-03-03 | 24:00 | 1.1 | 33.98 | WEEKDAY | #N/A | 1990-03-03 | 24:00 | 4.4 | 39.92 |  |  | 2000-03-03 | 24:00 | 1 | 33.8 |  |  | 2004-03-03 | 24:00 | 8.9 | 48.02 | [5 empty] | 9.4 | 48.92 |  |  |  | 0 | 32 |  |  |  |  | -3.3 | 26.06 |  |  |  |  | 0 | 32 | [5 empty] | -7.2 | 19.04 |  |  |  | -9.4 | 15.08 |  |  |  |  | -3.3 | 26.06 |  |  |  |  | -13.3 | 8.06
1995-03-04 | 1:00 | 1.1 | 33.98 | SATURDAY | #N/A | 1990-03-04 | 1:00 | 3.3 | 37.94 |  |  | 2000-03-04 | 1:00 | 1 | 33.8 |  |  | 2004-03-04 | 1:00 | 7.8 | 46.04 | [5 empty] | 11.1 | 51.98 |  |  |  | -1 | 30.2 |  |  |  |  | -4.4 | 24.08 |  |  |  |  | 0 | 32 | [5 empty] | -7.8 | 17.96 |  |  |  | -9.4 | 15.08 |  |  |  |  | -3.3 | 26.06 |  |  |  |  | -14.4 | 6.08
1995-03-04 | 2:00 | 1.1 | 33.98 | SATURDAY | #N/A | 1990-03-04 | 2:00 | 1.1 | 33.98 |  |  | 2000-03-04 | 2:00 | 1 | 33.8 |  |  | 2004-03-04 | 2:00 | 8.3 | 46.94 | [5 empty] | 9.4 | 48.92 |  |  |  | -2 | 28.4 |  |  |  |  | -5.6 | 21.92 |  |  |  |  | 0.4 | 32.72 | [5 empty] | -7.8 | 17.96 |  |  |  | -10 | 14 |  |  |  |  | -3.9 | 24.98 |  |  |  |  | -13.9 | 6.98
1995-03-04 | 3:00 | 1.1 | 33.98 | SATURDAY | #N/A | 1990-03-04 | 3:00 | 0 | 32 |  |  | 2000-03-04 | 3:00 | 0 | 32 |  |  | 2004-03-04 | 3:00 | 8.3 | 46.94 | [5 empty] | 8.3 | 46.94 |  |  |  | -1 | 30.2 |  |  |  |  | -6.7 | 19.94 |  |  |  |  | 0.7 | 33.26 | [5 empty] | -8.3 | 17.06 |  |  |  | -9.4 | 15.08 |  |  |  |  | -3.9 | 24.98 |  |  |  |  | -15 | 5
1995-03-04 | 4:00 | 1.1 | 33.98 | SATURDAY | #N/A | 1990-03-04 | 4:00 | -1.7 | 28.94 |  |  | 2000-03-04 | 4:00 | 0 | 32 |  |  | 2004-03-04 | 4:00 | 7.2 | 44.96 | [5 empty] | 7.8 | 46.04 |  |  |  | -1 | 30.2 |  |  |  |  | -7.8 | 17.96 |  |  |  |  | 1.1 | 33.98 | [5 empty] | -8.3 | 17.06 |  |  |  | -10 | 14 |  |  |  |  | -3.3 | 26.06 |  |  |  |  | -15 | 5
1995-03-04 | 5:00 | 1.1 | 33.98 | SATURDAY | #N/A | 1990-03-04 | 5:00 | -3.3 | 26.06 |  |  | 2000-03-04 | 5:00 | 0 | 32 |  |  | 2004-03-04 | 5:00 | 7.8 | 46.04 | [5 empty] | 7.8 | 46.04 |  |  |  | -1 | 30.2 |  |  |  |  | -7.8 | 17.96 |  |  |  |  | 1.3 | 34.34 | [5 empty] | -8.9 | 15.98 |  |  |  | -10 | 14 |  |  |  |  | -2.8 | 26.96 |  |  |  |  | -15 | 5
1995-03-04 | 6:00 | 1.7 | 35.06 | SATURDAY | #N/A | 1990-03-04 | 6:00 | -3.9 | 24.98 |  |  | 2000-03-04 | 6:00 | 0 | 32 |  |  | 2004-03-04 | 6:00 | 7.2 | 44.96 | [5 empty] | 8.3 | 46.94 |  |  |  | -5 | 23 |  |  |  |  | -8.3 | 17.06 |  |  |  |  | 1.5 | 34.7 | [5 empty] | -11.1 | 12.02 |  |  |  | -10.6 | 12.92 |  |  |  |  | -2.8 | 26.96 |  |  |  |  | -15 | 5
1995-03-04 | 7:00 | 1.7 | 35.06 | SATURDAY | #N/A | 1990-03-04 | 7:00 | -3.9 | 24.98 |  |  | 2000-03-04 | 7:00 | 0 | 32 |  |  | 2004-03-04 | 7:00 | 7.2 | 44.96 | [5 empty] | 9.4 | 48.92 |  |  |  | -6 | 21.2 |  |  |  |  | -8.3 | 17.06 |  |  |  |  | 1.7 | 35.06 | [5 empty] | -12.2 | 10.04 |  |  |  | -10.6 | 12.92 |  |  |  |  | -2.2 | 28.04 |  |  |  |  | -14.4 | 6.08
1995-03-04 | 8:00 | 1.7 | 35.06 | SATURDAY | #N/A | 1990-03-04 | 8:00 | -4.4 | 24.08 |  |  | 2000-03-04 | 8:00 | 0 | 32 |  |  | 2004-03-04 | 8:00 | 6.7 | 44.06 | [5 empty] | 11.7 | 53.06 |  |  |  | -1 | 30.2 |  |  |  |  | -8.3 | 17.06 |  |  |  |  | 2.1 | 35.78 | [5 empty] | -10 | 14 |  |  |  | -9.4 | 15.08 |  |  |  |  | -1.7 | 28.94 |  |  |  |  | -15 | 5
1995-03-04 | 9:00 | 1.7 | 35.06 | SATURDAY | #N/A | 1990-03-04 | 9:00 | -3.9 | 24.98 |  |  | 2000-03-04 | 9:00 | 2 | 35.6 |  |  | 2004-03-04 | 9:00 | 6.7 | 44.06 | [5 empty] | 11.7 | 53.06 |  |  |  | 1 | 33.8 |  |  |  |  | -8.3 | 17.06 |  |  |  |  | 2.4 | 36.32 | [5 empty] | -8.9 | 15.98 |  |  |  | -7.8 | 17.96 |  |  |  |  | 0 | 32 |  |  |  |  | -15 | 5
1995-03-04 | 10:00 | 1.7 | 35.06 | SATURDAY | #N/A | 1990-03-04 | 10:00 | -3.9 | 24.98 |  |  | 2000-03-04 | 10:00 | 4 | 39.2 |  |  | 2004-03-04 | 10:00 | 6.7 | 44.06 | [5 empty] | 12.2 | 53.96 |  |  |  | 4 | 39.2 |  |  |  |  | -7.8 | 17.96 |  |  |  |  | 2.8 | 37.04 | [5 empty] | -8.3 | 17.06 |  |  |  | -7.2 | 19.04 |  |  |  |  | 2.2 | 35.96 |  |  |  |  | -15 | 5
1995-03-04 | 11:00 | 2.2 | 35.96 | SATURDAY | #N/A | 1990-03-04 | 11:00 | -2.8 | 26.96 |  |  | 2000-03-04 | 11:00 | 6 | 42.8 |  |  | 2004-03-04 | 11:00 | 6.7 | 44.06 | [5 empty] | 11.7 | 53.06 |  |  |  | 5 | 41 |  |  |  |  | -7.2 | 19.04 |  |  |  |  | 3 | 37.4 | [5 empty] | -7.2 | 19.04 |  |  |  | -7.2 | 19.04 |  |  |  |  | 3.3 | 37.94 |  |  |  |  | -14.4 | 6.08
1995-03-04 | 12:00 | 2.2 | 35.96 | SATURDAY | #N/A | 1990-03-04 | 12:00 | -2.2 | 28.04 |  |  | 2000-03-04 | 12:00 | 7 | 44.6 |  |  | 2004-03-04 | 12:00 | 6.7 | 44.06 | [5 empty] | 13.3 | 55.94 |  |  |  | 7 | 44.6 |  |  |  |  | -7.2 | 19.04 |  |  |  |  | 3.1 | 37.58 | [5 empty] | -7.2 | 19.04 |  |  |  | -6.1 | 21.02 |  |  |  |  | 3.9 | 39.02 |  |  |  |  | -13.9 | 6.98
1995-03-04 | 13:00 | 2.8 | 37.04 | SATURDAY | #N/A | 1990-03-04 | 13:00 | -1.1 | 30.02 |  |  | 2000-03-04 | 13:00 | 8 | 46.4 |  |  | 2004-03-04 | 13:00 | 7.2 | 44.96 | [5 empty] | 12.2 | 53.96 |  |  |  | 8.1 | 46.58 |  |  |  |  | -7.2 | 19.04 |  |  |  |  | 3.3 | 37.94 | [5 empty] | -6.7 | 19.94 |  |  |  | -5.6 | 21.92 |  |  |  |  | 3.3 | 37.94 |  |  |  |  | -13.9 | 6.98
1995-03-04 | 14:00 | 2.8 | 37.04 | SATURDAY | #N/A | 1990-03-04 | 14:00 | 0 | 32 |  |  | 2000-03-04 | 14:00 | 9 | 48.2 |  |  | 2004-03-04 | 14:00 | 7.2 | 44.96 | [5 empty] | 12.2 | 53.96 |  |  |  | 9 | 48.2 |  |  |  |  | -6.7 | 19.94 |  |  |  |  | 3.7 | 38.66 | [5 empty] | -5.6 | 21.92 |  |  |  | -4.4 | 24.08 |  |  |  |  | 2.8 | 37.04 |  |  |  |  | -14.4 | 6.08
1995-03-04 | 15:00 | 2.8 | 37.04 | SATURDAY | #N/A | 1990-03-04 | 15:00 | 1.1 | 33.98 |  |  | 2000-03-04 | 15:00 | 10 | 50 |  |  | 2004-03-04 | 15:00 | 7.8 | 46.04 | [5 empty] | 11.7 | 53.06 |  |  |  | 9.7 | 49.46 |  |  |  |  | -7.8 | 17.96 |  |  |  |  | 4 | 39.2 | [5 empty] | -5.6 | 21.92 |  |  |  | -5 | 23 |  |  |  |  | 2.2 | 35.96 |  |  |  |  | -15 | 5
1995-03-04 | 16:00 | 3.3 | 37.94 | SATURDAY | #N/A | 1990-03-04 | 16:00 | 1.1 | 33.98 |  |  | 2000-03-04 | 16:00 | 10 | 50 |  |  | 2004-03-04 | 16:00 | 7.8 | 46.04 | [5 empty] | 12.2 | 53.96 |  |  |  | 10 | 50 |  |  |  |  | -7.8 | 17.96 |  |  |  |  | 4.4 | 39.92 | [5 empty] | -5.6 | 21.92 |  |  |  | -4.4 | 24.08 |  |  |  |  | 2.2 | 35.96 |  |  |  |  | -14.4 | 6.08
1995-03-04 | 17:00 | 3.3 | 37.94 | SATURDAY | #N/A | 1990-03-04 | 17:00 | 1.1 | 33.98 |  |  | 2000-03-04 | 17:00 | 9 | 48.2 |  |  | 2004-03-04 | 17:00 | 7.2 | 44.96 | [5 empty] | 12.2 | 53.96 |  |  |  | 10 | 50 |  |  |  |  | -7.8 | 17.96 |  |  |  |  | 3.9 | 39.02 | [5 empty] | -6.1 | 21.02 |  |  |  | -5 | 23 |  |  |  |  | 1.7 | 35.06 |  |  |  |  | -15 | 5
1995-03-04 | 18:00 | 3.3 | 37.94 | SATURDAY | #N/A | 1990-03-04 | 18:00 | 0.6 | 33.08 |  |  | 2000-03-04 | 18:00 | 7 | 44.6 |  |  | 2004-03-04 | 18:00 | 7.2 | 44.96 | [5 empty] | 10.6 | 51.08 |  |  |  | 8 | 46.4 |  |  |  |  | -8.9 | 15.98 |  |  |  |  | 3.3 | 37.94 | [5 empty] | -7.8 | 17.96 |  |  |  | -5 | 23 |  |  |  |  | 0.6 | 33.08 |  |  |  |  | -14.4 | 6.08
1995-03-04 | 19:00 | 3.3 | 37.94 | SATURDAY | #N/A | 1990-03-04 | 19:00 | 0 | 32 |  |  | 2000-03-04 | 19:00 | 7 | 44.6 |  |  | 2004-03-04 | 19:00 | 6.7 | 44.06 | [5 empty] | 10 | 50 |  |  |  | 7 | 44.6 |  |  |  |  | -9.4 | 15.08 |  |  |  |  | 2.8 | 37.04 | [5 empty] | -8.3 | 17.06 |  |  |  | -5 | 23 |  |  |  |  | 0.6 | 33.08 |  |  |  |  | -14.4 | 6.08
1995-03-04 | 20:00 | 2.2 | 35.96 | SATURDAY | #N/A | 1990-03-04 | 20:00 | -0.6 | 30.92 |  |  | 2000-03-04 | 20:00 | 7 | 44.6 |  |  | 2004-03-04 | 20:00 | 6.7 | 44.06 | [5 empty] | 10 | 50 |  |  |  | 6 | 42.8 |  |  |  |  | -10 | 14 |  |  |  |  | 3.7 | 38.66 | [5 empty] | -8.9 | 15.98 |  |  |  | -5.6 | 21.92 |  |  |  |  | 0.6 | 33.08 |  |  |  |  | -13.9 | 6.98
1995-03-04 | 21:00 | 2.2 | 35.96 | SATURDAY | #N/A | 1990-03-04 | 21:00 | -1.1 | 30.02 |  |  | 2000-03-04 | 21:00 | 7 | 44.6 |  |  | 2004-03-04 | 21:00 | 6.7 | 44.06 | [5 empty] | 8.9 | 48.02 |  |  |  | 2 | 35.6 |  |  |  |  | -10.6 | 12.92 |  |  |  |  | 4.7 | 40.46 | [5 empty] | -7.8 | 17.96 |  |  |  | -5.6 | 21.92 |  |  |  |  | 0.6 | 33.08 |  |  |  |  | -12.8 | 8.96
1995-03-04 | 22:00 | 2.2 | 35.96 | SATURDAY | #N/A | 1990-03-04 | 22:00 | -1.7 | 28.94 |  |  | 2000-03-04 | 22:00 | 6 | 42.8 |  |  | 2004-03-04 | 22:00 | 7.2 | 44.96 | [5 empty] | 7.8 | 46.04 |  |  |  | 3 | 37.4 |  |  |  |  | -10.6 | 12.92 |  |  |  |  | 5.6 | 42.08 | [5 empty] | -7.8 | 17.96 |  |  |  | -5.6 | 21.92 |  |  |  |  | 0.6 | 33.08 |  |  |  |  | -11.7 | 10.94
1995-03-04 | 23:00 | 2.2 | 35.96 | SATURDAY | #N/A | 1990-03-04 | 23:00 | -1.7 | 28.94 |  |  | 2000-03-04 | 23:00 | 6 | 42.8 |  |  | 2004-03-04 | 23:00 | 6.7 | 44.06 | [5 empty] | 6.7 | 44.06 |  |  |  | 2 | 35.6 |  |  |  |  | -11.1 | 12.02 |  |  |  |  | 5.6 | 42.08 | [5 empty] | -7.2 | 19.04 |  |  |  | -5.6 | 21.92 |  |  |  |  | 0 | 32 |  |  |  |  | -11.1 | 12.02
1995-03-04 | 24:00 | 1.7 | 35.06 | SATURDAY | #N/A | 1990-03-04 | 24:00 | -1.7 | 28.94 |  |  | 2000-03-04 | 24:00 | 6 | 42.8 |  |  | 2004-03-04 | 24:00 | 6.7 | 44.06 | [5 empty] | 6.1 | 42.98 |  |  |  | 2 | 35.6 |  |  |  |  | -11.7 | 10.94 |  |  |  |  | 5.6 | 42.08 | [5 empty] | -7.8 | 17.96 |  |  |  | -6.1 | 21.02 |  |  |  |  | 0 | 32 |  |  |  |  | -10.6 | 12.92
1995-03-05 | 1:00 | 1.7 | 35.06 | SUNDAY | #N/A | 1990-03-05 | 1:00 | -1.7 | 28.94 |  |  | 2000-03-05 | 1:00 | 5 | 41 |  |  | 2004-03-05 | 1:00 | 6.7 | 44.06 | [5 empty] | 5 | 41 |  |  |  | 1 | 33.8 |  |  |  |  | -11.7 | 10.94 |  |  |  |  | 5.6 | 42.08 | [5 empty] | -9.4 | 15.08 |  |  |  | -7.2 | 19.04 |  |  |  |  | -0.6 | 30.92 |  |  |  |  | -9.4 | 15.08
1995-03-05 | 2:00 | 1.7 | 35.06 | SUNDAY | #N/A | 1990-03-05 | 2:00 | -2.8 | 26.96 |  |  | 2000-03-05 | 2:00 | 6 | 42.8 |  |  | 2004-03-05 | 2:00 | 6.7 | 44.06 | [5 empty] | 5 | 41 |  |  |  | 1 | 33.8 |  |  |  |  | -12.2 | 10.04 |  |  |  |  | 5.8 | 42.44 | [5 empty] | -10.6 | 12.92 |  |  |  | -8.3 | 17.06 |  |  |  |  | -1.7 | 28.94 |  |  |  |  | -8.3 | 17.06
1995-03-05 | 3:00 | 1.1 | 33.98 | SUNDAY | #N/A | 1990-03-05 | 3:00 | -3.3 | 26.06 |  |  | 2000-03-05 | 3:00 | 5 | 41 |  |  | 2004-03-05 | 3:00 | 6.7 | 44.06 | [5 empty] | 4.4 | 39.92 |  |  |  | 0 | 32 |  |  |  |  | -12.8 | 8.96 |  |  |  |  | 5.9 | 42.62 | [5 empty] | -9.4 | 15.08 |  |  |  | -8.9 | 15.98 |  |  |  |  | -2.8 | 26.96 |  |  |  |  | -7.8 | 17.96
1995-03-05 | 4:00 | 0.6 | 33.08 | SUNDAY | #N/A | 1990-03-05 | 4:00 | -3.9 | 24.98 |  |  | 2000-03-05 | 4:00 | 5 | 41 |  |  | 2004-03-05 | 4:00 | 6.7 | 44.06 | [5 empty] | 3.3 | 37.94 |  |  |  | 0 | 32 |  |  |  |  | -13.3 | 8.06 |  |  |  |  | 6.1 | 42.98 | [5 empty] | -8.9 | 15.98 |  |  |  | -10 | 14 |  |  |  |  | -1.7 | 28.94 |  |  |  |  | -6.7 | 19.94
1995-03-05 | 5:00 | 0.6 | 33.08 | SUNDAY | #N/A | 1990-03-05 | 5:00 | -3.9 | 24.98 |  |  | 2000-03-05 | 5:00 | 5 | 41 |  |  | 2004-03-05 | 5:00 | 6.7 | 44.06 | [5 empty] | 3.3 | 37.94 |  |  |  | -1 | 30.2 |  |  |  |  | -13.3 | 8.06 |  |  |  |  | 6.1 | 42.98 | [5 empty] | -8.9 | 15.98 |  |  |  | -10.6 | 12.92 |  |  |  |  | -1.1 | 30.02 |  |  |  |  | -6.1 | 21.02
1995-03-05 | 6:00 | 0.6 | 33.08 | SUNDAY | #N/A | 1990-03-05 | 6:00 | -3.3 | 26.06 |  |  | 2000-03-05 | 6:00 | 6 | 42.8 |  |  | 2004-03-05 | 6:00 | 6.7 | 44.06 | [5 empty] | 2.8 | 37.04 |  |  |  | -2 | 28.4 |  |  |  |  | -13.3 | 8.06 |  |  |  |  | 6.1 | 42.98 | [5 empty] | -9.4 | 15.08 |  |  |  | -11.1 | 12.02 |  |  |  |  | -0.6 | 30.92 |  |  |  |  | -6.1 | 21.02
1995-03-05 | 7:00 | 1.1 | 33.98 | SUNDAY | #N/A | 1990-03-05 | 7:00 | -3.3 | 26.06 |  |  | 2000-03-05 | 7:00 | 6 | 42.8 |  |  | 2004-03-05 | 7:00 | 6.7 | 44.06 | [5 empty] | 3.3 | 37.94 |  |  |  | -2 | 28.4 |  |  |  |  | -12.8 | 8.96 |  |  |  |  | 6.1 | 42.98 | [5 empty] | -8.9 | 15.98 |  |  |  | -11.7 | 10.94 |  |  |  |  | -0.6 | 30.92 |  |  |  |  | -6.7 | 19.94
1995-03-05 | 8:00 | 1.7 | 35.06 | SUNDAY | #N/A | 1990-03-05 | 8:00 | -2.8 | 26.96 |  |  | 2000-03-05 | 8:00 | 6 | 42.8 |  |  | 2004-03-05 | 8:00 | 6.7 | 44.06 | [5 empty] | 3.9 | 39.02 |  |  |  | 6 | 42.8 |  |  |  |  | -12.8 | 8.96 |  |  |  |  | 6.7 | 44.06 | [5 empty] | -10 | 14 |  |  |  | -10 | 14 |  |  |  |  | 0 | 32 |  |  |  |  | -6.7 | 19.94
1995-03-05 | 9:00 | 2.2 | 35.96 | SUNDAY | #N/A | 1990-03-05 | 9:00 | -2.8 | 26.96 |  |  | 2000-03-05 | 9:00 | 7 | 44.6 |  |  | 2004-03-05 | 9:00 | 6.1 | 42.98 | [5 empty] | 4.4 | 39.92 |  |  |  | 8 | 46.4 |  |  |  |  | -11.1 | 12.02 |  |  |  |  | 7.2 | 44.96 | [5 empty] | -7.8 | 17.96 |  |  |  | -8.3 | 17.06 |  |  |  |  | 1.1 | 33.98 |  |  |  |  | -3.9 | 24.98
1995-03-05 | 10:00 | 2.8 | 37.04 | SUNDAY | #N/A | 1990-03-05 | 10:00 | -2.2 | 28.04 |  |  | 2000-03-05 | 10:00 | 8 | 46.4 |  |  | 2004-03-05 | 10:00 | 6.1 | 42.98 | [5 empty] | 5.6 | 42.08 |  |  |  | 8 | 46.4 |  |  |  |  | -10 | 14 |  |  |  |  | 7.8 | 46.04 | [5 empty] | -5.6 | 21.92 |  |  |  | -7.2 | 19.04 |  |  |  |  | 1.1 | 33.98 |  |  |  |  | -1.1 | 30.02
1995-03-05 | 11:00 | 3.9 | 39.02 | SUNDAY | #N/A | 1990-03-05 | 11:00 | -1.7 | 28.94 |  |  | 2000-03-05 | 11:00 | 9 | 48.2 |  |  | 2004-03-05 | 11:00 | 6.7 | 44.06 | [5 empty] | 6.7 | 44.06 |  |  |  | 9 | 48.2 |  |  |  |  | -8.3 | 17.06 |  |  |  |  | 10.6 | 51.08 | [5 empty] | -5 | 23 |  |  |  | -6.1 | 21.02 |  |  |  |  | 2.2 | 35.96 |  |  |  |  | 0 | 32
1995-03-05 | 12:00 | 5 | 41 | SUNDAY | #N/A | 1990-03-05 | 12:00 | 0 | 32 |  |  | 2000-03-05 | 12:00 | 10 | 50 |  |  | 2004-03-05 | 12:00 | 6.7 | 44.06 | [5 empty] | 7.2 | 44.96 |  |  |  | 8 | 46.4 |  |  |  |  | -7.2 | 19.04 |  |  |  |  | 13.3 | 55.94 | [5 empty] | -4.4 | 24.08 |  |  |  | -5.6 | 21.92 |  |  |  |  | 2.2 | 35.96 |  |  |  |  | 0.6 | 33.08
1995-03-05 | 13:00 | 5.6 | 42.08 | SUNDAY | #N/A | 1990-03-05 | 13:00 | 0.6 | 33.08 |  |  | 2000-03-05 | 13:00 | 9 | 48.2 |  |  | 2004-03-05 | 13:00 | 6.7 | 44.06 | [5 empty] | 8.9 | 48.02 |  |  |  | 8 | 46.4 |  |  |  |  | -6.1 | 21.02 |  |  |  |  | 16.1 | 60.98 | [5 empty] | -4.4 | 24.08 |  |  |  | -4.4 | 24.08 |  |  |  |  | 3.9 | 39.02 |  |  |  |  | 1.1 | 33.98
1995-03-05 | 14:00 | 6.1 | 42.98 | SUNDAY | #N/A | 1990-03-05 | 14:00 | 1.7 | 35.06 |  |  | 2000-03-05 | 14:00 | 9 | 48.2 |  |  | 2004-03-05 | 14:00 | 6.7 | 44.06 | [5 empty] | 8.9 | 48.02 |  |  |  | 8 | 46.4 |  |  |  |  | -5.6 | 21.92 |  |  |  |  | 16.5 | 61.7 | [5 empty] | -4.4 | 24.08 |  |  |  | -4.4 | 24.08 |  |  |  |  | 3.9 | 39.02 |  |  |  |  | 1.1 | 33.98
1995-03-05 | 15:00 | 6.7 | 44.06 | SUNDAY | #N/A | 1990-03-05 | 15:00 | 1.7 | 35.06 |  |  | 2000-03-05 | 15:00 | 9 | 48.2 |  |  | 2004-03-05 | 15:00 | 7.2 | 44.96 | [5 empty] | 10 | 50 |  |  |  | 8 | 46.4 |  |  |  |  | -5 | 23 |  |  |  |  | 16.8 | 62.24 | [5 empty] | -2.8 | 26.96 |  |  |  | -3.9 | 24.98 |  |  |  |  | 2.2 | 35.96 |  |  |  |  | 1.1 | 33.98
1995-03-05 | 16:00 | 6.7 | 44.06 | SUNDAY | #N/A | 1990-03-05 | 16:00 | 1.1 | 33.98 |  |  | 2000-03-05 | 16:00 | 8 | 46.4 |  |  | 2004-03-05 | 16:00 | 7.2 | 44.96 | [5 empty] | 10.6 | 51.08 |  |  |  | 7 | 44.6 |  |  |  |  | -4.4 | 24.08 |  |  |  |  | 17.2 | 62.96 | [5 empty] | -2.8 | 26.96 |  |  |  | -5 | 23 |  |  |  |  | 2.2 | 35.96 |  |  |  |  | 0.6 | 33.08
1995-03-05 | 17:00 | 6.1 | 42.98 | SUNDAY | #N/A | 1990-03-05 | 17:00 | 1.1 | 33.98 |  |  | 2000-03-05 | 17:00 | 8 | 46.4 |  |  | 2004-03-05 | 17:00 | 6.7 | 44.06 | [5 empty] | 10 | 50 |  |  |  | 7 | 44.6 |  |  |  |  | -5 | 23 |  |  |  |  | 15.7 | 60.26 | [5 empty] | -4.4 | 24.08 |  |  |  | -5 | 23 |  |  |  |  | 1.7 | 35.06 |  |  |  |  | -0.6 | 30.92
1995-03-05 | 18:00 | 5.6 | 42.08 | SUNDAY | #N/A | 1990-03-05 | 18:00 | 1.1 | 33.98 |  |  | 2000-03-05 | 18:00 | 7 | 44.6 |  |  | 2004-03-05 | 18:00 | 6.7 | 44.06 | [5 empty] | 8.9 | 48.02 |  |  |  | 7 | 44.6 |  |  |  |  | -5 | 23 |  |  |  |  | 14.3 | 57.74 | [5 empty] | -6.1 | 21.02 |  |  |  | -6.1 | 21.02 |  |  |  |  | 0 | 32 |  |  |  |  | -3.3 | 26.06
1995-03-05 | 19:00 | 6.1 | 42.98 | SUNDAY | #N/A | 1990-03-05 | 19:00 | 1.1 | 33.98 |  |  | 2000-03-05 | 19:00 | 5 | 41 |  |  | 2004-03-05 | 19:00 | 6.7 | 44.06 | [5 empty] | 7.2 | 44.96 |  |  |  | 6 | 42.8 |  |  |  |  | -5.6 | 21.92 |  |  |  |  | 12.8 | 55.04 | [5 empty] | -7.8 | 17.96 |  |  |  | -7.2 | 19.04 |  |  |  |  | -1.7 | 28.94 |  |  |  |  | -3.9 | 24.98
1995-03-05 | 20:00 | 6.1 | 42.98 | SUNDAY | #N/A | 1990-03-05 | 20:00 | 1.7 | 35.06 |  |  | 2000-03-05 | 20:00 | 6 | 42.8 |  |  | 2004-03-05 | 20:00 | 7.2 | 44.96 | [5 empty] | 6.1 | 42.98 |  |  |  | 6 | 42.8 |  |  |  |  | -5 | 23 |  |  |  |  | 11.5 | 52.7 | [5 empty] | -8.9 | 15.98 |  |  |  | -7.8 | 17.96 |  |  |  |  | -2.8 | 26.96 |  |  |  |  | -6.1 | 21.02
1995-03-05 | 21:00 | 5.6 | 42.08 | SUNDAY | #N/A | 1990-03-05 | 21:00 | 1.1 | 33.98 |  |  | 2000-03-05 | 21:00 | 6 | 42.8 |  |  | 2004-03-05 | 21:00 | 7.2 | 44.96 | [5 empty] | 2.8 | 37.04 |  |  |  | 6 | 42.8 |  |  |  |  | -5 | 23 |  |  |  |  | 10.2 | 50.36 | [5 empty] | -9.4 | 15.08 |  |  |  | -8.9 | 15.98 |  |  |  |  | -3.3 | 26.06 |  |  |  |  | -7.2 | 19.04
1995-03-05 | 22:00 | 4.4 | 39.92 | SUNDAY | #N/A | 1990-03-05 | 22:00 | 0.6 | 33.08 |  |  | 2000-03-05 | 22:00 | 5 | 41 |  |  | 2004-03-05 | 22:00 | 6.7 | 44.06 | [5 empty] | 0.6 | 33.08 |  |  |  | 6 | 42.8 |  |  |  |  | -5 | 23 |  |  |  |  | 8.9 | 48.02 | [5 empty] | -8.9 | 15.98 |  |  |  | -8.9 | 15.98 |  |  |  |  | -2.2 | 28.04 |  |  |  |  | -7.8 | 17.96
1995-03-05 | 23:00 | 3.9 | 39.02 | SUNDAY | #N/A | 1990-03-05 | 23:00 | 0.6 | 33.08 |  |  | 2000-03-05 | 23:00 | 5 | 41 |  |  | 2004-03-05 | 23:00 | 6.7 | 44.06 | [5 empty] | 1.7 | 35.06 |  |  |  | 6 | 42.8 |  |  |  |  | -5 | 23 |  |  |  |  | 7 | 44.6 | [5 empty] | -8.9 | 15.98 |  |  |  | -9.4 | 15.08 |  |  |  |  | -1.7 | 28.94 |  |  |  |  | -9.4 | 15.08
1995-03-05 | 24:00 | 3.3 | 37.94 | SUNDAY | #N/A | 1990-03-05 | 24:00 | 0.6 | 33.08 |  |  | 2000-03-05 | 24:00 | 5 | 41 |  |  | 2004-03-05 | 24:00 | 6.7 | 44.06 | [5 empty] | 0 | 32 |  |  |  | 5 | 41 |  |  |  |  | -4.4 | 24.08 |  |  |  |  | 5.2 | 41.36 | [5 empty] | -9.4 | 15.08 |  |  |  | -10 | 14 |  |  |  |  | -2.2 | 28.04 |  |  |  |  | -10 | 14
1995-03-06 | 1:00 | 3.3 | 37.94 | WEEKDAY | #N/A | 1990-03-06 | 1:00 | 0 | 32 |  |  | 2000-03-06 | 1:00 | 5 | 41 |  |  | 2004-03-06 | 1:00 | 7.2 | 44.96 | [5 empty] | -0.6 | 30.92 |  |  |  | 5 | 41 |  |  |  |  | -3.9 | 24.98 |  |  |  |  | 3.3 | 37.94 | [5 empty] | -9.4 | 15.08 |  |  |  | -10.6 | 12.92 |  |  |  |  | -2.8 | 26.96 |  |  |  |  | -11.7 | 10.94
1995-03-06 | 2:00 | 3.3 | 37.94 | WEEKDAY | #N/A | 1990-03-06 | 2:00 | 0 | 32 |  |  | 2000-03-06 | 2:00 | 5 | 41 |  |  | 2004-03-06 | 2:00 | 7.2 | 44.96 | [5 empty] | -1.1 | 30.02 |  |  |  | 4 | 39.2 |  |  |  |  | -3.9 | 24.98 |  |  |  |  | 3.1 | 37.58 | [5 empty] | -9.4 | 15.08 |  |  |  | -10.6 | 12.92 |  |  |  |  | -2.8 | 26.96 |  |  |  |  | -13.3 | 8.06
1995-03-06 | 3:00 | 3.3 | 37.94 | WEEKDAY | #N/A | 1990-03-06 | 3:00 | 0 | 32 |  |  | 2000-03-06 | 3:00 | 4 | 39.2 |  |  | 2004-03-06 | 3:00 | 8.3 | 46.94 | [5 empty] | -1.7 | 28.94 |  |  |  | 2 | 35.6 |  |  |  |  | -3.3 | 26.06 |  |  |  |  | 3 | 37.4 | [5 empty] | -10 | 14 |  |  |  | -10.6 | 12.92 |  |  |  |  | -3.3 | 26.06 |  |  |  |  | -13.3 | 8.06
1995-03-06 | 4:00 | 3.3 | 37.94 | WEEKDAY | #N/A | 1990-03-06 | 4:00 | 0 | 32 |  |  | 2000-03-06 | 4:00 | 3 | 37.4 |  |  | 2004-03-06 | 4:00 | 8.3 | 46.94 | [5 empty] | -1.7 | 28.94 |  |  |  | 0 | 32 |  |  |  |  | -3.9 | 24.98 |  |  |  |  | 2.8 | 37.04 | [5 empty] | -10 | 14 |  |  |  | -11.1 | 12.02 |  |  |  |  | -3.9 | 24.98 |  |  |  |  | -14.4 | 6.08
1995-03-06 | 5:00 | 3.3 | 37.94 | WEEKDAY | #N/A | 1990-03-06 | 5:00 | 0 | 32 |  |  | 2000-03-06 | 5:00 | 2 | 35.6 |  |  | 2004-03-06 | 5:00 | 8.9 | 48.02 | [5 empty] | -1.1 | 30.02 |  |  |  | -2 | 28.4 |  |  |  |  | -3.9 | 24.98 |  |  |  |  | 2.4 | 36.32 | [5 empty] | -10.6 | 12.92 |  |  |  | -11.1 | 12.02 |  |  |  |  | -3.9 | 24.98 |  |  |  |  | -14.4 | 6.08
1995-03-06 | 6:00 | 3.9 | 39.02 | WEEKDAY | #N/A | 1990-03-06 | 6:00 | 0 | 32 |  |  | 2000-03-06 | 6:00 | 2 | 35.6 |  |  | 2004-03-06 | 6:00 | 8.3 | 46.94 | [5 empty] | -2.2 | 28.04 |  |  |  | -3 | 26.6 |  |  |  |  | -2.8 | 26.96 |  |  |  |  | 2.1 | 35.78 | [5 empty] | -11.1 | 12.02 |  |  |  | -11.1 | 12.02 |  |  |  |  | -3.9 | 24.98 |  |  |  |  | -16.1 | 3.02
1995-03-06 | 7:00 | 5 | 41 | WEEKDAY | #N/A | 1990-03-06 | 7:00 | 0 | 32 |  |  | 2000-03-06 | 7:00 | 2 | 35.6 |  |  | 2004-03-06 | 7:00 | 8.3 | 46.94 | [5 empty] | -1.7 | 28.94 |  |  |  | -3 | 26.6 |  |  |  |  | -1.7 | 28.94 |  |  |  |  | 1.7 | 35.06 | [5 empty] | -12.8 | 8.96 |  |  |  | -11.1 | 12.02 |  |  |  |  | -3.3 | 26.06 |  |  |  |  | -17.2 | 1.04
1995-03-06 | 8:00 | 5.6 | 42.08 | WEEKDAY | #N/A | 1990-03-06 | 8:00 | 0 | 32 |  |  | 2000-03-06 | 8:00 | 4 | 39.2 |  |  | 2004-03-06 | 8:00 | 10 | 50 | [5 empty] | 5.6 | 42.08 |  |  |  | 2 | 35.6 |  |  |  |  | -0.6 | 30.92 |  |  |  |  | 2.1 | 35.78 | [5 empty] | -10 | 14 |  |  |  | -9.4 | 15.08 |  |  |  |  | -3.3 | 26.06 |  |  |  |  | -15 | 5
1995-03-06 | 9:00 | 7.2 | 44.96 | WEEKDAY | #N/A | 1990-03-06 | 9:00 | -0.6 | 30.92 |  |  | 2000-03-06 | 9:00 | 6 | 42.8 |  |  | 2004-03-06 | 9:00 | 11.1 | 51.98 | [5 empty] | 8.9 | 48.02 |  |  |  | 6 | 42.8 |  |  |  |  | 0.6 | 33.08 |  |  |  |  | 2.4 | 36.32 | [5 empty] | -8.9 | 15.98 |  |  |  | -8.3 | 17.06 |  |  |  |  | -2.2 | 28.04 |  |  |  |  | -13.3 | 8.06
1995-03-06 | 10:00 | 7.8 | 46.04 | WEEKDAY | #N/A | 1990-03-06 | 10:00 | -0.6 | 30.92 |  |  | 2000-03-06 | 10:00 | 6 | 42.8 |  |  | 2004-03-06 | 10:00 | 11.7 | 53.06 | [5 empty] | 10.6 | 51.08 |  |  |  | 7 | 44.6 |  |  |  |  | 2.8 | 37.04 |  |  |  |  | 2.8 | 37.04 | [5 empty] | -7.8 | 17.96 |  |  |  | -7.2 | 19.04 |  |  |  |  | -1.7 | 28.94 |  |  |  |  | -11.1 | 12.02
1995-03-06 | 11:00 | 7.8 | 46.04 | WEEKDAY | #N/A | 1990-03-06 | 11:00 | -1.1 | 30.02 |  |  | 2000-03-06 | 11:00 | 8 | 46.4 |  |  | 2004-03-06 | 11:00 | 10.6 | 51.08 | [5 empty] | 11.7 | 53.06 |  |  |  | 7 | 44.6 |  |  |  |  | 5 | 41 |  |  |  |  | 3.3 | 37.94 | [5 empty] | -7.2 | 19.04 |  |  |  | -6.7 | 19.94 |  |  |  |  | -0.6 | 30.92 |  |  |  |  | -10 | 14
1995-03-06 | 12:00 | 10 | 50 | WEEKDAY | #N/A | 1990-03-06 | 12:00 | -2.2 | 28.04 |  |  | 2000-03-06 | 12:00 | 9 | 48.2 |  |  | 2004-03-06 | 12:00 | 10 | 50 | [5 empty] | 11.7 | 53.06 |  |  |  | 9 | 48.2 |  |  |  |  | 7.2 | 44.96 |  |  |  |  | 3.9 | 39.02 | [5 empty] | -5.6 | 21.92 |  |  |  | -6.7 | 19.94 |  |  |  |  | 0 | 32 |  |  |  |  | -7.8 | 17.96
1995-03-06 | 13:00 | 10.6 | 51.08 | WEEKDAY | #N/A | 1990-03-06 | 13:00 | -2.8 | 26.96 |  |  | 2000-03-06 | 13:00 | 10 | 50 |  |  | 2004-03-06 | 13:00 | 11.7 | 53.06 | [5 empty] | 11.7 | 53.06 |  |  |  | 10 | 50 |  |  |  |  | 8.9 | 48.02 |  |  |  |  | 4.4 | 39.92 | [5 empty] | -4.4 | 24.08 |  |  |  | -6.7 | 19.94 |  |  |  |  | 1.7 | 35.06 |  |  |  |  | -6.7 | 19.94
1995-03-06 | 14:00 | 11.7 | 53.06 | WEEKDAY | #N/A | 1990-03-06 | 14:00 | -2.8 | 26.96 |  |  | 2000-03-06 | 14:00 | 11 | 51.8 |  |  | 2004-03-06 | 14:00 | 13.3 | 55.94 | [5 empty] | 12.8 | 55.04 |  |  |  | 10 | 50 |  |  |  |  | 10.6 | 51.08 |  |  |  |  | 3.9 | 39.02 | [5 empty] | -5 | 23 |  |  |  | -6.7 | 19.94 |  |  |  |  | 1.1 | 33.98 |  |  |  |  | -6.1 | 21.02
1995-03-06 | 15:00 | 12.2 | 53.96 | WEEKDAY | #N/A | 1990-03-06 | 15:00 | -2.2 | 28.04 |  |  | 2000-03-06 | 15:00 | 11 | 51.8 |  |  | 2004-03-06 | 15:00 | 15 | 59 | [5 empty] | 11.7 | 53.06 |  |  |  | 11 | 51.8 |  |  |  |  | 11.7 | 53.06 |  |  |  |  | 3.3 | 37.94 | [5 empty] | -5.6 | 21.92 |  |  |  | -6.7 | 19.94 |  |  |  |  | 2.2 | 35.96 |  |  |  |  | -5.6 | 21.92
1995-03-06 | 16:00 | 11.1 | 51.98 | WEEKDAY | #N/A | 1990-03-06 | 16:00 | -1.7 | 28.94 |  |  | 2000-03-06 | 16:00 | 11 | 51.8 |  |  | 2004-03-06 | 16:00 | 15.6 | 60.08 | [5 empty] | 11.1 | 51.98 |  |  |  | 10 | 50 |  |  |  |  | 12.2 | 53.96 |  |  |  |  | 2.8 | 37.04 | [5 empty] | -6.1 | 21.02 |  |  |  | -6.7 | 19.94 |  |  |  |  | 0.6 | 33.08 |  |  |  |  | -4.4 | 24.08
1995-03-06 | 17:00 | 12.8 | 55.04 | WEEKDAY | #N/A | 1990-03-06 | 17:00 | -1.1 | 30.02 |  |  | 2000-03-06 | 17:00 | 11 | 51.8 |  |  | 2004-03-06 | 17:00 | 15 | 59 | [5 empty] | 9.4 | 48.92 |  |  |  | 9 | 48.2 |  |  |  |  | 11.7 | 53.06 |  |  |  |  | 1.7 | 35.06 | [5 empty] | -6.7 | 19.94 |  |  |  | -7.2 | 19.04 |  |  |  |  | 0.6 | 33.08 |  |  |  |  | -4.4 | 24.08
1995-03-06 | 18:00 | 9.4 | 48.92 | WEEKDAY | #N/A | 1990-03-06 | 18:00 | -1.7 | 28.94 |  |  | 2000-03-06 | 18:00 | 10 | 50 |  |  | 2004-03-06 | 18:00 | 13.9 | 57.02 | [5 empty] | 9.4 | 48.92 |  |  |  | 7 | 44.6 |  |  |  |  | 8.3 | 46.94 |  |  |  |  | 0.5 | 32.9 | [5 empty] | -8.3 | 17.06 |  |  |  | -8.3 | 17.06 |  |  |  |  | 0 | 32 |  |  |  |  | -6.1 | 21.02
1995-03-06 | 19:00 | 10 | 50 | WEEKDAY | #N/A | 1990-03-06 | 19:00 | -2.2 | 28.04 |  |  | 2000-03-06 | 19:00 | 7 | 44.6 |  |  | 2004-03-06 | 19:00 | 15 | 59 | [5 empty] | 9.4 | 48.92 |  |  |  | 6 | 42.8 |  |  |  |  | 3.9 | 39.02 |  |  |  |  | -0.6 | 30.92 | [5 empty] | -10 | 14 |  |  |  | -9.4 | 15.08 |  |  |  |  | -2.8 | 26.96 |  |  |  |  | -7.2 | 19.04
1995-03-06 | 20:00 | 10.6 | 51.08 | WEEKDAY | #N/A | 1990-03-06 | 20:00 | -2.2 | 28.04 |  |  | 2000-03-06 | 20:00 | 7 | 44.6 |  |  | 2004-03-06 | 20:00 | 11.1 | 51.98 | [5 empty] | 8.9 | 48.02 |  |  |  | 3 | 37.4 |  |  |  |  | 2.2 | 35.96 |  |  |  |  | -1.5 | 29.3 | [5 empty] | -10 | 14 |  |  |  | -10 | 14 |  |  |  |  | -3.3 | 26.06 |  |  |  |  | -8.9 | 15.98
1995-03-06 | 21:00 | 10 | 50 | WEEKDAY | #N/A | 1990-03-06 | 21:00 | -2.8 | 26.96 |  |  | 2000-03-06 | 21:00 | 6 | 42.8 |  |  | 2004-03-06 | 21:00 | 10 | 50 | [5 empty] | 8.9 | 48.02 |  |  |  | 0 | 32 |  |  |  |  | 2.8 | 37.04 |  |  |  |  | -2.4 | 27.68 | [5 empty] | -11.1 | 12.02 |  |  |  | -10.6 | 12.92 |  |  |  |  | -4.4 | 24.08 |  |  |  |  | -10 | 14
1995-03-06 | 22:00 | 9.4 | 48.92 | WEEKDAY | #N/A | 1990-03-06 | 22:00 | -3.3 | 26.06 |  |  | 2000-03-06 | 22:00 | 5 | 41 |  |  | 2004-03-06 | 22:00 | 10 | 50 | [5 empty] | 9.4 | 48.92 |  |  |  | 0 | 32 |  |  |  |  | 2.2 | 35.96 |  |  |  |  | -3.3 | 26.06 | [5 empty] | -12.2 | 10.04 |  |  |  | -11.1 | 12.02 |  |  |  |  | -4.4 | 24.08 |  |  |  |  | -11.1 | 12.02
1995-03-06 | 23:00 | 7.8 | 46.04 | WEEKDAY | #N/A | 1990-03-06 | 23:00 | -3.9 | 24.98 |  |  | 2000-03-06 | 23:00 | 5 | 41 |  |  | 2004-03-06 | 23:00 | 8.9 | 48.02 | [5 empty] | 9.4 | 48.92 |  |  |  | -2 | 28.4 |  |  |  |  | 2.2 | 35.96 |  |  |  |  | -3.3 | 26.06 | [5 empty] | -12.8 | 8.96 |  |  |  | -11.1 | 12.02 |  |  |  |  | -5 | 23 |  |  |  |  | -11.7 | 10.94
1995-03-06 | 24:00 | 5 | 41 | WEEKDAY | #N/A | 1990-03-06 | 24:00 | -5 | 23 |  |  | 2000-03-06 | 24:00 | 4 | 39.2 |  |  | 2004-03-06 | 24:00 | 7.8 | 46.04 | [5 empty] | 9.4 | 48.92 |  |  |  | -2 | 28.4 |  |  |  |  | 1.7 | 35.06 |  |  |  |  | -3.3 | 26.06 | [5 empty] | -13.3 | 8.06 |  |  |  | -11.7 | 10.94 |  |  |  |  | -5 | 23 |  |  |  |  | -11.7 | 10.94
1995-03-07 | 1:00 | 5 | 41 | WEEKDAY | #N/A | 1990-03-07 | 1:00 | -6.7 | 19.94 |  |  | 2000-03-07 | 1:00 | 3 | 37.4 |  |  | 2004-03-07 | 1:00 | 6.7 | 44.06 | [5 empty] | 10 | 50 |  |  |  | -4 | 24.8 |  |  |  |  | 1.7 | 35.06 |  |  |  |  | -3.3 | 26.06 | [5 empty] | -13.9 | 6.98 |  |  |  | -12.2 | 10.04 |  |  |  |  | -5.6 | 21.92 |  |  |  |  | -12.2 | 10.04
1995-03-07 | 2:00 | 5 | 41 | WEEKDAY | #N/A | 1990-03-07 | 2:00 | -7.8 | 17.96 |  |  | 2000-03-07 | 2:00 | 0 | 32 |  |  | 2004-03-07 | 2:00 | 6.7 | 44.06 | [5 empty] | 10 | 50 |  |  |  | -4.8 | 23.36 |  |  |  |  | 0 | 32 |  |  |  |  | -2.9 | 26.78 | [5 empty] | -14.4 | 6.08 |  |  |  | -12.8 | 8.96 |  |  |  |  | -6.7 | 19.94 |  |  |  |  | -12.2 | 10.04
1995-03-07 | 3:00 | 5 | 41 | WEEKDAY | #N/A | 1990-03-07 | 3:00 | -8.3 | 17.06 |  |  | 2000-03-07 | 3:00 | -0.4 | 31.28 |  |  | 2004-03-07 | 3:00 | 6.7 | 44.06 | [5 empty] | 10 | 50 |  |  |  | -5.5 | 22.1 |  |  |  |  | -1.1 | 30.02 |  |  |  |  | -2.6 | 27.32 | [5 empty] | -14.4 | 6.08 |  |  |  | -12.8 | 8.96 |  |  |  |  | -7.8 | 17.96 |  |  |  |  | -15 | 5
1995-03-07 | 4:00 | 4.4 | 39.92 | WEEKDAY | #N/A | 1990-03-07 | 4:00 | -9.4 | 15.08 |  |  | 2000-03-07 | 4:00 | -1 | 30.2 |  |  | 2004-03-07 | 4:00 | 6.1 | 42.98 | [5 empty] | 10 | 50 |  |  |  | -6 | 21.2 |  |  |  |  | -1.7 | 28.94 |  |  |  |  | -2.2 | 28.04 | [5 empty] | -15.6 | 3.92 |  |  |  | -12.8 | 8.96 |  |  |  |  | -8.3 | 17.06 |  |  |  |  | -17.8 | -0.04
1995-03-07 | 5:00 | 4.4 | 39.92 | WEEKDAY | #N/A | 1990-03-07 | 5:00 | -10 | 14 |  |  | 2000-03-07 | 5:00 | -2 | 28.4 |  |  | 2004-03-07 | 5:00 | 5.6 | 42.08 | [5 empty] | 10 | 50 |  |  |  | -4 | 24.8 |  |  |  |  | -2.2 | 28.04 |  |  |  |  | -2.4 | 27.68 | [5 empty] | -16.1 | 3.02 |  |  |  | -13.3 | 8.06 |  |  |  |  | -9.4 | 15.08 |  |  |  |  | -17.2 | 1.04
1995-03-07 | 6:00 | 3.9 | 39.02 | WEEKDAY | #N/A | 1990-03-07 | 6:00 | -10 | 14 |  |  | 2000-03-07 | 6:00 | -1.7 | 28.94 |  |  | 2004-03-07 | 6:00 | 5 | 41 | [5 empty] | 9.4 | 48.92 |  |  |  | -4.8 | 23.36 |  |  |  |  | -2.8 | 26.96 |  |  |  |  | -2.6 | 27.32 | [5 empty] | -16.7 | 1.94 |  |  |  | -13.3 | 8.06 |  |  |  |  | -10 | 14 |  |  |  |  | -16.1 | 3.02
1995-03-07 | 7:00 | 4.4 | 39.92 | WEEKDAY | #N/A | 1990-03-07 | 7:00 | -10 | 14 |  |  | 2000-03-07 | 7:00 | -1 | 30.2 |  |  | 2004-03-07 | 7:00 | 5 | 41 | [5 empty] | 8.9 | 48.02 |  |  |  | -5 | 23 |  |  |  |  | -2.8 | 26.96 |  |  |  |  | -2.8 | 26.96 | [5 empty] | -16.7 | 1.94 |  |  |  | -13.3 | 8.06 |  |  |  |  | -10.6 | 12.92 |  |  |  |  | -11.1 | 12.02
1995-03-07 | 8:00 | 5 | 41 | WEEKDAY | #N/A | 1990-03-07 | 8:00 | -8.9 | 15.98 |  |  | 2000-03-07 | 8:00 | 3 | 37.4 |  |  | 2004-03-07 | 8:00 | 5 | 41 | [5 empty] | 10 | 50 |  |  |  | -1 | 30.2 |  |  |  |  | -2.8 | 26.96 |  |  |  |  | -0.9 | 30.38 | [5 empty] | -12.2 | 10.04 |  |  |  | -11.1 | 12.02 |  |  |  |  | -11.1 | 12.02 |  |  |  |  | -10 | 14
1995-03-07 | 9:00 | 6.1 | 42.98 | WEEKDAY | #N/A | 1990-03-07 | 9:00 | -7.2 | 19.04 |  |  | 2000-03-07 | 9:00 | 7 | 44.6 |  |  | 2004-03-07 | 9:00 | 6.1 | 42.98 | [5 empty] | 13.3 | 55.94 |  |  |  | 1 | 33.8 |  |  |  |  | -2.2 | 28.04 |  |  |  |  | 0.9 | 33.62 | [5 empty] | -10 | 14 |  |  |  | -9.4 | 15.08 |  |  |  |  | -11.1 | 12.02 |  |  |  |  | -6.7 | 19.94
1995-03-07 | 10:00 | 7.8 | 46.04 | WEEKDAY | #N/A | 1990-03-07 | 10:00 | -5.6 | 21.92 |  |  | 2000-03-07 | 10:00 | 9 | 48.2 |  |  | 2004-03-07 | 10:00 | 7.8 | 46.04 | [5 empty] | 13.9 | 57.02 |  |  |  | 7 | 44.6 |  |  |  |  | -1.7 | 28.94 |  |  |  |  | 2.8 | 37.04 | [5 empty] | -7.8 | 17.96 |  |  |  | -7.2 | 19.04 |  |  |  |  | -11.7 | 10.94 |  |  |  |  | -0.6 | 30.92
1995-03-07 | 11:00 | 11.1 | 51.98 | WEEKDAY | #N/A | 1990-03-07 | 11:00 | -5 | 23 |  |  | 2000-03-07 | 11:00 | 12 | 53.6 |  |  | 2004-03-07 | 11:00 | 7.8 | 46.04 | [5 empty] | 13.3 | 55.94 |  |  |  | 9.5 | 49.1 |  |  |  |  | -1.1 | 30.02 |  |  |  |  | 2.8 | 37.04 | [5 empty] | -6.1 | 21.02 |  |  |  | -6.1 | 21.02 |  |  |  |  | -11.7 | 10.94 |  |  |  |  | 1.7 | 35.06
1995-03-07 | 12:00 | 10.6 | 51.08 | WEEKDAY | #N/A | 1990-03-07 | 12:00 | -3.9 | 24.98 |  |  | 2000-03-07 | 12:00 | 14 | 57.2 |  |  | 2004-03-07 | 12:00 | 8.3 | 46.94 | [5 empty] | 13.3 | 55.94 |  |  |  | 12 | 53.6 |  |  |  |  | 1.1 | 33.98 |  |  |  |  | 2.8 | 37.04 | [5 empty] | -5 | 23 |  |  |  | -4.4 | 24.08 |  |  |  |  | -12.8 | 8.96 |  |  |  |  | 2.8 | 37.04
1995-03-07 | 13:00 | 10 | 50 | WEEKDAY | #N/A | 1990-03-07 | 13:00 | -2.8 | 26.96 |  |  | 2000-03-07 | 13:00 | 15 | 59 |  |  | 2004-03-07 | 13:00 | 9.4 | 48.92 | [5 empty] | 12.8 | 55.04 |  |  |  | 15 | 59 |  |  |  |  | 2.2 | 35.96 |  |  |  |  | 2.8 | 37.04 | [5 empty] | -3.3 | 26.06 |  |  |  | -3.3 | 26.06 |  |  |  |  | -12.2 | 10.04 |  |  |  |  | 3.3 | 37.94
1995-03-07 | 14:00 | 10 | 50 | WEEKDAY | #N/A | 1990-03-07 | 14:00 | -1.7 | 28.94 |  |  | 2000-03-07 | 14:00 | 17 | 62.6 |  |  | 2004-03-07 | 14:00 | 10 | 50 | [5 empty] | 10 | 50 |  |  |  | 17 | 62.6 |  |  |  |  | 3.9 | 39.02 |  |  |  |  | 2.4 | 36.32 | [5 empty] | -2.2 | 28.04 |  |  |  | -2.8 | 26.96 |  |  |  |  | -11.7 | 10.94 |  |  |  |  | 5 | 41
1995-03-07 | 15:00 | 10 | 50 | WEEKDAY | #N/A | 1990-03-07 | 15:00 | -1.1 | 30.02 |  |  | 2000-03-07 | 15:00 | 17 | 62.6 |  |  | 2004-03-07 | 15:00 | 10 | 50 | [5 empty] | 8.9 | 48.02 |  |  |  | 18 | 64.4 |  |  |  |  | 3.9 | 39.02 |  |  |  |  | 2.1 | 35.78 | [5 empty] | -2.2 | 28.04 |  |  |  | -2.2 | 28.04 |  |  |  |  | -12.2 | 10.04 |  |  |  |  | 4.4 | 39.92
1995-03-07 | 16:00 | 11.1 | 51.98 | WEEKDAY | #N/A | 1990-03-07 | 16:00 | 0 | 32 |  |  | 2000-03-07 | 16:00 | 18 | 64.4 |  |  | 2004-03-07 | 16:00 | 8.3 | 46.94 | [5 empty] | 10 | 50 |  |  |  | 17 | 62.6 |  |  |  |  | 4.4 | 39.92 |  |  |  |  | 1.7 | 35.06 | [5 empty] | -1.7 | 28.94 |  |  |  | -1.7 | 28.94 |  |  |  |  | -12.2 | 10.04 |  |  |  |  | 2.8 | 37.04
1995-03-07 | 17:00 | 10.6 | 51.08 | WEEKDAY | #N/A | 1990-03-07 | 17:00 | 0 | 32 |  |  | 2000-03-07 | 17:00 | 17 | 62.6 |  |  | 2004-03-07 | 17:00 | 6.1 | 42.98 | [5 empty] | 8.9 | 48.02 |  |  |  | 17 | 62.6 |  |  |  |  | 4.4 | 39.92 |  |  |  |  | 0.6 | 33.08 | [5 empty] | -2.2 | 28.04 |  |  |  | -2.2 | 28.04 |  |  |  |  | -12.8 | 8.96 |  |  |  |  | 1.7 | 35.06
1995-03-07 | 18:00 | 10.6 | 51.08 | WEEKDAY | #N/A | 1990-03-07 | 18:00 | 0 | 32 |  |  | 2000-03-07 | 18:00 | 13 | 55.4 |  |  | 2004-03-07 | 18:00 | 5.6 | 42.08 | [5 empty] | 6.7 | 44.06 |  |  |  | 16 | 60.8 |  |  |  |  | 3.9 | 39.02 |  |  |  |  | -0.6 | 30.92 | [5 empty] | -3.9 | 24.98 |  |  |  | -3.3 | 26.06 |  |  |  |  | -13.3 | 8.06 |  |  |  |  | 1.1 | 33.98
1995-03-07 | 19:00 | 10.6 | 51.08 | WEEKDAY | #N/A | 1990-03-07 | 19:00 | 0 | 32 |  |  | 2000-03-07 | 19:00 | 12 | 53.6 |  |  | 2004-03-07 | 19:00 | 5.6 | 42.08 | [5 empty] | 5.6 | 42.08 |  |  |  | 16 | 60.8 |  |  |  |  | 2.8 | 37.04 |  |  |  |  | -1.7 | 28.94 | [5 empty] | -5.6 | 21.92 |  |  |  | -5.6 | 21.92 |  |  |  |  | -12.8 | 8.96 |  |  |  |  | 0.6 | 33.08
1995-03-07 | 20:00 | 10 | 50 | WEEKDAY | #N/A | 1990-03-07 | 20:00 | -0.6 | 30.92 |  |  | 2000-03-07 | 20:00 | 11 | 51.8 |  |  | 2004-03-07 | 20:00 | 5 | 41 | [5 empty] | 5 | 41 |  |  |  | 13.9 | 57.02 |  |  |  |  | 2.2 | 35.96 |  |  |  |  | -2.2 | 28.04 | [5 empty] | -6.7 | 19.94 |  |  |  | -6.7 | 19.94 |  |  |  |  | -13.3 | 8.06 |  |  |  |  | 0.6 | 33.08
1995-03-07 | 21:00 | 8.9 | 48.02 | WEEKDAY | #N/A | 1990-03-07 | 21:00 | -0.6 | 30.92 |  |  | 2000-03-07 | 21:00 | 11 | 51.8 |  |  | 2004-03-07 | 21:00 | 5.6 | 42.08 | [5 empty] | 3.9 | 39.02 |  |  |  | 12 | 53.6 |  |  |  |  | 1.7 | 35.06 |  |  |  |  | -2.8 | 26.96 | [5 empty] | -7.8 | 17.96 |  |  |  | -6.7 | 19.94 |  |  |  |  | -13.3 | 8.06 |  |  |  |  | 0.6 | 33.08
1995-03-07 | 22:00 | 8.9 | 48.02 | WEEKDAY | #N/A | 1990-03-07 | 22:00 | -1.1 | 30.02 |  |  | 2000-03-07 | 22:00 | 9 | 48.2 |  |  | 2004-03-07 | 22:00 | 5 | 41 | [5 empty] | 3.3 | 37.94 |  |  |  | 11 | 51.8 |  |  |  |  | 1.1 | 33.98 |  |  |  |  | -3.3 | 26.06 | [5 empty] | -7.8 | 17.96 |  |  |  | -7.8 | 17.96 |  |  |  |  | -13.3 | 8.06 |  |  |  |  | 1.7 | 35.06
1995-03-07 | 23:00 | 8.9 | 48.02 | WEEKDAY | #N/A | 1990-03-07 | 23:00 | -1.7 | 28.94 |  |  | 2000-03-07 | 23:00 | 8 | 46.4 |  |  | 2004-03-07 | 23:00 | 5 | 41 | [5 empty] | 2.2 | 35.96 |  |  |  | 11 | 51.8 |  |  |  |  | 0.6 | 33.08 |  |  |  |  | -3.3 | 26.06 | [5 empty] | -8.9 | 15.98 |  |  |  | -7.8 | 17.96 |  |  |  |  | -12.8 | 8.96 |  |  |  |  | 1.1 | 33.98
1995-03-07 | 24:00 | 8.9 | 48.02 | WEEKDAY | #N/A | 1990-03-07 | 24:00 | -1.7 | 28.94 |  |  | 2000-03-07 | 24:00 | 8 | 46.4 |  |  | 2004-03-07 | 24:00 | 5 | 41 | [5 empty] | 1.1 | 33.98 |  |  |  | 10 | 50 |  |  |  |  | 1.1 | 33.98 |  |  |  |  | -3.3 | 26.06 | [5 empty] | -9.4 | 15.08 |  |  |  | -8.3 | 17.06 |  |  |  |  | -12.8 | 8.96 |  |  |  |  | 1.1 | 33.98
1995-03-08 | 1:00 | 9.4 | 48.92 | WEEKDAY | #N/A | 1990-03-08 | 1:00 | -2.2 | 28.04 |  |  | 2000-03-08 | 1:00 | 9 | 48.2 |  |  | 2004-03-08 | 1:00 | 4.4 | 39.92 | [5 empty] | 0 | 32 |  |  |  | 8 | 46.4 |  |  |  |  | 0 | 32 |  |  |  |  | -3.3 | 26.06 | [5 empty] | -10.6 | 12.92 |  |  |  | -8.9 | 15.98 |  |  |  |  | -13.3 | 8.06 |  |  |  |  | 1.7 | 35.06
1995-03-08 | 2:00 | 9.4 | 48.92 | WEEKDAY | #N/A | 1990-03-08 | 2:00 | -2.2 | 28.04 |  |  | 2000-03-08 | 2:00 | 6 | 42.8 |  |  | 2004-03-08 | 2:00 | 4.4 | 39.92 | [5 empty] | -0.6 | 30.92 |  |  |  | 5 | 41 |  |  |  |  | -0.6 | 30.92 |  |  |  |  | -3.9 | 24.98 | [5 empty] | -10.6 | 12.92 |  |  |  | -8.9 | 15.98 |  |  |  |  | -13.9 | 6.98 |  |  |  |  | 2.2 | 35.96
1995-03-08 | 3:00 | 10 | 50 | WEEKDAY | #N/A | 1990-03-08 | 3:00 | -2.2 | 28.04 |  |  | 2000-03-08 | 3:00 | 4 | 39.2 |  |  | 2004-03-08 | 3:00 | 3.9 | 39.02 | [5 empty] | -0.6 | 30.92 |  |  |  | 3 | 37.4 |  |  |  |  | 0.6 | 33.08 |  |  |  |  | -4.4 | 24.08 | [5 empty] | -10.6 | 12.92 |  |  |  | -9.4 | 15.08 |  |  |  |  | -14.4 | 6.08 |  |  |  |  | 1.7 | 35.06
1995-03-08 | 4:00 | 8.9 | 48.02 | WEEKDAY | #N/A | 1990-03-08 | 4:00 | -2.8 | 26.96 |  |  | 2000-03-08 | 4:00 | 4 | 39.2 |  |  | 2004-03-08 | 4:00 | 3.9 | 39.02 | [5 empty] | -1.1 | 30.02 |  |  |  | 2 | 35.6 |  |  |  |  | 0.6 | 33.08 |  |  |  |  | -5 | 23 | [5 empty] | -11.1 | 12.02 |  |  |  | -10.6 | 12.92 |  |  |  |  | -13.9 | 6.98 |  |  |  |  | 1.7 | 35.06
1995-03-08 | 5:00 | 8.9 | 48.02 | WEEKDAY | #N/A | 1990-03-08 | 5:00 | -3.3 | 26.06 |  |  | 2000-03-08 | 5:00 | 3 | 37.4 |  |  | 2004-03-08 | 5:00 | 3.3 | 37.94 | [5 empty] | -1.7 | 28.94 |  |  |  | 1 | 33.8 |  |  |  |  | 0.6 | 33.08 |  |  |  |  | -5.2 | 22.64 | [5 empty] | -12.2 | 10.04 |  |  |  | -10.6 | 12.92 |  |  |  |  | -14.4 | 6.08 |  |  |  |  | 2.2 | 35.96
1995-03-08 | 6:00 | 9.4 | 48.92 | WEEKDAY | #N/A | 1990-03-08 | 6:00 | -3.3 | 26.06 |  |  | 2000-03-08 | 6:00 | 4 | 39.2 |  |  | 2004-03-08 | 6:00 | 2.2 | 35.96 | [5 empty] | -1.7 | 28.94 |  |  |  | 0 | 32 |  |  |  |  | 1.1 | 33.98 |  |  |  |  | -5.4 | 22.28 | [5 empty] | -12.8 | 8.96 |  |  |  | -11.7 | 10.94 |  |  |  |  | -15 | 5 |  |  |  |  | 2.2 | 35.96
1995-03-08 | 7:00 | 10.6 | 51.08 | WEEKDAY | #N/A | 1990-03-08 | 7:00 | -3.3 | 26.06 |  |  | 2000-03-08 | 7:00 | 4 | 39.2 |  |  | 2004-03-08 | 7:00 | 1.1 | 33.98 | [5 empty] | -2.2 | 28.04 |  |  |  | 0 | 32 |  |  |  |  | 1.7 | 35.06 |  |  |  |  | -5.6 | 21.92 | [5 empty] | -12.8 | 8.96 |  |  |  | -9.4 | 15.08 |  |  |  |  | -16.1 | 3.02 |  |  |  |  | 2.2 | 35.96
1995-03-08 | 8:00 | 11.7 | 53.06 | WEEKDAY | #N/A | 1990-03-08 | 8:00 | -2.2 | 28.04 |  |  | 2000-03-08 | 8:00 | 7 | 44.6 |  |  | 2004-03-08 | 8:00 | 1.1 | 33.98 | [5 empty] | -1.1 | 30.02 |  |  |  | 2 | 35.6 |  |  |  |  | 3.3 | 37.94 |  |  |  |  | -4.3 | 24.26 | [5 empty] | -7.8 | 17.96 |  |  |  | -6.7 | 19.94 |  |  |  |  | -15.6 | 3.92 |  |  |  |  | 2.8 | 37.04
1995-03-08 | 9:00 | 12.2 | 53.96 | WEEKDAY | #N/A | 1990-03-08 | 9:00 | -1.1 | 30.02 |  |  | 2000-03-08 | 9:00 | 11 | 51.8 |  |  | 2004-03-08 | 9:00 | 2.2 | 35.96 | [5 empty] | 0 | 32 |  |  |  | 6.5 | 43.7 |  |  |  |  | 6.1 | 42.98 |  |  |  |  | -3 | 26.6 | [5 empty] | -6.1 | 21.02 |  |  |  | -3.3 | 26.06 |  |  |  |  | -13.9 | 6.98 |  |  |  |  | 3.3 | 37.94
1995-03-08 | 10:00 | 13.3 | 55.94 | WEEKDAY | #N/A | 1990-03-08 | 10:00 | 0 | 32 |  |  | 2000-03-08 | 10:00 | 15 | 59 |  |  | 2004-03-08 | 10:00 | 2.2 | 35.96 | [5 empty] | 1.1 | 33.98 |  |  |  | 11 | 51.8 |  |  |  |  | 10 | 50 |  |  |  |  | -1.7 | 28.94 | [5 empty] | -2.8 | 26.96 |  |  |  | 1.1 | 33.98 |  |  |  |  | -12.2 | 10.04 |  |  |  |  | 3.3 | 37.94
1995-03-08 | 11:00 | 15.6 | 60.08 | WEEKDAY | #N/A | 1990-03-08 | 11:00 | 0.6 | 33.08 |  |  | 2000-03-08 | 11:00 | 14 | 57.2 |  |  | 2004-03-08 | 11:00 | 2.2 | 35.96 | [5 empty] | 1.7 | 35.06 |  |  |  | 15 | 59 |  |  |  |  | 13.3 | 55.94 |  |  |  |  | -1.5 | 29.3 | [5 empty] | 0 | 32 |  |  |  | 3.3 | 37.94 |  |  |  |  | -11.7 | 10.94 |  |  |  |  | 3.3 | 37.94
1995-03-08 | 12:00 | 15.6 | 60.08 | WEEKDAY | #N/A | 1990-03-08 | 12:00 | 2.8 | 37.04 |  |  | 2000-03-08 | 12:00 | 13 | 55.4 |  |  | 2004-03-08 | 12:00 | 1.7 | 35.06 | [5 empty] | 2.8 | 37.04 |  |  |  | 17 | 62.6 |  |  |  |  | 15 | 59 |  |  |  |  | -1.3 | 29.66 | [5 empty] | 2.8 | 37.04 |  |  |  | 5 | 41 |  |  |  |  | -10.6 | 12.92 |  |  |  |  | 3.3 | 37.94
1995-03-08 | 13:00 | 16.1 | 60.98 | WEEKDAY | #N/A | 1990-03-08 | 13:00 | 3.3 | 37.94 |  |  | 2000-03-08 | 13:00 | 14 | 57.2 |  |  | 2004-03-08 | 13:00 | 2.2 | 35.96 | [5 empty] | 3.9 | 39.02 |  |  |  | 18 | 64.4 |  |  |  |  | 16.7 | 62.06 |  |  |  |  | -1.1 | 30.02 | [5 empty] | 5 | 41 |  |  |  | 6.1 | 42.98 |  |  |  |  | -10 | 14 |  |  |  |  | 3.3 | 37.94
1995-03-08 | 14:00 | 15 | 59 | WEEKDAY | #N/A | 1990-03-08 | 14:00 | 4.4 | 39.92 |  |  | 2000-03-08 | 14:00 | 13.6 | 56.48 |  |  | 2004-03-08 | 14:00 | 2.2 | 35.96 | [5 empty] | 8.3 | 46.94 |  |  |  | 19.1 | 66.38 |  |  |  |  | 17.2 | 62.96 |  |  |  |  | -1.1 | 30.02 | [5 empty] | 5 | 41 |  |  |  | 6.7 | 44.06 |  |  |  |  | -8.9 | 15.98 |  |  |  |  | 5 | 41
1995-03-08 | 15:00 | 14.4 | 57.92 | WEEKDAY | #N/A | 1990-03-08 | 15:00 | 6.1 | 42.98 |  |  | 2000-03-08 | 15:00 | 13 | 55.4 |  |  | 2004-03-08 | 15:00 | 2.8 | 37.04 | [5 empty] | 5 | 41 |  |  |  | 20 | 68 |  |  |  |  | 17.8 | 64.04 |  |  |  |  | -1.1 | 30.02 | [5 empty] | 5.6 | 42.08 |  |  |  | 7.2 | 44.96 |  |  |  |  | -7.8 | 17.96 |  |  |  |  | 4.4 | 39.92
1995-03-08 | 16:00 | 14.4 | 57.92 | WEEKDAY | #N/A | 1990-03-08 | 16:00 | 6.7 | 44.06 |  |  | 2000-03-08 | 16:00 | 12 | 53.6 |  |  | 2004-03-08 | 16:00 | 2.2 | 35.96 | [5 empty] | 5 | 41 |  |  |  | 19 | 66.2 |  |  |  |  | 16.7 | 62.06 |  |  |  |  | -1.1 | 30.02 | [5 empty] | 5.6 | 42.08 |  |  |  | 7.2 | 44.96 |  |  |  |  | -7.2 | 19.04 |  |  |  |  | 4.4 | 39.92
1995-03-08 | 17:00 | 14.4 | 57.92 | WEEKDAY | #N/A | 1990-03-08 | 17:00 | 4.4 | 39.92 |  |  | 2000-03-08 | 17:00 | 12 | 53.6 |  |  | 2004-03-08 | 17:00 | 2.2 | 35.96 | [5 empty] | 4.4 | 39.92 |  |  |  | 17 | 62.6 |  |  |  |  | 15.6 | 60.08 |  |  |  |  | -2.2 | 28.04 | [5 empty] | 5.6 | 42.08 |  |  |  | 6.7 | 44.06 |  |  |  |  | -6.7 | 19.94 |  |  |  |  | 4.4 | 39.92
1995-03-08 | 18:00 | 13.9 | 57.02 | WEEKDAY | #N/A | 1990-03-08 | 18:00 | 3.3 | 37.94 |  |  | 2000-03-08 | 18:00 | 10 | 50 |  |  | 2004-03-08 | 18:00 | 1.7 | 35.06 | [5 empty] | 3.3 | 37.94 |  |  |  | 14 | 57.2 |  |  |  |  | 14.4 | 57.92 |  |  |  |  | -3.3 | 26.06 | [5 empty] | 3.3 | 37.94 |  |  |  | 5 | 41 |  |  |  |  | -7.2 | 19.04 |  |  |  |  | 2.8 | 37.04
1995-03-08 | 19:00 | 14.4 | 57.92 | WEEKDAY | #N/A | 1990-03-08 | 19:00 | 2.2 | 35.96 |  |  | 2000-03-08 | 19:00 | 8 | 46.4 |  |  | 2004-03-08 | 19:00 | 1.7 | 35.06 | [5 empty] | 2.2 | 35.96 |  |  |  | 12 | 53.6 |  |  |  |  | 13.3 | 55.94 |  |  |  |  | -4.4 | 24.08 | [5 empty] | -0.6 | 30.92 |  |  |  | 1.1 | 33.98 |  |  |  |  | -7.2 | 19.04 |  |  |  |  | 2.8 | 37.04
1995-03-08 | 20:00 | 6.7 | 44.06 | WEEKDAY | #N/A | 1990-03-08 | 20:00 | 3.3 | 37.94 |  |  | 2000-03-08 | 20:00 | 7 | 44.6 |  |  | 2004-03-08 | 20:00 | 1.1 | 33.98 | [5 empty] | 1.7 | 35.06 |  |  |  | 10 | 50 |  |  |  |  | 12.2 | 53.96 |  |  |  |  | -5.5 | 22.1 | [5 empty] | -2.2 | 28.04 |  |  |  | 0.6 | 33.08 |  |  |  |  | -6.7 | 19.94 |  |  |  |  | 2.8 | 37.04
1995-03-08 | 21:00 | 6.1 | 42.98 | WEEKDAY | #N/A | 1990-03-08 | 21:00 | 3.3 | 37.94 |  |  | 2000-03-08 | 21:00 | 7 | 44.6 |  |  | 2004-03-08 | 21:00 | 1.1 | 33.98 | [5 empty] | 0.6 | 33.08 |  |  |  | 9 | 48.2 |  |  |  |  | 11.7 | 53.06 |  |  |  |  | -6.7 | 19.94 | [5 empty] | -2.8 | 26.96 |  |  |  | 0.6 | 33.08 |  |  |  |  | -7.2 | 19.04 |  |  |  |  | 2.8 | 37.04
1995-03-08 | 22:00 | 5.6 | 42.08 | WEEKDAY | #N/A | 1990-03-08 | 22:00 | 2.2 | 35.96 |  |  | 2000-03-08 | 22:00 | 6 | 42.8 |  |  | 2004-03-08 | 22:00 | 1.1 | 33.98 | [5 empty] | 0 | 32 |  |  |  | 8 | 46.4 |  |  |  |  | 11.1 | 51.98 |  |  |  |  | -7.8 | 17.96 | [5 empty] | -2.2 | 28.04 |  |  |  | 0.6 | 33.08 |  |  |  |  | -7.2 | 19.04 |  |  |  |  | 2.8 | 37.04
1995-03-08 | 23:00 | 5 | 41 | WEEKDAY | #N/A | 1990-03-08 | 23:00 | 2.2 | 35.96 |  |  | 2000-03-08 | 23:00 | 6 | 42.8 |  |  | 2004-03-08 | 23:00 | 1.1 | 33.98 | [5 empty] | -0.6 | 30.92 |  |  |  | 8 | 46.4 |  |  |  |  | 10.6 | 51.08 |  |  |  |  | -8.5 | 16.7 | [5 empty] | -3.3 | 26.06 |  |  |  | 0.6 | 33.08 |  |  |  |  | -7.8 | 17.96 |  |  |  |  | 2.8 | 37.04
1995-03-08 | 24:00 | 4.4 | 39.92 | WEEKDAY | #N/A | 1990-03-08 | 24:00 | 2.2 | 35.96 |  |  | 2000-03-08 | 24:00 | 6 | 42.8 |  |  | 2004-03-08 | 24:00 | 1.7 | 35.06 | [5 empty] | -1.7 | 28.94 |  |  |  | 8.1 | 46.58 |  |  |  |  | 10.6 | 51.08 |  |  |  |  | -9.3 | 15.26 | [5 empty] | -3.9 | 24.98 |  |  |  | 1.1 | 33.98 |  |  |  |  | -7.2 | 19.04 |  |  |  |  | 2.2 | 35.96
1995-03-09 | 1:00 | 2.8 | 37.04 | WEEKDAY | #N/A | 1990-03-09 | 1:00 | 2.2 | 35.96 |  |  | 2000-03-09 | 1:00 | 6 | 42.8 |  |  | 2004-03-09 | 1:00 | 1.7 | 35.06 | [5 empty] | -2.2 | 28.04 |  |  |  | 8 | 46.4 |  |  |  |  | 9.4 | 48.92 |  |  |  |  | -10 | 14 | [5 empty] | -4.4 | 24.08 |  |  |  | 1.1 | 33.98 |  |  |  |  | -6.7 | 19.94 |  |  |  |  | 2.2 | 35.96
1995-03-09 | 2:00 | 2.8 | 37.04 | WEEKDAY | #N/A | 1990-03-09 | 2:00 | 2.8 | 37.04 |  |  | 2000-03-09 | 2:00 | 6 | 42.8 |  |  | 2004-03-09 | 2:00 | 1.7 | 35.06 | [5 empty] | -2.2 | 28.04 |  |  |  | 8 | 46.4 |  |  |  |  | 8.9 | 48.02 |  |  |  |  | -10.2 | 13.64 | [5 empty] | -5.6 | 21.92 |  |  |  | 2.8 | 37.04 |  |  |  |  | -6.1 | 21.02 |  |  |  |  | 1.7 | 35.06
1995-03-09 | 3:00 | 1.1 | 33.98 | WEEKDAY | #N/A | 1990-03-09 | 3:00 | 2.2 | 35.96 |  |  | 2000-03-09 | 3:00 | 6.1 | 42.98 |  |  | 2004-03-09 | 3:00 | 1.7 | 35.06 | [5 empty] | -2.8 | 26.96 |  |  |  | 8 | 46.4 |  |  |  |  | 8.3 | 46.94 |  |  |  |  | -10.4 | 13.28 | [5 empty] | -5.6 | 21.92 |  |  |  | 1.7 | 35.06 |  |  |  |  | -5.6 | 21.92 |  |  |  |  | 1.7 | 35.06
1995-03-09 | 4:00 | 0 | 32 | WEEKDAY | #N/A | 1990-03-09 | 4:00 | 1.7 | 35.06 |  |  | 2000-03-09 | 4:00 | 6 | 42.8 |  |  | 2004-03-09 | 4:00 | 2.2 | 35.96 | [5 empty] | -3.3 | 26.06 |  |  |  | 8 | 46.4 |  |  |  |  | 7.8 | 46.04 |  |  |  |  | -10.6 | 12.92 | [5 empty] | -6.1 | 21.02 |  |  |  | 2.2 | 35.96 |  |  |  |  | -5.6 | 21.92 |  |  |  |  | 1.1 | 33.98
1995-03-09 | 5:00 | 0 | 32 | WEEKDAY | #N/A | 1990-03-09 | 5:00 | 1.7 | 35.06 |  |  | 2000-03-09 | 5:00 | 6 | 42.8 |  |  | 2004-03-09 | 5:00 | 2.2 | 35.96 | [5 empty] | -2.8 | 26.96 |  |  |  | 7 | 44.6 |  |  |  |  | 7.8 | 46.04 |  |  |  |  | -10 | 14 | [5 empty] | -7.2 | 19.04 |  |  |  | 2.2 | 35.96 |  |  |  |  | -4.4 | 24.08 |  |  |  |  | 0.6 | 33.08
1995-03-09 | 6:00 | 0 | 32 | WEEKDAY | #N/A | 1990-03-09 | 6:00 | 1.1 | 33.98 |  |  | 2000-03-09 | 6:00 | 6 | 42.8 |  |  | 2004-03-09 | 6:00 | 2.2 | 35.96 | [5 empty] | -3.3 | 26.06 |  |  |  | 6.7 | 44.06 |  |  |  |  | 7.8 | 46.04 |  |  |  |  | -9.5 | 14.9 | [5 empty] | -7.2 | 19.04 |  |  |  | 2.2 | 35.96 |  |  |  |  | -3.9 | 24.98 |  |  |  |  | 0.6 | 33.08
1995-03-09 | 7:00 | -1.1 | 30.02 | WEEKDAY | #N/A | 1990-03-09 | 7:00 | 1.7 | 35.06 |  |  | 2000-03-09 | 7:00 | 7 | 44.6 |  |  | 2004-03-09 | 7:00 | 2.2 | 35.96 | [5 empty] | -2.8 | 26.96 |  |  |  | 7 | 44.6 |  |  |  |  | 8.3 | 46.94 |  |  |  |  | -8.9 | 15.98 | [5 empty] | -6.7 | 19.94 |  |  |  | 3.3 | 37.94 |  |  |  |  | -3.3 | 26.06 |  |  |  |  | 0 | 32
1995-03-09 | 8:00 | -2.2 | 28.04 | WEEKDAY | #N/A | 1990-03-09 | 8:00 | 3.3 | 37.94 |  |  | 2000-03-09 | 8:00 | 7 | 44.6 |  |  | 2004-03-09 | 8:00 | 2.8 | 37.04 | [5 empty] | -1.7 | 28.94 |  |  |  | 7 | 44.6 |  |  |  |  | 10 | 50 |  |  |  |  | -6.9 | 19.58 | [5 empty] | -2.8 | 26.96 |  |  |  | 2.2 | 35.96 |  |  |  |  | -1.1 | 30.02 |  |  |  |  | -0.6 | 30.92
1995-03-09 | 9:00 | -2.2 | 28.04 | WEEKDAY | #N/A | 1990-03-09 | 9:00 | 6.1 | 42.98 |  |  | 2000-03-09 | 9:00 | 8 | 46.4 |  |  | 2004-03-09 | 9:00 | 3.9 | 39.02 | [5 empty] | -1.1 | 30.02 |  |  |  | 8 | 46.4 |  |  |  |  | 11.1 | 51.98 |  |  |  |  | -4.8 | 23.36 | [5 empty] | 0 | 32 |  |  |  | 1.7 | 35.06 |  |  |  |  | -1.1 | 30.02 |  |  |  |  | -0.6 | 30.92
1995-03-09 | 10:00 | -1.7 | 28.94 | WEEKDAY | #N/A | 1990-03-09 | 10:00 | 6.7 | 44.06 |  |  | 2000-03-09 | 10:00 | 11 | 51.8 |  |  | 2004-03-09 | 10:00 | 3.9 | 39.02 | [5 empty] | 0 | 32 |  |  |  | 10.7 | 51.26 |  |  |  |  | 13.3 | 55.94 |  |  |  |  | -2.8 | 26.96 | [5 empty] | 2.2 | 35.96 |  |  |  | 2.8 | 37.04 |  |  |  |  | 0 | 32 |  |  |  |  | 0.6 | 33.08
1995-03-09 | 11:00 | -0.6 | 30.92 | WEEKDAY | #N/A | 1990-03-09 | 11:00 | 7.2 | 44.96 |  |  | 2000-03-09 | 11:00 | 14 | 57.2 |  |  | 2004-03-09 | 11:00 | 5.6 | 42.08 | [5 empty] | 1.1 | 33.98 |  |  |  | 13 | 55.4 |  |  |  |  | 12.8 | 55.04 |  |  |  |  | -1.7 | 28.94 | [5 empty] | 3.9 | 39.02 |  |  |  | 3.9 | 39.02 |  |  |  |  | 0.6 | 33.08 |  |  |  |  | 1.1 | 33.98
1995-03-09 | 12:00 | -0.6 | 30.92 | WEEKDAY | #N/A | 1990-03-09 | 12:00 | 8.3 | 46.94 |  |  | 2000-03-09 | 12:00 | 17 | 62.6 |  |  | 2004-03-09 | 12:00 | 5.6 | 42.08 | [5 empty] | 2.8 | 37.04 |  |  |  | 17 | 62.6 |  |  |  |  | 13.3 | 55.94 |  |  |  |  | -0.5 | 31.1 | [5 empty] | 6.1 | 42.98 |  |  |  | 5.6 | 42.08 |  |  |  |  | 0.6 | 33.08 |  |  |  |  | 1.7 | 35.06
1995-03-09 | 13:00 | 0 | 32 | WEEKDAY | #N/A | 1990-03-09 | 13:00 | 7.8 | 46.04 |  |  | 2000-03-09 | 13:00 | 19 | 66.2 |  |  | 2004-03-09 | 13:00 | 5 | 41 | [5 empty] | 3.3 | 37.94 |  |  |  | 19 | 66.2 |  |  |  |  | 15 | 59 |  |  |  |  | 0.6 | 33.08 | [5 empty] | 6.7 | 44.06 |  |  |  | 6.1 | 42.98 |  |  |  |  | 0 | 32 |  |  |  |  | 2.8 | 37.04
1995-03-09 | 14:00 | 0.6 | 33.08 | WEEKDAY | #N/A | 1990-03-09 | 14:00 | 8.3 | 46.94 |  |  | 2000-03-09 | 14:00 | 19 | 66.2 |  |  | 2004-03-09 | 14:00 | 3.3 | 37.94 | [5 empty] | 4.4 | 39.92 |  |  |  | 20 | 68 |  |  |  |  | 15.6 | 60.08 |  |  |  |  | 0.4 | 32.72 | [5 empty] | 7.2 | 44.96 |  |  |  | 6.7 | 44.06 |  |  |  |  | -1.1 | 30.02 |  |  |  |  | 3.9 | 39.02
1995-03-09 | 15:00 | 1.1 | 33.98 | WEEKDAY | #N/A | 1990-03-09 | 15:00 | 8.3 | 46.94 |  |  | 2000-03-09 | 15:00 | 20 | 68 |  |  | 2004-03-09 | 15:00 | 2.8 | 37.04 | [5 empty] | 5 | 41 |  |  |  | 14 | 57.2 |  |  |  |  | 14.4 | 57.92 |  |  |  |  | 0.2 | 32.36 | [5 empty] | 7.2 | 44.96 |  |  |  | 6.1 | 42.98 |  |  |  |  | -1.7 | 28.94 |  |  |  |  | 4.4 | 39.92
1995-03-09 | 16:00 | 0.6 | 33.08 | WEEKDAY | #N/A | 1990-03-09 | 16:00 | 7.8 | 46.04 |  |  | 2000-03-09 | 16:00 | 20 | 68 |  |  | 2004-03-09 | 16:00 | 3.3 | 37.94 | [5 empty] | 5.6 | 42.08 |  |  |  | 17 | 62.6 |  |  |  |  | 13.3 | 55.94 |  |  |  |  | 0 | 32 | [5 empty] | 6.7 | 44.06 |  |  |  | 6.7 | 44.06 |  |  |  |  | -1.1 | 30.02 |  |  |  |  | 4.4 | 39.92
1995-03-09 | 17:00 | 0.6 | 33.08 | WEEKDAY | #N/A | 1990-03-09 | 17:00 | 7.8 | 46.04 |  |  | 2000-03-09 | 17:00 | 21 | 69.8 |  |  | 2004-03-09 | 17:00 | 2.8 | 37.04 | [5 empty] | 5.6 | 42.08 |  |  |  | 19 | 66.2 |  |  |  |  | 13.9 | 57.02 |  |  |  |  | -1.1 | 30.02 | [5 empty] | 7.2 | 44.96 |  |  |  | 7.2 | 44.96 |  |  |  |  | -1.1 | 30.02 |  |  |  |  | 2.2 | 35.96
1995-03-09 | 18:00 | -0.6 | 30.92 | WEEKDAY | #N/A | 1990-03-09 | 18:00 | 6.7 | 44.06 |  |  | 2000-03-09 | 18:00 | 18 | 64.4 |  |  | 2004-03-09 | 18:00 | 2.8 | 37.04 | [5 empty] | 4.4 | 39.92 |  |  |  | 19 | 66.2 |  |  |  |  | 14.4 | 57.92 |  |  |  |  | -2.2 | 28.04 | [5 empty] | 6.7 | 44.06 |  |  |  | 6.7 | 44.06 |  |  |  |  | -1.1 | 30.02 |  |  |  |  | 1.7 | 35.06
1995-03-09 | 19:00 | -1.7 | 28.94 | WEEKDAY | #N/A | 1990-03-09 | 19:00 | 6.7 | 44.06 |  |  | 2000-03-09 | 19:00 | 16 | 60.8 |  |  | 2004-03-09 | 19:00 | 2.8 | 37.04 | [5 empty] | 1.7 | 35.06 |  |  |  | 18 | 64.4 |  |  |  |  | 13.3 | 55.94 |  |  |  |  | -3.3 | 26.06 | [5 empty] | 5 | 41 |  |  |  | 6.1 | 42.98 |  |  |  |  | -1.1 | 30.02 |  |  |  |  | 0.6 | 33.08
1995-03-09 | 20:00 | -2.8 | 26.96 | WEEKDAY | #N/A | 1990-03-09 | 20:00 | 7.2 | 44.96 |  |  | 2000-03-09 | 20:00 | 16 | 60.8 |  |  | 2004-03-09 | 20:00 | 2.8 | 37.04 | [5 empty] | 1.7 | 35.06 |  |  |  | 18 | 64.4 |  |  |  |  | 13.3 | 55.94 |  |  |  |  | -3.7 | 25.34 | [5 empty] | 5.6 | 42.08 |  |  |  | 6.1 | 42.98 |  |  |  |  | -1.1 | 30.02 |  |  |  |  | 0 | 32
1995-03-09 | 21:00 | -3.3 | 26.06 | WEEKDAY | #N/A | 1990-03-09 | 21:00 | 7.8 | 46.04 |  |  | 2000-03-09 | 21:00 | 15 | 59 |  |  | 2004-03-09 | 21:00 | 3.3 | 37.94 | [5 empty] | 1.1 | 33.98 |  |  |  | 15 | 59 |  |  |  |  | 14.4 | 57.92 |  |  |  |  | -4 | 24.8 | [5 empty] | 5.6 | 42.08 |  |  |  | 6.1 | 42.98 |  |  |  |  | -0.6 | 30.92 |  |  |  |  | 0 | 32
1995-03-09 | 22:00 | -3.9 | 24.98 | WEEKDAY | #N/A | 1990-03-09 | 22:00 | 7.2 | 44.96 |  |  | 2000-03-09 | 22:00 | 15 | 59 |  |  | 2004-03-09 | 22:00 | 3.3 | 37.94 | [5 empty] | -0.6 | 30.92 |  |  |  | 15 | 59 |  |  |  |  | 15 | 59 |  |  |  |  | -4.4 | 24.08 | [5 empty] | 1.7 | 35.06 |  |  |  | 4.4 | 39.92 |  |  |  |  | -0.6 | 30.92 |  |  |  |  | 0 | 32
1995-03-09 | 23:00 | -3.9 | 24.98 | WEEKDAY | #N/A | 1990-03-09 | 23:00 | 6.7 | 44.06 |  |  | 2000-03-09 | 23:00 | 14 | 57.2 |  |  | 2004-03-09 | 23:00 | 3.3 | 37.94 | [5 empty] | -1.1 | 30.02 |  |  |  | 12 | 53.6 |  |  |  |  | 15 | 59 |  |  |  |  | -4.4 | 24.08 | [5 empty] | 0.6 | 33.08 |  |  |  | 3.9 | 39.02 |  |  |  |  | 0 | 32 |  |  |  |  | -0.6 | 30.92
1995-03-09 | 24:00 | -4.4 | 24.08 | WEEKDAY | #N/A | 1990-03-09 | 24:00 | 6.1 | 42.98 |  |  | 2000-03-09 | 24:00 | 13.6 | 56.48 |  |  | 2004-03-09 | 24:00 | 3.3 | 37.94 | [5 empty] | -3.3 | 26.06 |  |  |  | 12 | 53.6 |  |  |  |  | 8.9 | 48.02 |  |  |  |  | -4.4 | 24.08 | [5 empty] | 0.6 | 33.08 |  |  |  | 3.3 | 37.94 |  |  |  |  | 0 | 32 |  |  |  |  | -0.6 | 30.92
1995-03-10 | 1:00 | -4.4 | 24.08 | WEEKDAY | #N/A | 1990-03-10 | 1:00 | 5 | 41 |  |  | 2000-03-10 | 1:00 | 13 | 55.4 |  |  | 2004-03-10 | 1:00 | 2.8 | 37.04 | [5 empty] | -0.6 | 30.92 |  |  |  | 13 | 55.4 |  |  |  |  | 3.9 | 39.02 |  |  |  |  | -4.4 | 24.08 | [5 empty] | 2.2 | 35.96 |  |  |  | 2.8 | 37.04 |  |  |  |  | 0 | 32 |  |  |  |  | -1.1 | 30.02
1995-03-10 | 2:00 | -4.4 | 24.08 | WEEKDAY | #N/A | 1990-03-10 | 2:00 | 4.4 | 39.92 |  |  | 2000-03-10 | 2:00 | 13 | 55.4 |  |  | 2004-03-10 | 2:00 | 3.3 | 37.94 | [5 empty] | -0.6 | 30.92 |  |  |  | 13 | 55.4 |  |  |  |  | 1.7 | 35.06 |  |  |  |  | -5.2 | 22.64 | [5 empty] | 2.2 | 35.96 |  |  |  | 2.2 | 35.96 |  |  |  |  | 0 | 32 |  |  |  |  | -1.7 | 28.94
1995-03-10 | 3:00 | -5 | 23 | WEEKDAY | #N/A | 1990-03-10 | 3:00 | 4.4 | 39.92 |  |  | 2000-03-10 | 3:00 | 13 | 55.4 |  |  | 2004-03-10 | 3:00 | 2.2 | 35.96 | [5 empty] | -0.6 | 30.92 |  |  |  | 13 | 55.4 |  |  |  |  | 0 | 32 |  |  |  |  | -5.9 | 21.38 | [5 empty] | 2.8 | 37.04 |  |  |  | 1.7 | 35.06 |  |  |  |  | -0.6 | 30.92 |  |  |  |  | -2.2 | 28.04
1995-03-10 | 4:00 | -5 | 23 | WEEKDAY | #N/A | 1990-03-10 | 4:00 | 3.9 | 39.02 |  |  | 2000-03-10 | 4:00 | 12 | 53.6 |  |  | 2004-03-10 | 4:00 | 2.2 | 35.96 | [5 empty] | -1.7 | 28.94 |  |  |  | 13 | 55.4 |  |  |  |  | -1.1 | 30.02 |  |  |  |  | -6.7 | 19.94 | [5 empty] | 3.9 | 39.02 |  |  |  | 1.7 | 35.06 |  |  |  |  | 0 | 32 |  |  |  |  | -2.2 | 28.04
1995-03-10 | 5:00 | -5.6 | 21.92 | WEEKDAY | #N/A | 1990-03-10 | 5:00 | 3.9 | 39.02 |  |  | 2000-03-10 | 5:00 | 11 | 51.8 |  |  | 2004-03-10 | 5:00 | 1.7 | 35.06 | [5 empty] | -2.2 | 28.04 |  |  |  | 13 | 55.4 |  |  |  |  | -1.7 | 28.94 |  |  |  |  | -6.7 | 19.94 | [5 empty] | 3.3 | 37.94 |  |  |  | 2.2 | 35.96 |  |  |  |  | -0.6 | 30.92 |  |  |  |  | -2.8 | 26.96
1995-03-10 | 6:00 | -5.6 | 21.92 | WEEKDAY | #N/A | 1990-03-10 | 6:00 | 3.9 | 39.02 |  |  | 2000-03-10 | 6:00 | 11 | 51.8 |  |  | 2004-03-10 | 6:00 | 1.1 | 33.98 | [5 empty] | -2.8 | 26.96 |  |  |  | 12.7 | 54.86 |  |  |  |  | -2.8 | 26.96 |  |  |  |  | -6.7 | 19.94 | [5 empty] | 2.2 | 35.96 |  |  |  | 2.2 | 35.96 |  |  |  |  | 1.7 | 35.06 |  |  |  |  | -3.3 | 26.06
1995-03-10 | 7:00 | -5 | 23 | WEEKDAY | #N/A | 1990-03-10 | 7:00 | 3.9 | 39.02 |  |  | 2000-03-10 | 7:00 | 10 | 50 |  |  | 2004-03-10 | 7:00 | 1.7 | 35.06 | [5 empty] | -2.2 | 28.04 |  |  |  | 13 | 55.4 |  |  |  |  | -3.3 | 26.06 |  |  |  |  | -6.7 | 19.94 | [5 empty] | 1.7 | 35.06 |  |  |  | 1.7 | 35.06 |  |  |  |  | 5.6 | 42.08 |  |  |  |  | -6.1 | 21.02
1995-03-10 | 8:00 | -5 | 23 | WEEKDAY | #N/A | 1990-03-10 | 8:00 | 3.9 | 39.02 |  |  | 2000-03-10 | 8:00 | 10 | 50 |  |  | 2004-03-10 | 8:00 | 2.2 | 35.96 | [5 empty] | -1.1 | 30.02 |  |  |  | 5 | 41 |  |  |  |  | -2.8 | 26.96 |  |  |  |  | -4.1 | 24.62 | [5 empty] | 2.8 | 37.04 |  |  |  | 1.7 | 35.06 |  |  |  |  | 7.2 | 44.96 |  |  |  |  | -1.1 | 30.02
1995-03-10 | 9:00 | -3.9 | 24.98 | WEEKDAY | #N/A | 1990-03-10 | 9:00 | 4.4 | 39.92 |  |  | 2000-03-10 | 9:00 | 10 | 50 |  |  | 2004-03-10 | 9:00 | 2.8 | 37.04 | [5 empty] | 0 | 32 |  |  |  | 4 | 39.2 |  |  |  |  | -2.8 | 26.96 |  |  |  |  | -1.5 | 29.3 | [5 empty] | 4.4 | 39.92 |  |  |  | 2.8 | 37.04 |  |  |  |  | 8.9 | 48.02 |  |  |  |  | 1.7 | 35.06
1995-03-10 | 10:00 | -2.2 | 28.04 | WEEKDAY | #N/A | 1990-03-10 | 10:00 | 4.4 | 39.92 |  |  | 2000-03-10 | 10:00 | 11 | 51.8 |  |  | 2004-03-10 | 10:00 | 4.4 | 39.92 | [5 empty] | 1.1 | 33.98 |  |  |  | 5 | 41 |  |  |  |  | -2.8 | 26.96 |  |  |  |  | 1.1 | 33.98 | [5 empty] | 5.6 | 42.08 |  |  |  | 3.3 | 37.94 |  |  |  |  | 11.1 | 51.98 |  |  |  |  | 2.8 | 37.04
1995-03-10 | 11:00 | -1.1 | 30.02 | WEEKDAY | #N/A | 1990-03-10 | 11:00 | 4.4 | 39.92 |  |  | 2000-03-10 | 11:00 | 10 | 50 |  |  | 2004-03-10 | 11:00 | 4.4 | 39.92 | [5 empty] | 2.2 | 35.96 |  |  |  | 4 | 39.2 |  |  |  |  | -2.2 | 28.04 |  |  |  |  | 2.4 | 36.32 | [5 empty] | 7.2 | 44.96 |  |  |  | 4.4 | 39.92 |  |  |  |  | 13.3 | 55.94 |  |  |  |  | 4.4 | 39.92
1995-03-10 | 12:00 | 0 | 32 | WEEKDAY | #N/A | 1990-03-10 | 12:00 | 6.1 | 42.98 |  |  | 2000-03-10 | 12:00 | 10 | 50 |  |  | 2004-03-10 | 12:00 | 5 | 41 | [5 empty] | 3.3 | 37.94 |  |  |  | 5 | 41 |  |  |  |  | -2.8 | 26.96 |  |  |  |  | 3.7 | 38.66 | [5 empty] | 7.8 | 46.04 |  |  |  | 4.4 | 39.92 |  |  |  |  | 13.9 | 57.02 |  |  |  |  | 5 | 41
1995-03-10 | 13:00 | 1.1 | 33.98 | WEEKDAY | #N/A | 1990-03-10 | 13:00 | 8.3 | 46.94 |  |  | 2000-03-10 | 13:00 | 10 | 50 |  |  | 2004-03-10 | 13:00 | 5 | 41 | [5 empty] | 5 | 41 |  |  |  | 6 | 42.8 |  |  |  |  | -2.8 | 26.96 |  |  |  |  | 5 | 41 | [5 empty] | 8.3 | 46.94 |  |  |  | 5 | 41 |  |  |  |  | 14.4 | 57.92 |  |  |  |  | 6.7 | 44.06
1995-03-10 | 14:00 | 1.7 | 35.06 | WEEKDAY | #N/A | 1990-03-10 | 14:00 | 11.1 | 51.98 |  |  | 2000-03-10 | 14:00 | 10 | 50 |  |  | 2004-03-10 | 14:00 | 6.7 | 44.06 | [5 empty] | 5 | 41 |  |  |  | 6 | 42.8 |  |  |  |  | -2.8 | 26.96 |  |  |  |  | 4.8 | 40.64 | [5 empty] | 9.4 | 48.92 |  |  |  | 6.1 | 42.98 |  |  |  |  | 16.7 | 62.06 |  |  |  |  | 6.7 | 44.06
1995-03-10 | 15:00 | 2.8 | 37.04 | WEEKDAY | #N/A | 1990-03-10 | 15:00 | 11.1 | 51.98 |  |  | 2000-03-10 | 15:00 | 10 | 50 |  |  | 2004-03-10 | 15:00 | 6.1 | 42.98 | [5 empty] | 5 | 41 |  |  |  | 6 | 42.8 |  |  |  |  | -5 | 23 |  |  |  |  | 4.6 | 40.28 | [5 empty] | 10 | 50 |  |  |  | 6.7 | 44.06 |  |  |  |  | 17.8 | 64.04 |  |  |  |  | 8.3 | 46.94
1995-03-10 | 16:00 | 3.3 | 37.94 | WEEKDAY | #N/A | 1990-03-10 | 16:00 | 10 | 50 |  |  | 2000-03-10 | 16:00 | 10 | 50 |  |  | 2004-03-10 | 16:00 | 5.6 | 42.08 | [5 empty] | 5 | 41 |  |  |  | 6 | 42.8 |  |  |  |  | -5.6 | 21.92 |  |  |  |  | 4.4 | 39.92 | [5 empty] | 8.9 | 48.02 |  |  |  | 6.7 | 44.06 |  |  |  |  | 18.9 | 66.02 |  |  |  |  | 8.3 | 46.94
1995-03-10 | 17:00 | 3.3 | 37.94 | WEEKDAY | #N/A | 1990-03-10 | 17:00 | 9.4 | 48.92 |  |  | 2000-03-10 | 17:00 | 10 | 50 |  |  | 2004-03-10 | 17:00 | 6.1 | 42.98 | [5 empty] | 3.3 | 37.94 |  |  |  | 6 | 42.8 |  |  |  |  | -5.6 | 21.92 |  |  |  |  | 3.5 | 38.3 | [5 empty] | 7.8 | 46.04 |  |  |  | 6.7 | 44.06 |  |  |  |  | 18.3 | 64.94 |  |  |  |  | 7.2 | 44.96
1995-03-10 | 18:00 | 2.8 | 37.04 | WEEKDAY | #N/A | 1990-03-10 | 18:00 | 7.2 | 44.96 |  |  | 2000-03-10 | 18:00 | 9 | 48.2 |  |  | 2004-03-10 | 18:00 | 5.6 | 42.08 | [5 empty] | 2.8 | 37.04 |  |  |  | 5 | 41 |  |  |  |  | -6.1 | 21.02 |  |  |  |  | 2.6 | 36.68 | [5 empty] | 6.7 | 44.06 |  |  |  | 7.2 | 44.96 |  |  |  |  | 17.2 | 62.96 |  |  |  |  | 5.6 | 42.08
1995-03-10 | 19:00 | 2.2 | 35.96 | WEEKDAY | #N/A | 1990-03-10 | 19:00 | 6.7 | 44.06 |  |  | 2000-03-10 | 19:00 | 8 | 46.4 |  |  | 2004-03-10 | 19:00 | 4.4 | 39.92 | [5 empty] | 2.8 | 37.04 |  |  |  | 4 | 39.2 |  |  |  |  | -6.7 | 19.94 |  |  |  |  | 1.7 | 35.06 | [5 empty] | 6.1 | 42.98 |  |  |  | 6.7 | 44.06 |  |  |  |  | 16.1 | 60.98 |  |  |  |  | 3.9 | 39.02
1995-03-10 | 20:00 | 1.7 | 35.06 | WEEKDAY | #N/A | 1990-03-10 | 20:00 | 7.2 | 44.96 |  |  | 2000-03-10 | 20:00 | 8 | 46.4 |  |  | 2004-03-10 | 20:00 | 3.9 | 39.02 | [5 empty] | 2.2 | 35.96 |  |  |  | 4 | 39.2 |  |  |  |  | -7.2 | 19.04 |  |  |  |  | 1.5 | 34.7 | [5 empty] | 6.1 | 42.98 |  |  |  | 6.7 | 44.06 |  |  |  |  | 11.7 | 53.06 |  |  |  |  | 2.2 | 35.96
1995-03-10 | 21:00 | 1.7 | 35.06 | WEEKDAY | #N/A | 1990-03-10 | 21:00 | 7.2 | 44.96 |  |  | 2000-03-10 | 21:00 | 8 | 46.4 |  |  | 2004-03-10 | 21:00 | 3.9 | 39.02 | [5 empty] | 1.7 | 35.06 |  |  |  | 3.4 | 38.12 |  |  |  |  | -7.2 | 19.04 |  |  |  |  | 1.3 | 34.34 | [5 empty] | 5.6 | 42.08 |  |  |  | 6.7 | 44.06 |  |  |  |  | 11.1 | 51.98 |  |  |  |  | 3.3 | 37.94
1995-03-10 | 22:00 | 1.1 | 33.98 | WEEKDAY | #N/A | 1990-03-10 | 22:00 | 7.8 | 46.04 |  |  | 2000-03-10 | 22:00 | 6 | 42.8 |  |  | 2004-03-10 | 22:00 | 3.9 | 39.02 | [5 empty] | 1.1 | 33.98 |  |  |  | 3 | 37.4 |  |  |  |  | -7.8 | 17.96 |  |  |  |  | 1.1 | 33.98 | [5 empty] | 6.1 | 42.98 |  |  |  | 6.1 | 42.98 |  |  |  |  | 10 | 50 |  |  |  |  | 3.9 | 39.02
1995-03-10 | 23:00 | 1.1 | 33.98 | WEEKDAY | #N/A | 1990-03-10 | 23:00 | 7.8 | 46.04 |  |  | 2000-03-10 | 23:00 | 6 | 42.8 |  |  | 2004-03-10 | 23:00 | 3.3 | 37.94 | [5 empty] | -0.6 | 30.92 |  |  |  | 3 | 37.4 |  |  |  |  | -7.8 | 17.96 |  |  |  |  | 0.9 | 33.62 | [5 empty] | 5.6 | 42.08 |  |  |  | 6.7 | 44.06 |  |  |  |  | 10 | 50 |  |  |  |  | 2.8 | 37.04
1995-03-10 | 24:00 | 1.1 | 33.98 | WEEKDAY | #N/A | 1990-03-10 | 24:00 | 8.3 | 46.94 |  |  | 2000-03-10 | 24:00 | 5 | 41 |  |  | 2004-03-10 | 24:00 | 2.8 | 37.04 | [5 empty] | -1.7 | 28.94 |  |  |  | 2.6 | 36.68 |  |  |  |  | -8.3 | 17.06 |  |  |  |  | 0.8 | 33.44 | [5 empty] | 5.6 | 42.08 |  |  |  | 7.8 | 46.04 |  |  |  |  | 8.9 | 48.02 |  |  |  |  | 2.2 | 35.96
1995-03-11 | 1:00 | 1.1 | 33.98 | SATURDAY | #N/A | 1990-03-11 | 1:00 | 7.8 | 46.04 |  |  | 2000-03-11 | 1:00 | 5 | 41 |  |  | 2004-03-11 | 1:00 | 3.3 | 37.94 | [5 empty] | -2.8 | 26.96 |  |  |  | 2 | 35.6 |  |  |  |  | -8.3 | 17.06 |  |  |  |  | 0.6 | 33.08 | [5 empty] | 5.6 | 42.08 |  |  |  | 9.4 | 48.92 |  |  |  |  | 11.1 | 51.98 |  |  |  |  | -0.6 | 30.92
1995-03-11 | 2:00 | 0.6 | 33.08 | SATURDAY | #N/A | 1990-03-11 | 2:00 | 7.8 | 46.04 |  |  | 2000-03-11 | 2:00 | 4 | 39.2 |  |  | 2004-03-11 | 2:00 | 3.3 | 37.94 | [5 empty] | -2.8 | 26.96 |  |  |  | 2 | 35.6 |  |  |  |  | -8.3 | 17.06 |  |  |  |  | 0.4 | 32.72 | [5 empty] | 5.6 | 42.08 |  |  |  | 9.4 | 48.92 |  |  |  |  | 11.1 | 51.98 |  |  |  |  | -2.2 | 28.04
1995-03-11 | 3:00 | 0.6 | 33.08 | SATURDAY | #N/A | 1990-03-11 | 3:00 | 8.3 | 46.94 |  |  | 2000-03-11 | 3:00 | 4 | 39.2 |  |  | 2004-03-11 | 3:00 | 3.3 | 37.94 | [5 empty] | -3.3 | 26.06 |  |  |  | 0 | 32 |  |  |  |  | -8.9 | 15.98 |  |  |  |  | 0.2 | 32.36 | [5 empty] | 5 | 41 |  |  |  | 5.6 | 42.08 |  |  |  |  | 6.7 | 44.06 |  |  |  |  | -2.8 | 26.96
1995-03-11 | 4:00 | 0 | 32 | SATURDAY | #N/A | 1990-03-11 | 4:00 | 8.3 | 46.94 |  |  | 2000-03-11 | 4:00 | 3 | 37.4 |  |  | 2004-03-11 | 4:00 | 2.2 | 35.96 | [5 empty] | -3.3 | 26.06 |  |  |  | 0 | 32 |  |  |  |  | -8.9 | 15.98 |  |  |  |  | 0 | 32 | [5 empty] | 5 | 41 |  |  |  | 4.4 | 39.92 |  |  |  |  | 3.9 | 39.02 |  |  |  |  | -5 | 23
1995-03-11 | 5:00 | 0 | 32 | SATURDAY | #N/A | 1990-03-11 | 5:00 | 8.3 | 46.94 |  |  | 2000-03-11 | 5:00 | 3 | 37.4 |  |  | 2004-03-11 | 5:00 | 2.2 | 35.96 | [5 empty] | -3.3 | 26.06 |  |  |  | 0 | 32 |  |  |  |  | -8.9 | 15.98 |  |  |  |  | 0.2 | 32.36 | [5 empty] | 5 | 41 |  |  |  | 4.4 | 39.92 |  |  |  |  | 3.3 | 37.94 |  |  |  |  | -5 | 23
1995-03-11 | 6:00 | 0 | 32 | SATURDAY | #N/A | 1990-03-11 | 6:00 | 8.3 | 46.94 |  |  | 2000-03-11 | 6:00 | 3 | 37.4 |  |  | 2004-03-11 | 6:00 | 1.7 | 35.06 | [5 empty] | -3.3 | 26.06 |  |  |  | 0 | 32 |  |  |  |  | -8.9 | 15.98 |  |  |  |  | 0.4 | 32.72 | [5 empty] | 5 | 41 |  |  |  | 3.9 | 39.02 |  |  |  |  | 2.8 | 37.04 |  |  |  |  | -4.4 | 24.08
1995-03-11 | 7:00 | 0.6 | 33.08 | SATURDAY | #N/A | 1990-03-11 | 7:00 | 8.3 | 46.94 |  |  | 2000-03-11 | 7:00 | 3 | 37.4 |  |  | 2004-03-11 | 7:00 | 2.2 | 35.96 | [5 empty] | -3.3 | 26.06 |  |  |  | 0 | 32 |  |  |  |  | -8.9 | 15.98 |  |  |  |  | 0.6 | 33.08 | [5 empty] | 4.4 | 39.92 |  |  |  | 3.9 | 39.02 |  |  |  |  | 1.7 | 35.06 |  |  |  |  | -3.3 | 26.06
1995-03-11 | 8:00 | 1.1 | 33.98 | SATURDAY | #N/A | 1990-03-11 | 8:00 | 8.3 | 46.94 |  |  | 2000-03-11 | 8:00 | 3 | 37.4 |  |  | 2004-03-11 | 8:00 | 3.3 | 37.94 | [5 empty] | -2.8 | 26.96 |  |  |  | 1 | 33.8 |  |  |  |  | -7.8 | 17.96 |  |  |  |  | 1 | 33.8 | [5 empty] | 5 | 41 |  |  |  | 3.9 | 39.02 |  |  |  |  | 0.6 | 33.08 |  |  |  |  | 0.6 | 33.08
1995-03-11 | 9:00 | 1.7 | 35.06 | SATURDAY | #N/A | 1990-03-11 | 9:00 | 9.4 | 48.92 |  |  | 2000-03-11 | 9:00 | 3 | 37.4 |  |  | 2004-03-11 | 9:00 | 5.6 | 42.08 | [5 empty] | -1.7 | 28.94 |  |  |  | 1 | 33.8 |  |  |  |  | -6.1 | 21.02 |  |  |  |  | 1.3 | 34.34 | [5 empty] | 5.6 | 42.08 |  |  |  | 5 | 41 |  |  |  |  | 0 | 32 |  |  |  |  | 5 | 41
1995-03-11 | 10:00 | 2.8 | 37.04 | SATURDAY | #N/A | 1990-03-11 | 10:00 | 9.4 | 48.92 |  |  | 2000-03-11 | 10:00 | 3 | 37.4 |  |  | 2004-03-11 | 10:00 | 7.2 | 44.96 | [5 empty] | -1.7 | 28.94 |  |  |  | 2 | 35.6 |  |  |  |  | -5 | 23 |  |  |  |  | 1.7 | 35.06 | [5 empty] | 6.7 | 44.06 |  |  |  | 5.6 | 42.08 |  |  |  |  | -1.1 | 30.02 |  |  |  |  | 10.6 | 51.08
1995-03-11 | 11:00 | 3.9 | 39.02 | SATURDAY | #N/A | 1990-03-11 | 11:00 | 10.6 | 51.08 |  |  | 2000-03-11 | 11:00 | 3 | 37.4 |  |  | 2004-03-11 | 11:00 | 8.3 | 46.94 | [5 empty] | 0.6 | 33.08 |  |  |  | 2 | 35.6 |  |  |  |  | -3.9 | 24.98 |  |  |  |  | 2.2 | 35.96 | [5 empty] | 8.9 | 48.02 |  |  |  | 6.7 | 44.06 |  |  |  |  | -1.1 | 30.02 |  |  |  |  | 11.7 | 53.06
1995-03-11 | 12:00 | 4.4 | 39.92 | SATURDAY | #N/A | 1990-03-11 | 12:00 | 12.2 | 53.96 |  |  | 2000-03-11 | 12:00 | 3 | 37.4 |  |  | 2004-03-11 | 12:00 | 10.6 | 51.08 | [5 empty] | 1.7 | 35.06 |  |  |  | 2 | 35.6 |  |  |  |  | -3.3 | 26.06 |  |  |  |  | 2.8 | 37.04 | [5 empty] | 10 | 50 |  |  |  | 6.7 | 44.06 |  |  |  |  | -0.6 | 30.92 |  |  |  |  | 12.8 | 55.04
1995-03-11 | 13:00 | 5 | 41 | SATURDAY | #N/A | 1990-03-11 | 13:00 | 15 | 59 |  |  | 2000-03-11 | 13:00 | 3 | 37.4 |  |  | 2004-03-11 | 13:00 | 11.7 | 53.06 | [5 empty] | 3.3 | 37.94 |  |  |  | 2 | 35.6 |  |  |  |  | -1.7 | 28.94 |  |  |  |  | 3.3 | 37.94 | [5 empty] | 10.6 | 51.08 |  |  |  | 7.8 | 46.04 |  |  |  |  | 0 | 32 |  |  |  |  | 13.3 | 55.94
1995-03-11 | 14:00 | 6.1 | 42.98 | SATURDAY | #N/A | 1990-03-11 | 14:00 | 16.7 | 62.06 |  |  | 2000-03-11 | 14:00 | 3 | 37.4 |  |  | 2004-03-11 | 14:00 | 12.2 | 53.96 | [5 empty] | 3.3 | 37.94 |  |  |  | 2 | 35.6 |  |  |  |  | -1.1 | 30.02 |  |  |  |  | 3.1 | 37.58 | [5 empty] | 11.1 | 51.98 |  |  |  | 7.8 | 46.04 |  |  |  |  | 0.6 | 33.08 |  |  |  |  | 15.6 | 60.08
1995-03-11 | 15:00 | 6.7 | 44.06 | SATURDAY | #N/A | 1990-03-11 | 15:00 | 17.2 | 62.96 |  |  | 2000-03-11 | 15:00 | 3 | 37.4 |  |  | 2004-03-11 | 15:00 | 12.8 | 55.04 | [5 empty] | 3.9 | 39.02 |  |  |  | 2 | 35.6 |  |  |  |  | -0.6 | 30.92 |  |  |  |  | 3 | 37.4 | [5 empty] | 11.7 | 53.06 |  |  |  | 7.8 | 46.04 |  |  |  |  | 1.7 | 35.06 |  |  |  |  | 14.4 | 57.92
1995-03-11 | 16:00 | 5.6 | 42.08 | SATURDAY | #N/A | 1990-03-11 | 16:00 | 17.8 | 64.04 |  |  | 2000-03-11 | 16:00 | 3 | 37.4 |  |  | 2004-03-11 | 16:00 | 11.1 | 51.98 | [5 empty] | 3.3 | 37.94 |  |  |  | 2 | 35.6 |  |  |  |  | -0.6 | 30.92 |  |  |  |  | 2.8 | 37.04 | [5 empty] | 13.9 | 57.02 |  |  |  | 7.2 | 44.96 |  |  |  |  | 2.2 | 35.96 |  |  |  |  | 13.9 | 57.02
1995-03-11 | 17:00 | 5 | 41 | SATURDAY | #N/A | 1990-03-11 | 17:00 | 18.9 | 66.02 |  |  | 2000-03-11 | 17:00 | 3 | 37.4 |  |  | 2004-03-11 | 17:00 | 11.7 | 53.06 | [5 empty] | 2.8 | 37.04 |  |  |  | 2 | 35.6 |  |  |  |  | -0.6 | 30.92 |  |  |  |  | 1.5 | 34.7 | [5 empty] | 11.7 | 53.06 |  |  |  | 6.7 | 44.06 |  |  |  |  | 1.1 | 33.98 |  |  |  |  | 11.7 | 53.06
1995-03-11 | 18:00 | 4.4 | 39.92 | SATURDAY | #N/A | 1990-03-11 | 18:00 | 16.1 | 60.98 |  |  | 2000-03-11 | 18:00 | 4 | 39.2 |  |  | 2004-03-11 | 18:00 | 6.7 | 44.06 | [5 empty] | 2.2 | 35.96 |  |  |  | 2 | 35.6 |  |  |  |  | -1.1 | 30.02 |  |  |  |  | 0.2 | 32.36 | [5 empty] | 11.1 | 51.98 |  |  |  | 6.7 | 44.06 |  |  |  |  | 0.6 | 33.08 |  |  |  |  | 7.2 | 44.96
1995-03-11 | 19:00 | 3.9 | 39.02 | SATURDAY | #N/A | 1990-03-11 | 19:00 | 14.4 | 57.92 |  |  | 2000-03-11 | 19:00 | 4 | 39.2 |  |  | 2004-03-11 | 19:00 | 6.7 | 44.06 | [5 empty] | 1.1 | 33.98 |  |  |  | 2 | 35.6 |  |  |  |  | -1.7 | 28.94 |  |  |  |  | -1.1 | 30.02 | [5 empty] | 10 | 50 |  |  |  | 6.7 | 44.06 |  |  |  |  | -0.6 | 30.92 |  |  |  |  | 6.1 | 42.98
1995-03-11 | 20:00 | 3.9 | 39.02 | SATURDAY | #N/A | 1990-03-11 | 20:00 | 15.6 | 60.08 |  |  | 2000-03-11 | 20:00 | 4 | 39.2 |  |  | 2004-03-11 | 20:00 | 6.7 | 44.06 | [5 empty] | 0.6 | 33.08 |  |  |  | 2 | 35.6 |  |  |  |  | -1.7 | 28.94 |  |  |  |  | -2 | 28.4 | [5 empty] | 8.9 | 48.02 |  |  |  | 6.7 | 44.06 |  |  |  |  | -1.1 | 30.02 |  |  |  |  | 6.1 | 42.98
1995-03-11 | 21:00 | 3.9 | 39.02 | SATURDAY | #N/A | 1990-03-11 | 21:00 | 13.9 | 57.02 |  |  | 2000-03-11 | 21:00 | 4 | 39.2 |  |  | 2004-03-11 | 21:00 | 8.3 | 46.94 | [5 empty] | 0 | 32 |  |  |  | 2 | 35.6 |  |  |  |  | -1.7 | 28.94 |  |  |  |  | -3 | 26.6 | [5 empty] | 6.1 | 42.98 |  |  |  | 6.7 | 44.06 |  |  |  |  | -1.7 | 28.94 |  |  |  |  | 9.4 | 48.92
1995-03-11 | 22:00 | 3.9 | 39.02 | SATURDAY | #N/A | 1990-03-11 | 22:00 | 13.3 | 55.94 |  |  | 2000-03-11 | 22:00 | 4 | 39.2 |  |  | 2004-03-11 | 22:00 | 8.3 | 46.94 | [5 empty] | -1.1 | 30.02 |  |  |  | 2 | 35.6 |  |  |  |  | -1.7 | 28.94 |  |  |  |  | -3.9 | 24.98 | [5 empty] | 6.1 | 42.98 |  |  |  | 6.1 | 42.98 |  |  |  |  | -1.7 | 28.94 |  |  |  |  | 7.8 | 46.04
1995-03-11 | 23:00 | 3.3 | 37.94 | SATURDAY | #N/A | 1990-03-11 | 23:00 | 12.2 | 53.96 |  |  | 2000-03-11 | 23:00 | 4 | 39.2 |  |  | 2004-03-11 | 23:00 | 7.2 | 44.96 | [5 empty] | -1.1 | 30.02 |  |  |  | 2 | 35.6 |  |  |  |  | -2.2 | 28.04 |  |  |  |  | -4.8 | 23.36 | [5 empty] | 6.1 | 42.98 |  |  |  | 6.7 | 44.06 |  |  |  |  | -2.2 | 28.04 |  |  |  |  | 6.1 | 42.98
1995-03-11 | 24:00 | 2.8 | 37.04 | SATURDAY | #N/A | 1990-03-11 | 24:00 | 9.4 | 48.92 |  |  | 2000-03-11 | 24:00 | 5 | 41 |  |  | 2004-03-11 | 24:00 | 7.2 | 44.96 | [5 empty] | -1.7 | 28.94 |  |  |  | 2 | 35.6 |  |  |  |  | -1.7 | 28.94 |  |  |  |  | -5.8 | 21.56 | [5 empty] | 7.2 | 44.96 |  |  |  | 8.9 | 48.02 |  |  |  |  | -2.8 | 26.96 |  |  |  |  | 6.1 | 42.98
1995-03-12 | 1:00 | 2.8 | 37.04 | SUNDAY | #N/A | 1990-03-12 | 1:00 | 8.9 | 48.02 |  |  | 2000-03-12 | 1:00 | 4 | 39.2 |  |  | 2004-03-12 | 1:00 | 7.2 | 44.96 | [5 empty] | -2.2 | 28.04 |  |  |  | 2 | 35.6 |  |  |  |  | -1.1 | 30.02 |  |  |  |  | -6.7 | 19.94 | [5 empty] | 7.2 | 44.96 |  |  |  | 10.6 | 51.08 |  |  |  |  | -3.3 | 26.06 |  |  |  |  | 6.1 | 42.98
1995-03-12 | 2:00 | 2.8 | 37.04 | SUNDAY | #N/A | 1990-03-12 | 2:00 | 9.4 | 48.92 |  |  | 2000-03-12 | 2:00 | 5 | 41 |  |  | 2004-03-12 | 2:00 | 5 | 41 | [5 empty] | -2.2 | 28.04 |  |  |  | 2 | 35.6 |  |  |  |  | -0.6 | 30.92 |  |  |  |  | -7.2 | 19.04 | [5 empty] | 6.1 | 42.98 |  |  |  | 6.7 | 44.06 |  |  |  |  | -3.3 | 26.06 |  |  |  |  | 6.1 | 42.98
1995-03-12 | 3:00 | 2.2 | 35.96 | SUNDAY | #N/A | 1990-03-12 | 3:00 | 9.4 | 48.92 |  |  | 2000-03-12 | 3:00 | 5 | 41 |  |  | 2004-03-12 | 3:00 | 4.4 | 39.92 | [5 empty] | -2.2 | 28.04 |  |  |  | 2 | 35.6 |  |  |  |  | 0 | 32 |  |  |  |  | -7.8 | 17.96 | [5 empty] | 5 | 41 |  |  |  | 5 | 41 |  |  |  |  | -3.9 | 24.98 |  |  |  |  | 6.1 | 42.98
1995-03-12 | 4:00 | 2.2 | 35.96 | SUNDAY | #N/A | 1990-03-12 | 4:00 | 9.4 | 48.92 |  |  | 2000-03-12 | 4:00 | 5 | 41 |  |  | 2004-03-12 | 4:00 | 5 | 41 | [5 empty] | -2.2 | 28.04 |  |  |  | 2 | 35.6 |  |  |  |  | 0 | 32 |  |  |  |  | -8.3 | 17.06 | [5 empty] | 4.4 | 39.92 |  |  |  | 5 | 41 |  |  |  |  | -4.4 | 24.08 |  |  |  |  | 6.7 | 44.06
1995-03-12 | 5:00 | 2.2 | 35.96 | SUNDAY | #N/A | 1990-03-12 | 5:00 | 8.9 | 48.02 |  |  | 2000-03-12 | 5:00 | 5 | 41 |  |  | 2004-03-12 | 5:00 | 3.3 | 37.94 | [5 empty] | -2.2 | 28.04 |  |  |  | 9 | 48.2 |  |  |  |  | 0 | 32 |  |  |  |  | -8.3 | 17.06 | [5 empty] | 4.4 | 39.92 |  |  |  | 5.6 | 42.08 |  |  |  |  | -3.9 | 24.98 |  |  |  |  | 6.7 | 44.06
1995-03-12 | 6:00 | 1.7 | 35.06 | SUNDAY | #N/A | 1990-03-12 | 6:00 | 7.8 | 46.04 |  |  | 2000-03-12 | 6:00 | 5 | 41 |  |  | 2004-03-12 | 6:00 | 3.9 | 39.02 | [5 empty] | -2.2 | 28.04 |  |  |  | 2 | 35.6 |  |  |  |  | 0.6 | 33.08 |  |  |  |  | -8.3 | 17.06 | [5 empty] | 5 | 41 |  |  |  | 5.6 | 42.08 |  |  |  |  | -4.4 | 24.08 |  |  |  |  | 6.7 | 44.06
1995-03-12 | 7:00 | 1.7 | 35.06 | SUNDAY | #N/A | 1990-03-12 | 7:00 | 7.2 | 44.96 |  |  | 2000-03-12 | 7:00 | 6 | 42.8 |  |  | 2004-03-12 | 7:00 | 6.7 | 44.06 | [5 empty] | -1.7 | 28.94 |  |  |  | 2 | 35.6 |  |  |  |  | 0.6 | 33.08 |  |  |  |  | -8.3 | 17.06 | [5 empty] | 5 | 41 |  |  |  | 6.1 | 42.98 |  |  |  |  | -4.4 | 24.08 |  |  |  |  | 5 | 41
1995-03-12 | 8:00 | 3.3 | 37.94 | SUNDAY | #N/A | 1990-03-12 | 8:00 | 8.3 | 46.94 |  |  | 2000-03-12 | 8:00 | 6 | 42.8 |  |  | 2004-03-12 | 8:00 | 7.8 | 46.04 | [5 empty] | -1.1 | 30.02 |  |  |  | 2.7 | 36.86 |  |  |  |  | -1.7 | 28.94 |  |  |  |  | -6.5 | 20.3 | [5 empty] | 5.6 | 42.08 |  |  |  | 7.2 | 44.96 |  |  |  |  | -2.2 | 28.04 |  |  |  |  | 4.4 | 39.92
1995-03-12 | 9:00 | 4.4 | 39.92 | SUNDAY | #N/A | 1990-03-12 | 9:00 | 8.3 | 46.94 |  |  | 2000-03-12 | 9:00 | 6 | 42.8 |  |  | 2004-03-12 | 9:00 | 6.7 | 44.06 | [5 empty] | 0.6 | 33.08 |  |  |  | 3 | 37.4 |  |  |  |  | -1.7 | 28.94 |  |  |  |  | -4.6 | 23.72 | [5 empty] | 5.6 | 42.08 |  |  |  | 8.3 | 46.94 |  |  |  |  | -0.6 | 30.92 |  |  |  |  | 4.4 | 39.92
1995-03-12 | 10:00 | 5.6 | 42.08 | SUNDAY | #N/A | 1990-03-12 | 10:00 | 7.2 | 44.96 |  |  | 2000-03-12 | 10:00 | 6 | 42.8 |  |  | 2004-03-12 | 10:00 | 6.1 | 42.98 | [5 empty] | 2.2 | 35.96 |  |  |  | 4 | 39.2 |  |  |  |  | -1.1 | 30.02 |  |  |  |  | -2.8 | 26.96 | [5 empty] | 5 | 41 |  |  |  | 11.1 | 51.98 |  |  |  |  | 0.6 | 33.08 |  |  |  |  | 5 | 41
1995-03-12 | 11:00 | 8.3 | 46.94 | SUNDAY | #N/A | 1990-03-12 | 11:00 | 7.2 | 44.96 |  |  | 2000-03-12 | 11:00 | 7 | 44.6 |  |  | 2004-03-12 | 11:00 | 6.7 | 44.06 | [5 empty] | 3.3 | 37.94 |  |  |  | 5 | 41 |  |  |  |  | -1.1 | 30.02 |  |  |  |  | -1.3 | 29.66 | [5 empty] | 5 | 41 |  |  |  | 12.2 | 53.96 |  |  |  |  | 2.2 | 35.96 |  |  |  |  | 5 | 41
1995-03-12 | 12:00 | 9.4 | 48.92 | SUNDAY | #N/A | 1990-03-12 | 12:00 | 7.2 | 44.96 |  |  | 2000-03-12 | 12:00 | 8 | 46.4 |  |  | 2004-03-12 | 12:00 | 5.6 | 42.08 | [5 empty] | 5 | 41 |  |  |  | 4 | 39.2 |  |  |  |  | -0.6 | 30.92 |  |  |  |  | 0.2 | 32.36 | [5 empty] | 5.6 | 42.08 |  |  |  | 11.1 | 51.98 |  |  |  |  | 2.8 | 37.04 |  |  |  |  | 3.3 | 37.94
1995-03-12 | 13:00 | 7.2 | 44.96 | SUNDAY | #N/A | 1990-03-12 | 13:00 | 7.2 | 44.96 |  |  | 2000-03-12 | 13:00 | 9 | 48.2 |  |  | 2004-03-12 | 13:00 | 6.1 | 42.98 | [5 empty] | 5.6 | 42.08 |  |  |  | 5 | 41 |  |  |  |  | 1.1 | 33.98 |  |  |  |  | 1.7 | 35.06 | [5 empty] | 6.1 | 42.98 |  |  |  | 17.8 | 64.04 |  |  |  |  | 2.8 | 37.04 |  |  |  |  | 3.3 | 37.94
1995-03-12 | 14:00 | 6.7 | 44.06 | SUNDAY | #N/A | 1990-03-12 | 14:00 | 6.7 | 44.06 |  |  | 2000-03-12 | 14:00 | 8 | 46.4 |  |  | 2004-03-12 | 14:00 | 4.4 | 39.92 | [5 empty] | 6.1 | 42.98 |  |  |  | 5 | 41 |  |  |  |  | 2.8 | 37.04 |  |  |  |  | 1.7 | 35.06 | [5 empty] | 6.7 | 44.06 |  |  |  | 14.4 | 57.92 |  |  |  |  | 3.3 | 37.94 |  |  |  |  | 3.3 | 37.94
1995-03-12 | 15:00 | 6.7 | 44.06 | SUNDAY | #N/A | 1990-03-12 | 15:00 | 6.7 | 44.06 |  |  | 2000-03-12 | 15:00 | 6 | 42.8 |  |  | 2004-03-12 | 15:00 | 4.4 | 39.92 | [5 empty] | 7.2 | 44.96 |  |  |  | 4 | 39.2 |  |  |  |  | 4.4 | 39.92 |  |  |  |  | 1.7 | 35.06 | [5 empty] | 6.1 | 42.98 |  |  |  | 15 | 59 |  |  |  |  | 2.8 | 37.04 |  |  |  |  | 3.3 | 37.94
1995-03-12 | 16:00 | 5.6 | 42.08 | SUNDAY | #N/A | 1990-03-12 | 16:00 | 8.3 | 46.94 |  |  | 2000-03-12 | 16:00 | 5.7 | 42.26 |  |  | 2004-03-12 | 16:00 | 4.4 | 39.92 | [5 empty] | 7.2 | 44.96 |  |  |  | 4 | 39.2 |  |  |  |  | 4.4 | 39.92 |  |  |  |  | 1.7 | 35.06 | [5 empty] | 6.7 | 44.06 |  |  |  | 14.4 | 57.92 |  |  |  |  | 3.3 | 37.94 |  |  |  |  | 3.9 | 39.02
1995-03-12 | 17:00 | 5.6 | 42.08 | SUNDAY | #N/A | 1990-03-12 | 17:00 | 7.8 | 46.04 |  |  | 2000-03-12 | 17:00 | 5 | 41 |  |  | 2004-03-12 | 17:00 | 4.4 | 39.92 | [5 empty] | 7.2 | 44.96 |  |  |  | 4 | 39.2 |  |  |  |  | 3.9 | 39.02 |  |  |  |  | 1.1 | 33.98 | [5 empty] | 7.2 | 44.96 |  |  |  | 15 | 59 |  |  |  |  | 1.1 | 33.98 |  |  |  |  | 2.8 | 37.04
1995-03-12 | 18:00 | 5 | 41 | SUNDAY | #N/A | 1990-03-12 | 18:00 | 7.2 | 44.96 |  |  | 2000-03-12 | 18:00 | 3.5 | 38.3 |  |  | 2004-03-12 | 18:00 | 4.4 | 39.92 | [5 empty] | 5.6 | 42.08 |  |  |  | 2.5 | 36.5 |  |  |  |  | 3.3 | 37.94 |  |  |  |  | 0.6 | 33.08 | [5 empty] | 6.7 | 44.06 |  |  |  | 13.3 | 55.94 |  |  |  |  | 0.6 | 33.08 |  |  |  |  | 2.8 | 37.04
1995-03-12 | 19:00 | 5.6 | 42.08 | SUNDAY | #N/A | 1990-03-12 | 19:00 | 6.1 | 42.98 |  |  | 2000-03-12 | 19:00 | 2 | 35.6 |  |  | 2004-03-12 | 19:00 | 4.4 | 39.92 | [5 empty] | 4.4 | 39.92 |  |  |  | 1 | 33.8 |  |  |  |  | 3.3 | 37.94 |  |  |  |  | 0 | 32 | [5 empty] | 5.6 | 42.08 |  |  |  | 10.6 | 51.08 |  |  |  |  | 0.6 | 33.08 |  |  |  |  | 1.1 | 33.98
1995-03-12 | 20:00 | 5 | 41 | SUNDAY | #N/A | 1990-03-12 | 20:00 | 5.6 | 42.08 |  |  | 2000-03-12 | 20:00 | 1 | 33.8 |  |  | 2004-03-12 | 20:00 | 3.9 | 39.02 | [5 empty] | 2.8 | 37.04 |  |  |  | 1 | 33.8 |  |  |  |  | 2.2 | 35.96 |  |  |  |  | -0.7 | 30.74 | [5 empty] | 5.6 | 42.08 |  |  |  | 11.1 | 51.98 |  |  |  |  | 0.6 | 33.08 |  |  |  |  | 1.1 | 33.98
1995-03-12 | 21:00 | 4.4 | 39.92 | SUNDAY | #N/A | 1990-03-12 | 21:00 | 5.6 | 42.08 |  |  | 2000-03-12 | 21:00 | 1 | 33.8 |  |  | 2004-03-12 | 21:00 | 3.3 | 37.94 | [5 empty] | 2.2 | 35.96 |  |  |  | 1 | 33.8 |  |  |  |  | 1.7 | 35.06 |  |  |  |  | -1.5 | 29.3 | [5 empty] | 5 | 41 |  |  |  | 10 | 50 |  |  |  |  | 0.6 | 33.08 |  |  |  |  | 1.1 | 33.98
1995-03-12 | 22:00 | 4.4 | 39.92 | SUNDAY | #N/A | 1990-03-12 | 22:00 | 5.6 | 42.08 |  |  | 2000-03-12 | 22:00 | 1 | 33.8 |  |  | 2004-03-12 | 22:00 | 3.3 | 37.94 | [5 empty] | 2.2 | 35.96 |  |  |  | 1 | 33.8 |  |  |  |  | 1.1 | 33.98 |  |  |  |  | -2.2 | 28.04 | [5 empty] | 4.4 | 39.92 |  |  |  | 10.6 | 51.08 |  |  |  |  | 0.6 | 33.08 |  |  |  |  | 1.7 | 35.06
1995-03-12 | 23:00 | 3.9 | 39.02 | SUNDAY | #N/A | 1990-03-12 | 23:00 | 5.6 | 42.08 |  |  | 2000-03-12 | 23:00 | 1 | 33.8 |  |  | 2004-03-12 | 23:00 | 2.8 | 37.04 | [5 empty] | 1.7 | 35.06 |  |  |  | 1 | 33.8 |  |  |  |  | 0.6 | 33.08 |  |  |  |  | -1.8 | 28.76 | [5 empty] | 3.9 | 39.02 |  |  |  | 11.7 | 53.06 |  |  |  |  | 1.1 | 33.98 |  |  |  |  | 2.2 | 35.96
1995-03-12 | 24:00 | 3.9 | 39.02 | SUNDAY | #N/A | 1990-03-12 | 24:00 | 5.6 | 42.08 |  |  | 2000-03-12 | 24:00 | 1 | 33.8 |  |  | 2004-03-12 | 24:00 | 1.7 | 35.06 | [5 empty] | 1.1 | 33.98 |  |  |  | -2 | 28.4 |  |  |  |  | 0.6 | 33.08 |  |  |  |  | -1.5 | 29.3 | [5 empty] | 3.3 | 37.94 |  |  |  | 10.6 | 51.08 |  |  |  |  | 1.7 | 35.06 |  |  |  |  | 2.8 | 37.04
1995-03-13 | 1:00 | 3.9 | 39.02 | WEEKDAY | #N/A | 1990-03-13 | 1:00 | 5 | 41 |  |  | 2000-03-13 | 1:00 | 1 | 33.8 |  |  | 2004-03-13 | 1:00 | 1.1 | 33.98 | [5 empty] | 0.6 | 33.08 |  |  |  | -1 | 30.2 |  |  |  |  | -0.6 | 30.92 |  |  |  |  | -1.1 | 30.02 | [5 empty] | 3.3 | 37.94 |  |  |  | 13.9 | 57.02 |  |  |  |  | 1.7 | 35.06 |  |  |  |  | 2.8 | 37.04
1995-03-13 | 2:00 | 3.3 | 37.94 | WEEKDAY | #N/A | 1990-03-13 | 2:00 | 4.4 | 39.92 |  |  | 2000-03-13 | 2:00 | 0 | 32 |  |  | 2004-03-13 | 2:00 | 0.6 | 33.08 | [5 empty] | -0.6 | 30.92 |  |  |  | -2 | 28.4 |  |  |  |  | -0.6 | 30.92 |  |  |  |  | -0.4 | 31.28 | [5 empty] | 3.3 | 37.94 |  |  |  | 12.2 | 53.96 |  |  |  |  | 1.7 | 35.06 |  |  |  |  | 3.3 | 37.94
1995-03-13 | 3:00 | 3.3 | 37.94 | WEEKDAY | #N/A | 1990-03-13 | 3:00 | 4.4 | 39.92 |  |  | 2000-03-13 | 3:00 | 0 | 32 |  |  | 2004-03-13 | 3:00 | 0.6 | 33.08 | [5 empty] | -1.1 | 30.02 |  |  |  | -4 | 24.8 |  |  |  |  | -1.1 | 30.02 |  |  |  |  | 0.4 | 32.72 | [5 empty] | 2.8 | 37.04 |  |  |  | 12.2 | 53.96 |  |  |  |  | 2.2 | 35.96 |  |  |  |  | 3.3 | 37.94
1995-03-13 | 4:00 | 3.3 | 37.94 | WEEKDAY | #N/A | 1990-03-13 | 4:00 | 4.4 | 39.92 |  |  | 2000-03-13 | 4:00 | 0 | 32 |  |  | 2004-03-13 | 4:00 | 0 | 32 | [5 empty] | -1.1 | 30.02 |  |  |  | -4 | 24.8 |  |  |  |  | -1.1 | 30.02 |  |  |  |  | 1.1 | 33.98 | [5 empty] | 3.9 | 39.02 |  |  |  | 11.1 | 51.98 |  |  |  |  | 1.7 | 35.06 |  |  |  |  | 2.8 | 37.04
1995-03-13 | 5:00 | 3.3 | 37.94 | WEEKDAY | #N/A | 1990-03-13 | 5:00 | 4.4 | 39.92 |  |  | 2000-03-13 | 5:00 | -1 | 30.2 |  |  | 2004-03-13 | 5:00 | -0.6 | 30.92 | [5 empty] | -1.7 | 28.94 |  |  |  | -4 | 24.8 |  |  |  |  | 0 | 32 |  |  |  |  | 2 | 35.6 | [5 empty] | 3.9 | 39.02 |  |  |  | 8.9 | 48.02 |  |  |  |  | 2.2 | 35.96 |  |  |  |  | 2.8 | 37.04
1995-03-13 | 6:00 | 3.9 | 39.02 | WEEKDAY | #N/A | 1990-03-13 | 6:00 | 5 | 41 |  |  | 2000-03-13 | 6:00 | -1 | 30.2 |  |  | 2004-03-13 | 6:00 | -0.6 | 30.92 | [5 empty] | -2.8 | 26.96 |  |  |  | -4.8 | 23.36 |  |  |  |  | 0 | 32 |  |  |  |  | 3 | 37.4 | [5 empty] | 4.4 | 39.92 |  |  |  | 8.3 | 46.94 |  |  |  |  | 1.7 | 35.06 |  |  |  |  | 2.8 | 37.04
1995-03-13 | 7:00 | 3.9 | 39.02 | WEEKDAY | #N/A | 1990-03-13 | 7:00 | 5.6 | 42.08 |  |  | 2000-03-13 | 7:00 | 0 | 32 |  |  | 2004-03-13 | 7:00 | 0 | 32 | [5 empty] | -2.2 | 28.04 |  |  |  | -5 | 23 |  |  |  |  | 0.6 | 33.08 |  |  |  |  | 3.9 | 39.02 | [5 empty] | 14.4 | 57.92 |  |  |  | 6.7 | 44.06 |  |  |  |  | 1.7 | 35.06 |  |  |  |  | 2.8 | 37.04
1995-03-13 | 8:00 | 5 | 41 | WEEKDAY | #N/A | 1990-03-13 | 8:00 | 10.6 | 51.08 |  |  | 2000-03-13 | 8:00 | 1 | 33.8 |  |  | 2004-03-13 | 8:00 | 0 | 32 | [5 empty] | 1.1 | 33.98 |  |  |  | -1 | 30.2 |  |  |  |  | 1.7 | 35.06 |  |  |  |  | 5.9 | 42.62 | [5 empty] | 16.7 | 62.06 |  |  |  | 6.7 | 44.06 |  |  |  |  | 2.2 | 35.96 |  |  |  |  | 3.3 | 37.94
1995-03-13 | 9:00 | 7.2 | 44.96 | WEEKDAY | #N/A | 1990-03-13 | 9:00 | 13.9 | 57.02 |  |  | 2000-03-13 | 9:00 | 2 | 35.6 |  |  | 2004-03-13 | 9:00 | 0.6 | 33.08 | [5 empty] | 2.2 | 35.96 |  |  |  | 2 | 35.6 |  |  |  |  | 2.2 | 35.96 |  |  |  |  | 8 | 46.4 | [5 empty] | 17.8 | 64.04 |  |  |  | 6.1 | 42.98 |  |  |  |  | 2.2 | 35.96 |  |  |  |  | 2.2 | 35.96
1995-03-13 | 10:00 | 8.9 | 48.02 | WEEKDAY | #N/A | 1990-03-13 | 10:00 | 19.4 | 66.92 |  |  | 2000-03-13 | 10:00 | 3 | 37.4 |  |  | 2004-03-13 | 10:00 | 2.2 | 35.96 | [5 empty] | 2.8 | 37.04 |  |  |  | 3 | 37.4 |  |  |  |  | 2.8 | 37.04 |  |  |  |  | 10 | 50 | [5 empty] | 19.4 | 66.92 |  |  |  | 7.2 | 44.96 |  |  |  |  | 3.3 | 37.94 |  |  |  |  | 3.9 | 39.02
1995-03-13 | 11:00 | 12.2 | 53.96 | WEEKDAY | #N/A | 1990-03-13 | 11:00 | 23.9 | 75.02 |  |  | 2000-03-13 | 11:00 | 4 | 39.2 |  |  | 2004-03-13 | 11:00 | 3.3 | 37.94 | [5 empty] | 4.4 | 39.92 |  |  |  | 3 | 37.4 |  |  |  |  | 2.8 | 37.04 |  |  |  |  | 9.4 | 48.92 | [5 empty] | 20 | 68 |  |  |  | 7.8 | 46.04 |  |  |  |  | 4.4 | 39.92 |  |  |  |  | 4.4 | 39.92
1995-03-13 | 12:00 | 15.6 | 60.08 | WEEKDAY | #N/A | 1990-03-13 | 12:00 | 25 | 77 |  |  | 2000-03-13 | 12:00 | 4 | 39.2 |  |  | 2004-03-13 | 12:00 | 4.4 | 39.92 | [5 empty] | 5.6 | 42.08 |  |  |  | 4 | 39.2 |  |  |  |  | 3.9 | 39.02 |  |  |  |  | 8.9 | 48.02 | [5 empty] | 21.1 | 69.98 |  |  |  | 7.8 | 46.04 |  |  |  |  | 7.2 | 44.96 |  |  |  |  | 4.4 | 39.92
1995-03-13 | 13:00 | 17.2 | 62.96 | WEEKDAY | #N/A | 1990-03-13 | 13:00 | 26.1 | 78.98 |  |  | 2000-03-13 | 13:00 | 5 | 41 |  |  | 2004-03-13 | 13:00 | 5.6 | 42.08 | [5 empty] | 5.6 | 42.08 |  |  |  | 5 | 41 |  |  |  |  | 4.4 | 39.92 |  |  |  |  | 8.3 | 46.94 | [5 empty] | 20 | 68 |  |  |  | 8.9 | 48.02 |  |  |  |  | 8.9 | 48.02 |  |  |  |  | 5.6 | 42.08
1995-03-13 | 14:00 | 19.4 | 66.92 | WEEKDAY | #N/A | 1990-03-13 | 14:00 | 26.1 | 78.98 |  |  | 2000-03-13 | 14:00 | 6 | 42.8 |  |  | 2004-03-13 | 14:00 | 6.1 | 42.98 | [5 empty] | 5 | 41 |  |  |  | 6 | 42.8 |  |  |  |  | 4.4 | 39.92 |  |  |  |  | 7 | 44.6 | [5 empty] | 20 | 68 |  |  |  | 10 | 50 |  |  |  |  | 8.9 | 48.02 |  |  |  |  | 6.1 | 42.98
1995-03-13 | 15:00 | 21.7 | 71.06 | WEEKDAY | #N/A | 1990-03-13 | 15:00 | 25 | 77 |  |  | 2000-03-13 | 15:00 | 7 | 44.6 |  |  | 2004-03-13 | 15:00 | 7.2 | 44.96 | [5 empty] | 4.4 | 39.92 |  |  |  | 7 | 44.6 |  |  |  |  | 4.4 | 39.92 |  |  |  |  | 5.7 | 42.26 | [5 empty] | 20.6 | 69.08 |  |  |  | 10 | 50 |  |  |  |  | 7.8 | 46.04 |  |  |  |  | 6.1 | 42.98
1995-03-13 | 16:00 | 22.2 | 71.96 | WEEKDAY | #N/A | 1990-03-13 | 16:00 | 27.8 | 82.04 |  |  | 2000-03-13 | 16:00 | 7 | 44.6 |  |  | 2004-03-13 | 16:00 | 6.7 | 44.06 | [5 empty] | 4.4 | 39.92 |  |  |  | 7 | 44.6 |  |  |  |  | 3.9 | 39.02 |  |  |  |  | 4.4 | 39.92 | [5 empty] | 20 | 68 |  |  |  | 10.6 | 51.08 |  |  |  |  | 7.2 | 44.96 |  |  |  |  | 6.7 | 44.06
1995-03-13 | 17:00 | 21.7 | 71.06 | WEEKDAY | #N/A | 1990-03-13 | 17:00 | 27.2 | 80.96 |  |  | 2000-03-13 | 17:00 | 6 | 42.8 |  |  | 2004-03-13 | 17:00 | 5.6 | 42.08 | [5 empty] | 3.3 | 37.94 |  |  |  | 6.3 | 43.34 |  |  |  |  | 3.9 | 39.02 |  |  |  |  | 3.7 | 38.66 | [5 empty] | 17.8 | 64.04 |  |  |  | 10 | 50 |  |  |  |  | 6.7 | 44.06 |  |  |  |  | 5.6 | 42.08
1995-03-13 | 18:00 | 20 | 68 | WEEKDAY | #N/A | 1990-03-13 | 18:00 | 23.3 | 73.94 |  |  | 2000-03-13 | 18:00 | 5 | 41 |  |  | 2004-03-13 | 18:00 | 4.4 | 39.92 | [5 empty] | 2.8 | 37.04 |  |  |  | 5 | 41 |  |  |  |  | 3.9 | 39.02 |  |  |  |  | 2.9 | 37.22 | [5 empty] | 15 | 59 |  |  |  | 10 | 50 |  |  |  |  | 6.1 | 42.98 |  |  |  |  | 5.6 | 42.08
1995-03-13 | 19:00 | 17.8 | 64.04 | WEEKDAY | #N/A | 1990-03-13 | 19:00 | 22.8 | 73.04 |  |  | 2000-03-13 | 19:00 | 5 | 41 |  |  | 2004-03-13 | 19:00 | 3.3 | 37.94 | [5 empty] | 2.8 | 37.04 |  |  |  | 3 | 37.4 |  |  |  |  | 3.3 | 37.94 |  |  |  |  | 2.2 | 35.96 | [5 empty] | 12.8 | 55.04 |  |  |  | 11.1 | 51.98 |  |  |  |  | 6.1 | 42.98 |  |  |  |  | 4.4 | 39.92
1995-03-13 | 20:00 | 15.6 | 60.08 | WEEKDAY | #N/A | 1990-03-13 | 20:00 | 21.1 | 69.98 |  |  | 2000-03-13 | 20:00 | 2.9 | 37.22 |  |  | 2004-03-13 | 20:00 | 2.8 | 37.04 | [5 empty] | 2.8 | 37.04 |  |  |  | 0 | 32 |  |  |  |  | 3.9 | 39.02 |  |  |  |  | 1.1 | 33.98 | [5 empty] | 12.2 | 53.96 |  |  |  | 11.7 | 53.06 |  |  |  |  | 6.1 | 42.98 |  |  |  |  | 4.4 | 39.92
1995-03-13 | 21:00 | 14.4 | 57.92 | WEEKDAY | #N/A | 1990-03-13 | 21:00 | 19.4 | 66.92 |  |  | 2000-03-13 | 21:00 | 1 | 33.8 |  |  | 2004-03-13 | 21:00 | 2.2 | 35.96 | [5 empty] | 2.2 | 35.96 |  |  |  | -1 | 30.2 |  |  |  |  | 3.9 | 39.02 |  |  |  |  | 0 | 32 | [5 empty] | 11.1 | 51.98 |  |  |  | 12.2 | 53.96 |  |  |  |  | 6.1 | 42.98 |  |  |  |  | 3.3 | 37.94
1995-03-13 | 22:00 | 15.6 | 60.08 | WEEKDAY | #N/A | 1990-03-13 | 22:00 | 20 | 68 |  |  | 2000-03-13 | 22:00 | 1 | 33.8 |  |  | 2004-03-13 | 22:00 | 1.1 | 33.98 | [5 empty] | 2.2 | 35.96 |  |  |  | -2 | 28.4 |  |  |  |  | 3.9 | 39.02 |  |  |  |  | -1.1 | 30.02 | [5 empty] | 11.1 | 51.98 |  |  |  | 12.8 | 55.04 |  |  |  |  | 6.7 | 44.06 |  |  |  |  | 2.8 | 37.04
1995-03-13 | 23:00 | 10.6 | 51.08 | WEEKDAY | #N/A | 1990-03-13 | 23:00 | 17.8 | 64.04 |  |  | 2000-03-13 | 23:00 | 0 | 32 |  |  | 2004-03-13 | 23:00 | 0.6 | 33.08 | [5 empty] | 2.2 | 35.96 |  |  |  | -3 | 26.6 |  |  |  |  | 3.9 | 39.02 |  |  |  |  | -1.1 | 30.02 | [5 empty] | 10.6 | 51.08 |  |  |  | 12.8 | 55.04 |  |  |  |  | 6.1 | 42.98 |  |  |  |  | 2.2 | 35.96
1995-03-13 | 24:00 | 9.4 | 48.92 | WEEKDAY | #N/A | 1990-03-13 | 24:00 | 13.9 | 57.02 |  |  | 2000-03-13 | 24:00 | 0 | 32 |  |  | 2004-03-13 | 24:00 | 0 | 32 | [5 empty] | 2.2 | 35.96 |  |  |  | -3 | 26.6 |  |  |  |  | 3.9 | 39.02 |  |  |  |  | -1.1 | 30.02 | [5 empty] | 10.6 | 51.08 |  |  |  | 13.3 | 55.94 |  |  |  |  | 7.8 | 46.04 |  |  |  |  | 2.2 | 35.96
1995-03-14 | 1:00 | 10 | 50 | WEEKDAY | #N/A | 1990-03-14 | 1:00 | 13.9 | 57.02 |  |  | 2000-03-14 | 1:00 | 0 | 32 |  |  | 2004-03-14 | 1:00 | -0.6 | 30.92 | [5 empty] | 2.8 | 37.04 |  |  |  | -3 | 26.6 |  |  |  |  | 3.9 | 39.02 |  |  |  |  | -1.1 | 30.02 | [5 empty] | 11.1 | 51.98 |  |  |  | 12.8 | 55.04 |  |  |  |  | 8.3 | 46.94 |  |  |  |  | 1.1 | 33.98
1995-03-14 | 2:00 | 9.4 | 48.92 | WEEKDAY | #N/A | 1990-03-14 | 2:00 | 13.9 | 57.02 |  |  | 2000-03-14 | 2:00 | 0 | 32 |  |  | 2004-03-14 | 2:00 | -1.7 | 28.94 | [5 empty] | 2.8 | 37.04 |  |  |  | -4 | 24.8 |  |  |  |  | 4.4 | 39.92 |  |  |  |  | -1.3 | 29.66 | [5 empty] | 11.1 | 51.98 |  |  |  | 12.2 | 53.96 |  |  |  |  | 8.3 | 46.94 |  |  |  |  | 1.1 | 33.98
1995-03-14 | 3:00 | 8.3 | 46.94 | WEEKDAY | #N/A | 1990-03-14 | 3:00 | 12.8 | 55.04 |  |  | 2000-03-14 | 3:00 | 1 | 33.8 |  |  | 2004-03-14 | 3:00 | -1.1 | 30.02 | [5 empty] | 3.3 | 37.94 |  |  |  | -4 | 24.8 |  |  |  |  | 3.3 | 37.94 |  |  |  |  | -1.5 | 29.3 | [5 empty] | 11.1 | 51.98 |  |  |  | 11.7 | 53.06 |  |  |  |  | 8.3 | 46.94 |  |  |  |  | 0.6 | 33.08
1995-03-14 | 4:00 | 6.7 | 44.06 | WEEKDAY | #N/A | 1990-03-14 | 4:00 | 10 | 50 |  |  | 2000-03-14 | 4:00 | 0 | 32 |  |  | 2004-03-14 | 4:00 | -1.7 | 28.94 | [5 empty] | 3.3 | 37.94 |  |  |  | -4.5 | 23.9 |  |  |  |  | 3.3 | 37.94 |  |  |  |  | -1.7 | 28.94 | [5 empty] | 10.6 | 51.08 |  |  |  | 11.1 | 51.98 |  |  |  |  | 7.8 | 46.04 |  |  |  |  | 0.6 | 33.08
1995-03-14 | 5:00 | 6.1 | 42.98 | WEEKDAY | #N/A | 1990-03-14 | 5:00 | 6.7 | 44.06 |  |  | 2000-03-14 | 5:00 | 0 | 32 |  |  | 2004-03-14 | 5:00 | -1.7 | 28.94 | [5 empty] | 3.3 | 37.94 |  |  |  | -5 | 23 |  |  |  |  | 3.9 | 39.02 |  |  |  |  | -2.2 | 28.04 | [5 empty] | 9.4 | 48.92 |  |  |  | 11.7 | 53.06 |  |  |  |  | 7.8 | 46.04 |  |  |  |  | 0 | 32
1995-03-14 | 6:00 | 5.6 | 42.08 | WEEKDAY | #N/A | 1990-03-14 | 6:00 | 6.7 | 44.06 |  |  | 2000-03-14 | 6:00 | 0 | 32 |  |  | 2004-03-14 | 6:00 | -2.8 | 26.96 | [5 empty] | 3.3 | 37.94 |  |  |  | -5 | 23 |  |  |  |  | 2.8 | 37.04 |  |  |  |  | -2.8 | 26.96 | [5 empty] | 9.4 | 48.92 |  |  |  | 12.2 | 53.96 |  |  |  |  | 4.4 | 39.92 |  |  |  |  | 0 | 32
1995-03-14 | 7:00 | 6.1 | 42.98 | WEEKDAY | #N/A | 1990-03-14 | 7:00 | 6.1 | 42.98 |  |  | 2000-03-14 | 7:00 | -1 | 30.2 |  |  | 2004-03-14 | 7:00 | -1.7 | 28.94 | [5 empty] | 2.2 | 35.96 |  |  |  | -4 | 24.8 |  |  |  |  | 2.2 | 35.96 |  |  |  |  | -3.3 | 26.06 | [5 empty] | 9.4 | 48.92 |  |  |  | 12.2 | 53.96 |  |  |  |  | 3.3 | 37.94 |  |  |  |  | 0 | 32
1995-03-14 | 8:00 | 7.8 | 46.04 | WEEKDAY | #N/A | 1990-03-14 | 8:00 | 7.2 | 44.96 |  |  | 2000-03-14 | 8:00 | 2 | 35.6 |  |  | 2004-03-14 | 8:00 | 0 | 32 | [5 empty] | 2.2 | 35.96 |  |  |  | -2 | 28.4 |  |  |  |  | 2.2 | 35.96 |  |  |  |  | -2 | 28.4 | [5 empty] | 10 | 50 |  |  |  | 13.9 | 57.02 |  |  |  |  | 4.4 | 39.92 |  |  |  |  | 0.6 | 33.08
1995-03-14 | 9:00 | 8.3 | 46.94 | WEEKDAY | #N/A | 1990-03-14 | 9:00 | 8.3 | 46.94 |  |  | 2000-03-14 | 9:00 | 6 | 42.8 |  |  | 2004-03-14 | 9:00 | 1.1 | 33.98 | [5 empty] | 2.8 | 37.04 |  |  |  | 4 | 39.2 |  |  |  |  | 2.8 | 37.04 |  |  |  |  | -0.7 | 30.74 | [5 empty] | 12.2 | 53.96 |  |  |  | 15.6 | 60.08 |  |  |  |  | 5.6 | 42.08 |  |  |  |  | 1.1 | 33.98
1995-03-14 | 10:00 | 8.9 | 48.02 | WEEKDAY | #N/A | 1990-03-14 | 10:00 | 9.4 | 48.92 |  |  | 2000-03-14 | 10:00 | 8 | 46.4 |  |  | 2004-03-14 | 10:00 | 2.8 | 37.04 | [5 empty] | 2.8 | 37.04 |  |  |  | 6 | 42.8 |  |  |  |  | 3.9 | 39.02 |  |  |  |  | 0.6 | 33.08 | [5 empty] | 16.7 | 62.06 |  |  |  | 19.4 | 66.92 |  |  |  |  | 6.7 | 44.06 |  |  |  |  | 1.7 | 35.06
1995-03-14 | 11:00 | 10 | 50 | WEEKDAY | #N/A | 1990-03-14 | 11:00 | 10 | 50 |  |  | 2000-03-14 | 11:00 | 9 | 48.2 |  |  | 2004-03-14 | 11:00 | 2.2 | 35.96 | [5 empty] | 2.8 | 37.04 |  |  |  | 9 | 48.2 |  |  |  |  | 4.4 | 39.92 |  |  |  |  | 1.5 | 34.7 | [5 empty] | 18.9 | 66.02 |  |  |  | 22.2 | 71.96 |  |  |  |  | 6.1 | 42.98 |  |  |  |  | 2.8 | 37.04
1995-03-14 | 12:00 | 11.7 | 53.06 | WEEKDAY | #N/A | 1990-03-14 | 12:00 | 10 | 50 |  |  | 2000-03-14 | 12:00 | 10 | 50 |  |  | 2004-03-14 | 12:00 | 1.7 | 35.06 | [5 empty] | 2.8 | 37.04 |  |  |  | 10 | 50 |  |  |  |  | 7.2 | 44.96 |  |  |  |  | 2.4 | 36.32 | [5 empty] | 22.2 | 71.96 |  |  |  | 23.9 | 75.02 |  |  |  |  | 6.7 | 44.06 |  |  |  |  | 3.9 | 39.02
1995-03-14 | 13:00 | 13.3 | 55.94 | WEEKDAY | #N/A | 1990-03-14 | 13:00 | 8.3 | 46.94 |  |  | 2000-03-14 | 13:00 | 11 | 51.8 |  |  | 2004-03-14 | 13:00 | 2.8 | 37.04 | [5 empty] | 2.8 | 37.04 |  |  |  | 11 | 51.8 |  |  |  |  | 8.3 | 46.94 |  |  |  |  | 3.3 | 37.94 | [5 empty] | 25 | 77 |  |  |  | 25 | 77 |  |  |  |  | 8.3 | 46.94 |  |  |  |  | 4.4 | 39.92
1995-03-14 | 14:00 | 15 | 59 | WEEKDAY | #N/A | 1990-03-14 | 14:00 | 9.4 | 48.92 |  |  | 2000-03-14 | 14:00 | 9 | 48.2 |  |  | 2004-03-14 | 14:00 | 3.9 | 39.02 | [5 empty] | 2.2 | 35.96 |  |  |  | 11 | 51.8 |  |  |  |  | 10.6 | 51.08 |  |  |  |  | 4.2 | 39.56 | [5 empty] | 27.8 | 82.04 |  |  |  | 25 | 77 |  |  |  |  | 7.8 | 46.04 |  |  |  |  | 3.9 | 39.02
1995-03-14 | 15:00 | 12.2 | 53.96 | WEEKDAY | #N/A | 1990-03-14 | 15:00 | 8.3 | 46.94 |  |  | 2000-03-14 | 15:00 | 10 | 50 |  |  | 2004-03-14 | 15:00 | 3.9 | 39.02 | [5 empty] | 2.2 | 35.96 |  |  |  | 10 | 50 |  |  |  |  | 10.6 | 51.08 |  |  |  |  | 5.2 | 41.36 | [5 empty] | 27.8 | 82.04 |  |  |  | 24.4 | 75.92 |  |  |  |  | 7.2 | 44.96 |  |  |  |  | 3.9 | 39.02
1995-03-14 | 16:00 | 10.6 | 51.08 | WEEKDAY | #N/A | 1990-03-14 | 16:00 | 8.3 | 46.94 |  |  | 2000-03-14 | 16:00 | 10 | 50 |  |  | 2004-03-14 | 16:00 | 3.9 | 39.02 | [5 empty] | 1.7 | 35.06 |  |  |  | 12 | 53.6 |  |  |  |  | 10.6 | 51.08 |  |  |  |  | 6.1 | 42.98 | [5 empty] | 26.7 | 80.06 |  |  |  | 23.9 | 75.02 |  |  |  |  | 7.8 | 46.04 |  |  |  |  | 3.9 | 39.02
1995-03-14 | 17:00 | 9.4 | 48.92 | WEEKDAY | #N/A | 1990-03-14 | 17:00 | 7.2 | 44.96 |  |  | 2000-03-14 | 17:00 | 9 | 48.2 |  |  | 2004-03-14 | 17:00 | 3.9 | 39.02 | [5 empty] | 2.2 | 35.96 |  |  |  | 11 | 51.8 |  |  |  |  | 10.6 | 51.08 |  |  |  |  | 4.6 | 40.28 | [5 empty] | 25.6 | 78.08 |  |  |  | 22.8 | 73.04 |  |  |  |  | 7.8 | 46.04 |  |  |  |  | 5 | 41
1995-03-14 | 18:00 | 7.2 | 44.96 | WEEKDAY | #N/A | 1990-03-14 | 18:00 | 7.2 | 44.96 |  |  | 2000-03-14 | 18:00 | 7 | 44.6 |  |  | 2004-03-14 | 18:00 | 3.9 | 39.02 | [5 empty] | 1.7 | 35.06 |  |  |  | 9 | 48.2 |  |  |  |  | 8.9 | 48.02 |  |  |  |  | 3.2 | 37.76 | [5 empty] | 25 | 77 |  |  |  | 21.1 | 69.98 |  |  |  |  | 7.8 | 46.04 |  |  |  |  | 3.9 | 39.02
1995-03-14 | 19:00 | 7.2 | 44.96 | WEEKDAY | #N/A | 1990-03-14 | 19:00 | 6.7 | 44.06 |  |  | 2000-03-14 | 19:00 | 6 | 42.8 |  |  | 2004-03-14 | 19:00 | 4.4 | 39.92 | [5 empty] | 2.2 | 35.96 |  |  |  | 8 | 46.4 |  |  |  |  | 7.8 | 46.04 |  |  |  |  | 1.7 | 35.06 | [5 empty] | 22.2 | 71.96 |  |  |  | 19.4 | 66.92 |  |  |  |  | 6.1 | 42.98 |  |  |  |  | 3.3 | 37.94
1995-03-14 | 20:00 | 7.2 | 44.96 | WEEKDAY | #N/A | 1990-03-14 | 20:00 | 6.1 | 42.98 |  |  | 2000-03-14 | 20:00 | 6 | 42.8 |  |  | 2004-03-14 | 20:00 | 4.4 | 39.92 | [5 empty] | 2.2 | 35.96 |  |  |  | 8 | 46.4 |  |  |  |  | 7.8 | 46.04 |  |  |  |  | 0 | 32 | [5 empty] | 21.7 | 71.06 |  |  |  | 18.3 | 64.94 |  |  |  |  | 5 | 41 |  |  |  |  | 3.9 | 39.02
1995-03-14 | 21:00 | 6.7 | 44.06 | WEEKDAY | #N/A | 1990-03-14 | 21:00 | 5.6 | 42.08 |  |  | 2000-03-14 | 21:00 | 6 | 42.8 |  |  | 2004-03-14 | 21:00 | 4.4 | 39.92 | [5 empty] | 2.2 | 35.96 |  |  |  | 7 | 44.6 |  |  |  |  | 7.2 | 44.96 |  |  |  |  | -1.6 | 29.12 | [5 empty] | 21.1 | 69.98 |  |  |  | 17.2 | 62.96 |  |  |  |  | 5.6 | 42.08 |  |  |  |  | 3.9 | 39.02
1995-03-14 | 22:00 | 6.7 | 44.06 | WEEKDAY | #N/A | 1990-03-14 | 22:00 | 5.6 | 42.08 |  |  | 2000-03-14 | 22:00 | 6 | 42.8 |  |  | 2004-03-14 | 22:00 | 4.4 | 39.92 | [5 empty] | 2.2 | 35.96 |  |  |  | 6 | 42.8 |  |  |  |  | 6.1 | 42.98 |  |  |  |  | -3.3 | 26.06 | [5 empty] | 19.4 | 66.92 |  |  |  | 16.1 | 60.98 |  |  |  |  | 5 | 41 |  |  |  |  | 3.9 | 39.02
1995-03-14 | 23:00 | 6.7 | 44.06 | WEEKDAY | #N/A | 1990-03-14 | 23:00 | 5 | 41 |  |  | 2000-03-14 | 23:00 | 5 | 41 |  |  | 2004-03-14 | 23:00 | 5 | 41 | [5 empty] | 1.7 | 35.06 |  |  |  | 6 | 42.8 |  |  |  |  | 5 | 41 |  |  |  |  | -2.9 | 26.78 | [5 empty] | 17.2 | 62.96 |  |  |  | 13.9 | 57.02 |  |  |  |  | 3.3 | 37.94 |  |  |  |  | 2.2 | 35.96
1995-03-14 | 24:00 | 7.2 | 44.96 | WEEKDAY | #N/A | 1990-03-14 | 24:00 | 5 | 41 |  |  | 2000-03-14 | 24:00 | 6 | 42.8 |  |  | 2004-03-14 | 24:00 | 5 | 41 | [5 empty] | 1.7 | 35.06 |  |  |  | 3 | 37.4 |  |  |  |  | 5 | 41 |  |  |  |  | -2.6 | 27.32 | [5 empty] | 13.9 | 57.02 |  |  |  | 14.4 | 57.92 |  |  |  |  | 2.8 | 37.04 |  |  |  |  | 1.7 | 35.06
1995-03-15 | 1:00 | 7.2 | 44.96 | WEEKDAY | #N/A | 1990-03-15 | 1:00 | 4.4 | 39.92 |  |  | 2000-03-15 | 1:00 | 4 | 39.2 |  |  | 2004-03-15 | 1:00 | 5.6 | 42.08 | [5 empty] | 1.7 | 35.06 |  |  |  | 2 | 35.6 |  |  |  |  | 7.8 | 46.04 |  |  |  |  | -2.2 | 28.04 | [5 empty] | 13.3 | 55.94 |  |  |  | 14.4 | 57.92 |  |  |  |  | 2.8 | 37.04 |  |  |  |  | 1.1 | 33.98
1995-03-15 | 2:00 | 6.7 | 44.06 | WEEKDAY | #N/A | 1990-03-15 | 2:00 | 5 | 41 |  |  | 2000-03-15 | 2:00 | 2 | 35.6 |  |  | 2004-03-15 | 2:00 | 5.6 | 42.08 | [5 empty] | 1.1 | 33.98 |  |  |  | 1 | 33.8 |  |  |  |  | 8.3 | 46.94 |  |  |  |  | -0.2 | 31.64 | [5 empty] | 10.6 | 51.08 |  |  |  | 13.9 | 57.02 |  |  |  |  | 2.8 | 37.04 |  |  |  |  | 1.1 | 33.98
1995-03-15 | 3:00 | 7.2 | 44.96 | WEEKDAY | #N/A | 1990-03-15 | 3:00 | 4.4 | 39.92 |  |  | 2000-03-15 | 3:00 | 2 | 35.6 |  |  | 2004-03-15 | 3:00 | 5.6 | 42.08 | [5 empty] | 1.1 | 33.98 |  |  |  | -1 | 30.2 |  |  |  |  | 9.4 | 48.92 |  |  |  |  | 1.9 | 35.42 | [5 empty] | 10 | 50 |  |  |  | 14.4 | 57.92 |  |  |  |  | 2.8 | 37.04 |  |  |  |  | 1.1 | 33.98
1995-03-15 | 4:00 | 7.2 | 44.96 | WEEKDAY | #N/A | 1990-03-15 | 4:00 | 5 | 41 |  |  | 2000-03-15 | 4:00 | 3 | 37.4 |  |  | 2004-03-15 | 4:00 | 6.7 | 44.06 | [5 empty] | 1.7 | 35.06 |  |  |  | -2 | 28.4 |  |  |  |  | 10 | 50 |  |  |  |  | 3.9 | 39.02 | [5 empty] | 10 | 50 |  |  |  | 15 | 59 |  |  |  |  | 1.7 | 35.06 |  |  |  |  | 0 | 32
1995-03-15 | 5:00 | 7.2 | 44.96 | WEEKDAY | #N/A | 1990-03-15 | 5:00 | 5 | 41 |  |  | 2000-03-15 | 5:00 | 1 | 33.8 |  |  | 2004-03-15 | 5:00 | 6.1 | 42.98 | [5 empty] | 1.1 | 33.98 |  |  |  | -2 | 28.4 |  |  |  |  | 10 | 50 |  |  |  |  | 3.7 | 38.66 | [5 empty] | 11.7 | 53.06 |  |  |  | 15 | 59 |  |  |  |  | 1.7 | 35.06 |  |  |  |  | -2.2 | 28.04
1995-03-15 | 6:00 | 7.2 | 44.96 | WEEKDAY | #N/A | 1990-03-15 | 6:00 | 5 | 41 |  |  | 2000-03-15 | 6:00 | 1 | 33.8 |  |  | 2004-03-15 | 6:00 | 4.4 | 39.92 | [5 empty] | 0.6 | 33.08 |  |  |  | -3 | 26.6 |  |  |  |  | 10 | 50 |  |  |  |  | 3.5 | 38.3 | [5 empty] | 10 | 50 |  |  |  | 15 | 59 |  |  |  |  | 1.7 | 35.06 |  |  |  |  | -3.9 | 24.98
1995-03-15 | 7:00 | 7.2 | 44.96 | WEEKDAY | #N/A | 1990-03-15 | 7:00 | 5.6 | 42.08 |  |  | 2000-03-15 | 7:00 | 2 | 35.6 |  |  | 2004-03-15 | 7:00 | 4.4 | 39.92 | [5 empty] | 0.6 | 33.08 |  |  |  | -2 | 28.4 |  |  |  |  | 10 | 50 |  |  |  |  | 3.3 | 37.94 | [5 empty] | 10.6 | 51.08 |  |  |  | 15.6 | 60.08 |  |  |  |  | 2.2 | 35.96 |  |  |  |  | -5.6 | 21.92
1995-03-15 | 8:00 | 7.8 | 46.04 | WEEKDAY | #N/A | 1990-03-15 | 8:00 | 6.7 | 44.06 |  |  | 2000-03-15 | 8:00 | 5 | 41 |  |  | 2004-03-15 | 8:00 | 8.9 | 48.02 | [5 empty] | 0.6 | 33.08 |  |  |  | 2 | 35.6 |  |  |  |  | 10.6 | 51.08 |  |  |  |  | 3.3 | 37.94 | [5 empty] | 12.8 | 55.04 |  |  |  | 16.1 | 60.98 |  |  |  |  | 3.3 | 37.94 |  |  |  |  | -6.7 | 19.94
1995-03-15 | 9:00 | 8.9 | 48.02 | WEEKDAY | #N/A | 1990-03-15 | 9:00 | 9.4 | 48.92 |  |  | 2000-03-15 | 9:00 | 7 | 44.6 |  |  | 2004-03-15 | 9:00 | 10 | 50 | [5 empty] | 0.6 | 33.08 |  |  |  | 6 | 42.8 |  |  |  |  | 11.1 | 51.98 |  |  |  |  | 3.3 | 37.94 | [5 empty] | 16.1 | 60.98 |  |  |  | 18.3 | 64.94 |  |  |  |  | 4.4 | 39.92 |  |  |  |  | -6.7 | 19.94
1995-03-15 | 10:00 | 11.1 | 51.98 | WEEKDAY | #N/A | 1990-03-15 | 10:00 | 11.7 | 53.06 |  |  | 2000-03-15 | 10:00 | 8 | 46.4 |  |  | 2004-03-15 | 10:00 | 11.1 | 51.98 | [5 empty] | 0.6 | 33.08 |  |  |  | 6 | 42.8 |  |  |  |  | 11.1 | 51.98 |  |  |  |  | 3.3 | 37.94 | [5 empty] | 20 | 68 |  |  |  | 22.2 | 71.96 |  |  |  |  | 6.1 | 42.98 |  |  |  |  | -6.7 | 19.94
1995-03-15 | 11:00 | 11.7 | 53.06 | WEEKDAY | #N/A | 1990-03-15 | 11:00 | 15 | 59 |  |  | 2000-03-15 | 11:00 | 10 | 50 |  |  | 2004-03-15 | 11:00 | 12.2 | 53.96 | [5 empty] | 0.6 | 33.08 |  |  |  | 9 | 48.2 |  |  |  |  | 12.2 | 53.96 |  |  |  |  | 4.1 | 39.38 | [5 empty] | 22.2 | 71.96 |  |  |  | 23.9 | 75.02 |  |  |  |  | 7.2 | 44.96 |  |  |  |  | -7.8 | 17.96
1995-03-15 | 12:00 | 15 | 59 | WEEKDAY | #N/A | 1990-03-15 | 12:00 | 18.9 | 66.02 |  |  | 2000-03-15 | 12:00 | 11 | 51.8 |  |  | 2004-03-15 | 12:00 | 13.3 | 55.94 | [5 empty] | 1.1 | 33.98 |  |  |  | 12 | 53.6 |  |  |  |  | 12.2 | 53.96 |  |  |  |  | 4.8 | 40.64 | [5 empty] | 21.7 | 71.06 |  |  |  | 25 | 77 |  |  |  |  | 7.8 | 46.04 |  |  |  |  | -6.7 | 19.94
1995-03-15 | 13:00 | 18.9 | 66.02 | WEEKDAY | #N/A | 1990-03-15 | 13:00 | 20.6 | 69.08 |  |  | 2000-03-15 | 13:00 | 13 | 55.4 |  |  | 2004-03-15 | 13:00 | 13.3 | 55.94 | [5 empty] | 1.7 | 35.06 |  |  |  | 15 | 59 |  |  |  |  | 13.3 | 55.94 |  |  |  |  | 5.6 | 42.08 | [5 empty] | 25.6 | 78.08 |  |  |  | 25 | 77 |  |  |  |  | 8.9 | 48.02 |  |  |  |  | -6.7 | 19.94
1995-03-15 | 14:00 | 21.1 | 69.98 | WEEKDAY | #N/A | 1990-03-15 | 14:00 | 22.8 | 73.04 |  |  | 2000-03-15 | 14:00 | 14 | 57.2 |  |  | 2004-03-15 | 14:00 | 13.9 | 57.02 | [5 empty] | 1.7 | 35.06 |  |  |  | 16 | 60.8 |  |  |  |  | 13.3 | 55.94 |  |  |  |  | 5.2 | 41.36 | [5 empty] | 24.4 | 75.92 |  |  |  | 26.1 | 78.98 |  |  |  |  | 7.8 | 46.04 |  |  |  |  | -6.7 | 19.94
1995-03-15 | 15:00 | 20.6 | 69.08 | WEEKDAY | #N/A | 1990-03-15 | 15:00 | 22.2 | 71.96 |  |  | 2000-03-15 | 15:00 | 15 | 59 |  |  | 2004-03-15 | 15:00 | 15 | 59 | [5 empty] | 2.2 | 35.96 |  |  |  | 16 | 60.8 |  |  |  |  | 15 | 59 |  |  |  |  | 4.8 | 40.64 | [5 empty] | 25.6 | 78.08 |  |  |  | 25.6 | 78.08 |  |  |  |  | 6.7 | 44.06 |  |  |  |  | -6.1 | 21.02
1995-03-15 | 16:00 | 20 | 68 | WEEKDAY | #N/A | 1990-03-15 | 16:00 | 20 | 68 |  |  | 2000-03-15 | 16:00 | 15 | 59 |  |  | 2004-03-15 | 16:00 | 14.4 | 57.92 | [5 empty] | 2.2 | 35.96 |  |  |  | 17 | 62.6 |  |  |  |  | 15.6 | 60.08 |  |  |  |  | 4.4 | 39.92 | [5 empty] | 24.4 | 75.92 |  |  |  | 25 | 77 |  |  |  |  | 6.1 | 42.98 |  |  |  |  | -5 | 23
1995-03-15 | 17:00 | 17.8 | 64.04 | WEEKDAY | #N/A | 1990-03-15 | 17:00 | 18.3 | 64.94 |  |  | 2000-03-15 | 17:00 | 14 | 57.2 |  |  | 2004-03-15 | 17:00 | 14.4 | 57.92 | [5 empty] | 1.7 | 35.06 |  |  |  | 17 | 62.6 |  |  |  |  | 16.1 | 60.98 |  |  |  |  | 3.1 | 37.58 | [5 empty] | 23.3 | 73.94 |  |  |  | 25 | 77 |  |  |  |  | 5.6 | 42.08 |  |  |  |  | -4.4 | 24.08
1995-03-15 | 18:00 | 13.3 | 55.94 | WEEKDAY | #N/A | 1990-03-15 | 18:00 | 17.8 | 64.04 |  |  | 2000-03-15 | 18:00 | 13 | 55.4 |  |  | 2004-03-15 | 18:00 | 13.3 | 55.94 | [5 empty] | 1.7 | 35.06 |  |  |  | 15 | 59 |  |  |  |  | 16.1 | 60.98 |  |  |  |  | 1.9 | 35.42 | [5 empty] | 21.7 | 71.06 |  |  |  | 23.9 | 75.02 |  |  |  |  | 5 | 41 |  |  |  |  | -5.6 | 21.92
1995-03-15 | 19:00 | 12.2 | 53.96 | WEEKDAY | #N/A | 1990-03-15 | 19:00 | 16.7 | 62.06 |  |  | 2000-03-15 | 19:00 | 12 | 53.6 |  |  | 2004-03-15 | 19:00 | 12.2 | 53.96 | [5 empty] | 1.7 | 35.06 |  |  |  | 13 | 55.4 |  |  |  |  | 15 | 59 |  |  |  |  | 0.6 | 33.08 | [5 empty] | 20.6 | 69.08 |  |  |  | 21.1 | 69.98 |  |  |  |  | 5 | 41 |  |  |  |  | -6.1 | 21.02
1995-03-15 | 20:00 | 11.7 | 53.06 | WEEKDAY | #N/A | 1990-03-15 | 20:00 | 16.7 | 62.06 |  |  | 2000-03-15 | 20:00 | 10 | 50 |  |  | 2004-03-15 | 20:00 | 11.7 | 53.06 | [5 empty] | 1.7 | 35.06 |  |  |  | 15 | 59 |  |  |  |  | 13.9 | 57.02 |  |  |  |  | -0.2 | 31.64 | [5 empty] | 18.9 | 66.02 |  |  |  | 21.1 | 69.98 |  |  |  |  | 3.9 | 39.02 |  |  |  |  | -6.1 | 21.02
1995-03-15 | 21:00 | 11.1 | 51.98 | WEEKDAY | #N/A | 1990-03-15 | 21:00 | 16.7 | 62.06 |  |  | 2000-03-15 | 21:00 | 12 | 53.6 |  |  | 2004-03-15 | 21:00 | 10 | 50 | [5 empty] | 1.1 | 33.98 |  |  |  | 14 | 57.2 |  |  |  |  | 13.9 | 57.02 |  |  |  |  | -0.9 | 30.38 | [5 empty] | 16.7 | 62.06 |  |  |  | 18.9 | 66.02 |  |  |  |  | 3.3 | 37.94 |  |  |  |  | -6.7 | 19.94
1995-03-15 | 22:00 | 10 | 50 | WEEKDAY | #N/A | 1990-03-15 | 22:00 | 18.9 | 66.02 |  |  | 2000-03-15 | 22:00 | 11 | 51.8 |  |  | 2004-03-15 | 22:00 | 8.9 | 48.02 | [5 empty] | 1.1 | 33.98 |  |  |  | 14 | 57.2 |  |  |  |  | 14.4 | 57.92 |  |  |  |  | -1.7 | 28.94 | [5 empty] | 17.8 | 64.04 |  |  |  | 16.7 | 62.06 |  |  |  |  | 2.8 | 37.04 |  |  |  |  | -7.2 | 19.04
1995-03-15 | 23:00 | 10 | 50 | WEEKDAY | #N/A | 1990-03-15 | 23:00 | 17.2 | 62.96 |  |  | 2000-03-15 | 23:00 | 10 | 50 |  |  | 2004-03-15 | 23:00 | 7.8 | 46.04 | [5 empty] | 1.1 | 33.98 |  |  |  | 13 | 55.4 |  |  |  |  | 13.9 | 57.02 |  |  |  |  | -2.2 | 28.04 | [5 empty] | 17.2 | 62.96 |  |  |  | 17.2 | 62.96 |  |  |  |  | 2.2 | 35.96 |  |  |  |  | -8.3 | 17.06
1995-03-15 | 24:00 | 7.8 | 46.04 | WEEKDAY | #N/A | 1990-03-15 | 24:00 | 16.1 | 60.98 |  |  | 2000-03-15 | 24:00 | 8 | 46.4 |  |  | 2004-03-15 | 24:00 | 6.7 | 44.06 | [5 empty] | 0.6 | 33.08 |  |  |  | 12 | 53.6 |  |  |  |  | 13.9 | 57.02 |  |  |  |  | -2.8 | 26.96 | [5 empty] | 17.2 | 62.96 |  |  |  | 17.2 | 62.96 |  |  |  |  | 3.3 | 37.94 |  |  |  |  | -8.9 | 15.98
1995-03-16 | 1:00 | 7.8 | 46.04 | WEEKDAY | #N/A | 1990-03-16 | 1:00 | 14.4 | 57.92 |  |  | 2000-03-16 | 1:00 | 7 | 44.6 |  |  | 2004-03-16 | 1:00 | 5 | 41 | [5 empty] | 0.6 | 33.08 |  |  |  | 10 | 50 |  |  |  |  | 12.2 | 53.96 |  |  |  |  | -3.3 | 26.06 | [5 empty] | 21.1 | 69.98 |  |  |  | 17.2 | 62.96 |  |  |  |  | 3.3 | 37.94 |  |  |  |  | -9.4 | 15.08
1995-03-16 | 2:00 | 7.2 | 44.96 | WEEKDAY | #N/A | 1990-03-16 | 2:00 | 13.3 | 55.94 |  |  | 2000-03-16 | 2:00 | 9 | 48.2 |  |  | 2004-03-16 | 2:00 | 3.3 | 37.94 | [5 empty] | 0 | 32 |  |  |  | 8 | 46.4 |  |  |  |  | 10.6 | 51.08 |  |  |  |  | -3.5 | 25.7 | [5 empty] | 20.6 | 69.08 |  |  |  | 18.9 | 66.02 |  |  |  |  | 3.3 | 37.94 |  |  |  |  | -9.4 | 15.08
1995-03-16 | 3:00 | 6.7 | 44.06 | WEEKDAY | #N/A | 1990-03-16 | 3:00 | 12.8 | 55.04 |  |  | 2000-03-16 | 3:00 | 10 | 50 |  |  | 2004-03-16 | 3:00 | 2.8 | 37.04 | [5 empty] | 0 | 32 |  |  |  | 7 | 44.6 |  |  |  |  | 10 | 50 |  |  |  |  | -3.7 | 25.34 | [5 empty] | 17.2 | 62.96 |  |  |  | 18.9 | 66.02 |  |  |  |  | 2.8 | 37.04 |  |  |  |  | -10 | 14
1995-03-16 | 4:00 | 6.1 | 42.98 | WEEKDAY | #N/A | 1990-03-16 | 4:00 | 11.7 | 53.06 |  |  | 2000-03-16 | 4:00 | 10 | 50 |  |  | 2004-03-16 | 4:00 | 1.7 | 35.06 | [5 empty] | 0.6 | 33.08 |  |  |  | 6 | 42.8 |  |  |  |  | 8.9 | 48.02 |  |  |  |  | -3.9 | 24.98 | [5 empty] | 17.8 | 64.04 |  |  |  | 20 | 68 |  |  |  |  | 2.8 | 37.04 |  |  |  |  | -10 | 14
1995-03-16 | 5:00 | 6.1 | 42.98 | WEEKDAY | #N/A | 1990-03-16 | 5:00 | 12.2 | 53.96 |  |  | 2000-03-16 | 5:00 | 8 | 46.4 |  |  | 2004-03-16 | 5:00 | 1.7 | 35.06 | [5 empty] | 0.6 | 33.08 |  |  |  | 3 | 37.4 |  |  |  |  | 6.1 | 42.98 |  |  |  |  | -4.6 | 23.72 | [5 empty] | 16.7 | 62.06 |  |  |  | 14.4 | 57.92 |  |  |  |  | 2.8 | 37.04 |  |  |  |  | -10.6 | 12.92
1995-03-16 | 6:00 | 5.6 | 42.08 | WEEKDAY | #N/A | 1990-03-16 | 6:00 | 12.8 | 55.04 |  |  | 2000-03-16 | 6:00 | 9 | 48.2 |  |  | 2004-03-16 | 6:00 | 1.1 | 33.98 | [5 empty] | -0.6 | 30.92 |  |  |  | 3 | 37.4 |  |  |  |  | 5 | 41 |  |  |  |  | -5.4 | 22.28 | [5 empty] | 17.2 | 62.96 |  |  |  | 12.2 | 53.96 |  |  |  |  | 2.8 | 37.04 |  |  |  |  | -11.1 | 12.02
1995-03-16 | 7:00 | 5.6 | 42.08 | WEEKDAY | #N/A | 1990-03-16 | 7:00 | 12.8 | 55.04 |  |  | 2000-03-16 | 7:00 | 10 | 50 |  |  | 2004-03-16 | 7:00 | 1.7 | 35.06 | [5 empty] | 0.6 | 33.08 |  |  |  | 3 | 37.4 |  |  |  |  | 3.9 | 39.02 |  |  |  |  | -6.1 | 21.02 | [5 empty] | 19.4 | 66.92 |  |  |  | 10.6 | 51.08 |  |  |  |  | 2.2 | 35.96 |  |  |  |  | -10.6 | 12.92
1995-03-16 | 8:00 | 7.2 | 44.96 | WEEKDAY | #N/A | 1990-03-16 | 8:00 | 14.4 | 57.92 |  |  | 2000-03-16 | 8:00 | 11 | 51.8 |  |  | 2004-03-16 | 8:00 | 2.2 | 35.96 | [5 empty] | 3.3 | 37.94 |  |  |  | 7 | 44.6 |  |  |  |  | 2.2 | 35.96 |  |  |  |  | -6.3 | 20.66 | [5 empty] | 22.2 | 71.96 |  |  |  | 10.6 | 51.08 |  |  |  |  | 2.2 | 35.96 |  |  |  |  | -9.4 | 15.08
1995-03-16 | 9:00 | 8.9 | 48.02 | WEEKDAY | #N/A | 1990-03-16 | 9:00 | 17.8 | 64.04 |  |  | 2000-03-16 | 9:00 | 13 | 55.4 |  |  | 2004-03-16 | 9:00 | 2.8 | 37.04 | [5 empty] | 4.4 | 39.92 |  |  |  | 13 | 55.4 |  |  |  |  | 2.2 | 35.96 |  |  |  |  | -6.5 | 20.3 | [5 empty] | 21.7 | 71.06 |  |  |  | 12.2 | 53.96 |  |  |  |  | 2.2 | 35.96 |  |  |  |  | -7.8 | 17.96
1995-03-16 | 10:00 | 10.6 | 51.08 | WEEKDAY | #N/A | 1990-03-16 | 10:00 | 20 | 68 |  |  | 2000-03-16 | 10:00 | 15 | 59 |  |  | 2004-03-16 | 10:00 | 1.1 | 33.98 | [5 empty] | 6.7 | 44.06 |  |  |  | 14.7 | 58.46 |  |  |  |  | 0.6 | 33.08 |  |  |  |  | -6.7 | 19.94 | [5 empty] | 25 | 77 |  |  |  | 13.9 | 57.02 |  |  |  |  | 2.2 | 35.96 |  |  |  |  | -6.7 | 19.94
1995-03-16 | 11:00 | 15.6 | 60.08 | WEEKDAY | #N/A | 1990-03-16 | 11:00 | 22.2 | 71.96 |  |  | 2000-03-16 | 11:00 | 15.5 | 59.9 |  |  | 2004-03-16 | 11:00 | 0 | 32 | [5 empty] | 8.3 | 46.94 |  |  |  | 16 | 60.8 |  |  |  |  | -0.6 | 30.92 |  |  |  |  | -6.1 | 21.02 | [5 empty] | 26.7 | 80.06 |  |  |  | 13.3 | 55.94 |  |  |  |  | 2.2 | 35.96 |  |  |  |  | -5.6 | 21.92
1995-03-16 | 12:00 | 15 | 59 | WEEKDAY | #N/A | 1990-03-16 | 12:00 | 23.3 | 73.94 |  |  | 2000-03-16 | 12:00 | 16 | 60.8 |  |  | 2004-03-16 | 12:00 | 0 | 32 | [5 empty] | 9.4 | 48.92 |  |  |  | 17 | 62.6 |  |  |  |  | -0.6 | 30.92 |  |  |  |  | -5.6 | 21.92 | [5 empty] | 25.6 | 78.08 |  |  |  | 13.9 | 57.02 |  |  |  |  | 2.8 | 37.04 |  |  |  |  | -3.9 | 24.98
1995-03-16 | 13:00 | 13.9 | 57.02 | WEEKDAY | #N/A | 1990-03-16 | 13:00 | 22.8 | 73.04 |  |  | 2000-03-16 | 13:00 | 17 | 62.6 |  |  | 2004-03-16 | 13:00 | 0 | 32 | [5 empty] | 10 | 50 |  |  |  | 18 | 64.4 |  |  |  |  | -0.6 | 30.92 |  |  |  |  | -5 | 23 | [5 empty] | 25.6 | 78.08 |  |  |  | 14.4 | 57.92 |  |  |  |  | 3.3 | 37.94 |  |  |  |  | -2.2 | 28.04
1995-03-16 | 14:00 | 13.3 | 55.94 | WEEKDAY | #N/A | 1990-03-16 | 14:00 | 23.9 | 75.02 |  |  | 2000-03-16 | 14:00 | 17 | 62.6 |  |  | 2004-03-16 | 14:00 | 0 | 32 | [5 empty] | 10.6 | 51.08 |  |  |  | 17 | 62.6 |  |  |  |  | -0.6 | 30.92 |  |  |  |  | -5 | 23 | [5 empty] | 24.4 | 75.92 |  |  |  | 18.9 | 66.02 |  |  |  |  | 3.3 | 37.94 |  |  |  |  | -1.1 | 30.02
1995-03-16 | 15:00 | 12.2 | 53.96 | WEEKDAY | #N/A | 1990-03-16 | 15:00 | 24.4 | 75.92 |  |  | 2000-03-16 | 15:00 | 16 | 60.8 |  |  | 2004-03-16 | 15:00 | 0.6 | 33.08 | [5 empty] | 11.1 | 51.98 |  |  |  | 17 | 62.6 |  |  |  |  | -1.1 | 30.02 |  |  |  |  | -5 | 23 | [5 empty] | 23.9 | 75.02 |  |  |  | 19.4 | 66.92 |  |  |  |  | 3.9 | 39.02 |  |  |  |  | -0.6 | 30.92
1995-03-16 | 16:00 | 12.2 | 53.96 | WEEKDAY | #N/A | 1990-03-16 | 16:00 | 24.4 | 75.92 |  |  | 2000-03-16 | 16:00 | 17 | 62.6 |  |  | 2004-03-16 | 16:00 | 1.1 | 33.98 | [5 empty] | 11.7 | 53.06 |  |  |  | 15 | 59 |  |  |  |  | -1.7 | 28.94 |  |  |  |  | -5 | 23 | [5 empty] | 23.3 | 73.94 |  |  |  | 15.6 | 60.08 |  |  |  |  | 3.3 | 37.94 |  |  |  |  | 0 | 32
1995-03-16 | 17:00 | 11.1 | 51.98 | WEEKDAY | #N/A | 1990-03-16 | 17:00 | 21.1 | 69.98 |  |  | 2000-03-16 | 17:00 | 17 | 62.6 |  |  | 2004-03-16 | 17:00 | 0.6 | 33.08 | [5 empty] | 11.1 | 51.98 |  |  |  | 14 | 57.2 |  |  |  |  | -1.7 | 28.94 |  |  |  |  | -4.8 | 23.36 | [5 empty] | 23.3 | 73.94 |  |  |  | 9.4 | 48.92 |  |  |  |  | 2.2 | 35.96 |  |  |  |  | 0.6 | 33.08
1995-03-16 | 18:00 | 11.1 | 51.98 | WEEKDAY | #N/A | 1990-03-16 | 18:00 | 20 | 68 |  |  | 2000-03-16 | 18:00 | 15 | 59 |  |  | 2004-03-16 | 18:00 | 0.6 | 33.08 | [5 empty] | 9.4 | 48.92 |  |  |  | 12 | 53.6 |  |  |  |  | -2.2 | 28.04 |  |  |  |  | -4.6 | 23.72 | [5 empty] | 22.2 | 71.96 |  |  |  | 10 | 50 |  |  |  |  | 2.2 | 35.96 |  |  |  |  | -1.1 | 30.02
1995-03-16 | 19:00 | 11.1 | 51.98 | WEEKDAY | #N/A | 1990-03-16 | 19:00 | 18.3 | 64.94 |  |  | 2000-03-16 | 19:00 | 14 | 57.2 |  |  | 2004-03-16 | 19:00 | 0.6 | 33.08 | [5 empty] | 7.2 | 44.96 |  |  |  | 11 | 51.8 |  |  |  |  | -2.8 | 26.96 |  |  |  |  | -4.4 | 24.08 | [5 empty] | 22.2 | 71.96 |  |  |  | 10.6 | 51.08 |  |  |  |  | 2.2 | 35.96 |  |  |  |  | -1.7 | 28.94
1995-03-16 | 20:00 | 10.6 | 51.08 | WEEKDAY | #N/A | 1990-03-16 | 20:00 | 18.3 | 64.94 |  |  | 2000-03-16 | 20:00 | 12 | 53.6 |  |  | 2004-03-16 | 20:00 | 0 | 32 | [5 empty] | 6.1 | 42.98 |  |  |  | 9 | 48.2 |  |  |  |  | -3.9 | 24.98 |  |  |  |  | -5.2 | 22.64 | [5 empty] | 21.7 | 71.06 |  |  |  | 11.1 | 51.98 |  |  |  |  | 1.7 | 35.06 |  |  |  |  | -3.9 | 24.98
1995-03-16 | 21:00 | 10.6 | 51.08 | WEEKDAY | #N/A | 1990-03-16 | 21:00 | 16.7 | 62.06 |  |  | 2000-03-16 | 21:00 | 12 | 53.6 |  |  | 2004-03-16 | 21:00 | 0 | 32 | [5 empty] | 4.4 | 39.92 |  |  |  | 6 | 42.8 |  |  |  |  | -4.4 | 24.08 |  |  |  |  | -5.9 | 21.38 | [5 empty] | 21.7 | 71.06 |  |  |  | 12.2 | 53.96 |  |  |  |  | 1.7 | 35.06 |  |  |  |  | -3.9 | 24.98
1995-03-16 | 22:00 | 10.6 | 51.08 | WEEKDAY | #N/A | 1990-03-16 | 22:00 | 16.1 | 60.98 |  |  | 2000-03-16 | 22:00 | 10 | 50 |  |  | 2004-03-16 | 22:00 | 0 | 32 | [5 empty] | 2.2 | 35.96 |  |  |  | 4 | 39.2 |  |  |  |  | -5 | 23 |  |  |  |  | -6.7 | 19.94 | [5 empty] | 20.6 | 69.08 |  |  |  | 11.1 | 51.98 |  |  |  |  | 1.7 | 35.06 |  |  |  |  | -3.9 | 24.98
1995-03-16 | 23:00 | 8.3 | 46.94 | WEEKDAY | #N/A | 1990-03-16 | 23:00 | 16.7 | 62.06 |  |  | 2000-03-16 | 23:00 | 10 | 50 |  |  | 2004-03-16 | 23:00 | -0.6 | 30.92 | [5 empty] | 2.2 | 35.96 |  |  |  | 3 | 37.4 |  |  |  |  | -5.6 | 21.92 |  |  |  |  | -6.5 | 20.3 | [5 empty] | 20 | 68 |  |  |  | 11.7 | 53.06 |  |  |  |  | 1.7 | 35.06 |  |  |  |  | -2.8 | 26.96
1995-03-16 | 24:00 | 6.7 | 44.06 | WEEKDAY | #N/A | 1990-03-16 | 24:00 | 15.6 | 60.08 |  |  | 2000-03-16 | 24:00 | 10 | 50 |  |  | 2004-03-16 | 24:00 | -0.6 | 30.92 | [5 empty] | -1.1 | 30.02 |  |  |  | 2.6 | 36.68 |  |  |  |  | -5.6 | 21.92 |  |  |  |  | -6.3 | 20.66 | [5 empty] | 15.6 | 60.08 |  |  |  | 10.6 | 51.08 |  |  |  |  | 1.1 | 33.98 |  |  |  |  | -3.3 | 26.06
1995-03-17 | 1:00 | 7.8 | 46.04 | WEEKDAY | #N/A | 1990-03-17 | 1:00 | 15 | 59 |  |  | 2000-03-17 | 1:00 | 10 | 50 |  |  | 2004-03-17 | 1:00 | -1.1 | 30.02 | [5 empty] | 0.6 | 33.08 |  |  |  | 2 | 35.6 |  |  |  |  | -6.1 | 21.02 |  |  |  |  | -6.1 | 21.02 | [5 empty] | 15 | 59 |  |  |  | 10.6 | 51.08 |  |  |  |  | 1.1 | 33.98 |  |  |  |  | -3.9 | 24.98
1995-03-17 | 2:00 | 7.8 | 46.04 | WEEKDAY | #N/A | 1990-03-17 | 2:00 | 14.4 | 57.92 |  |  | 2000-03-17 | 2:00 | 10 | 50 |  |  | 2004-03-17 | 2:00 | -1.1 | 30.02 | [5 empty] | 0.6 | 33.08 |  |  |  | 2 | 35.6 |  |  |  |  | -6.7 | 19.94 |  |  |  |  | -7 | 19.4 | [5 empty] | 18.9 | 66.02 |  |  |  | 10.6 | 51.08 |  |  |  |  | 0.6 | 33.08 |  |  |  |  | -3.3 | 26.06
1995-03-17 | 3:00 | 7.2 | 44.96 | WEEKDAY | #N/A | 1990-03-17 | 3:00 | 13.9 | 57.02 |  |  | 2000-03-17 | 3:00 | 7 | 44.6 |  |  | 2004-03-17 | 3:00 | -1.1 | 30.02 | [5 empty] | -1.1 | 30.02 |  |  |  | 2 | 35.6 |  |  |  |  | -7.2 | 19.04 |  |  |  |  | -8 | 17.6 | [5 empty] | 18.9 | 66.02 |  |  |  | 11.1 | 51.98 |  |  |  |  | 0.6 | 33.08 |  |  |  |  | -3.9 | 24.98
1995-03-17 | 4:00 | 6.7 | 44.06 | WEEKDAY | #N/A | 1990-03-17 | 4:00 | 13.3 | 55.94 |  |  | 2000-03-17 | 4:00 | 6 | 42.8 |  |  | 2004-03-17 | 4:00 | -1.7 | 28.94 | [5 empty] | -1.1 | 30.02 |  |  |  | 1.5 | 34.7 |  |  |  |  | -7.2 | 19.04 |  |  |  |  | -8.9 | 15.98 | [5 empty] | 13.9 | 57.02 |  |  |  | 10.6 | 51.08 |  |  |  |  | -0.6 | 30.92 |  |  |  |  | -4.4 | 24.08
1995-03-17 | 5:00 | 6.7 | 44.06 | WEEKDAY | #N/A | 1990-03-17 | 5:00 | 12.8 | 55.04 |  |  | 2000-03-17 | 5:00 | 5 | 41 |  |  | 2004-03-17 | 5:00 | -1.1 | 30.02 | [5 empty] | -2.2 | 28.04 |  |  |  | 1 | 33.8 |  |  |  |  | -7.2 | 19.04 |  |  |  |  | -9.5 | 14.9 | [5 empty] | 13.3 | 55.94 |  |  |  | 10.6 | 51.08 |  |  |  |  | -1.1 | 30.02 |  |  |  |  | -5.6 | 21.92
1995-03-17 | 6:00 | 6.7 | 44.06 | WEEKDAY | #N/A | 1990-03-17 | 6:00 | 12.8 | 55.04 |  |  | 2000-03-17 | 6:00 | 4 | 39.2 |  |  | 2004-03-17 | 6:00 | -1.1 | 30.02 | [5 empty] | -1.7 | 28.94 |  |  |  | 0.2 | 32.36 |  |  |  |  | -6.7 | 19.94 |  |  |  |  | -10 | 14 | [5 empty] | 12.8 | 55.04 |  |  |  | 10 | 50 |  |  |  |  | -1.7 | 28.94 |  |  |  |  | -6.1 | 21.02
1995-03-17 | 7:00 | 6.7 | 44.06 | WEEKDAY | #N/A | 1990-03-17 | 7:00 | 13.3 | 55.94 |  |  | 2000-03-17 | 7:00 | 1 | 33.8 |  |  | 2004-03-17 | 7:00 | -1.1 | 30.02 | [5 empty] | -1.1 | 30.02 |  |  |  | 0 | 32 |  |  |  |  | -6.7 | 19.94 |  |  |  |  | -10.6 | 12.92 | [5 empty] | 12.2 | 53.96 |  |  |  | 9.4 | 48.92 |  |  |  |  | -2.2 | 28.04 |  |  |  |  | -6.1 | 21.02
1995-03-17 | 8:00 | 7.2 | 44.96 | WEEKDAY | #N/A | 1990-03-17 | 8:00 | 13.3 | 55.94 |  |  | 2000-03-17 | 8:00 | 2 | 35.6 |  |  | 2004-03-17 | 8:00 | -1.1 | 30.02 | [5 empty] | 5.6 | 42.08 |  |  |  | -1 | 30.2 |  |  |  |  | -5.6 | 21.92 |  |  |  |  | -9.1 | 15.62 | [5 empty] | 10 | 50 |  |  |  | 9.4 | 48.92 |  |  |  |  | 0.6 | 33.08 |  |  |  |  | -6.1 | 21.02
1995-03-17 | 9:00 | 7.2 | 44.96 | WEEKDAY | #N/A | 1990-03-17 | 9:00 | 15.6 | 60.08 |  |  | 2000-03-17 | 9:00 | 0 | 32 |  |  | 2004-03-17 | 9:00 | -1.1 | 30.02 | [5 empty] | 8.9 | 48.02 |  |  |  | -3 | 26.6 |  |  |  |  | -3.9 | 24.98 |  |  |  |  | -7.6 | 18.32 | [5 empty] | 10 | 50 |  |  |  | 9.4 | 48.92 |  |  |  |  | 2.2 | 35.96 |  |  |  |  | -6.7 | 19.94
1995-03-17 | 10:00 | 7.8 | 46.04 | WEEKDAY | #N/A | 1990-03-17 | 10:00 | 16.1 | 60.98 |  |  | 2000-03-17 | 10:00 | 0 | 32 |  |  | 2004-03-17 | 10:00 | -1.1 | 30.02 | [5 empty] | 10.6 | 51.08 |  |  |  | -2 | 28.4 |  |  |  |  | -2.2 | 28.04 |  |  |  |  | -6.1 | 21.02 | [5 empty] | 10 | 50 |  |  |  | 10 | 50 |  |  |  |  | 3.3 | 37.94 |  |  |  |  | -6.7 | 19.94
1995-03-17 | 11:00 | 8.9 | 48.02 | WEEKDAY | #N/A | 1990-03-17 | 11:00 | 18.3 | 64.94 |  |  | 2000-03-17 | 11:00 | -1 | 30.2 |  |  | 2004-03-17 | 11:00 | -1.1 | 30.02 | [5 empty] | 10 | 50 |  |  |  | -2 | 28.4 |  |  |  |  | -0.6 | 30.92 |  |  |  |  | -5.4 | 22.28 | [5 empty] | 10 | 50 |  |  |  | 11.1 | 51.98 |  |  |  |  | 4.4 | 39.92 |  |  |  |  | -7.8 | 17.96
1995-03-17 | 12:00 | 10.6 | 51.08 | WEEKDAY | #N/A | 1990-03-17 | 12:00 | 18.9 | 66.02 |  |  | 2000-03-17 | 12:00 | -1 | 30.2 |  |  | 2004-03-17 | 12:00 | -1.1 | 30.02 | [5 empty] | 10 | 50 |  |  |  | -2 | 28.4 |  |  |  |  | 0.6 | 33.08 |  |  |  |  | -4.6 | 23.72 | [5 empty] | 10.6 | 51.08 |  |  |  | 12.2 | 53.96 |  |  |  |  | 5 | 41 |  |  |  |  | -7.8 | 17.96
1995-03-17 | 13:00 | 13.3 | 55.94 | WEEKDAY | #N/A | 1990-03-17 | 13:00 | 19.4 | 66.92 |  |  | 2000-03-17 | 13:00 | -2 | 28.4 |  |  | 2004-03-17 | 13:00 | -1.1 | 30.02 | [5 empty] | 10 | 50 |  |  |  | -3 | 26.6 |  |  |  |  | 2.2 | 35.96 |  |  |  |  | -3.9 | 24.98 | [5 empty] | 10.6 | 51.08 |  |  |  | 12.2 | 53.96 |  |  |  |  | 5 | 41 |  |  |  |  | -7.8 | 17.96
1995-03-17 | 14:00 | 15 | 59 | WEEKDAY | #N/A | 1990-03-17 | 14:00 | 18.9 | 66.02 |  |  | 2000-03-17 | 14:00 | -2 | 28.4 |  |  | 2004-03-17 | 14:00 | -0.6 | 30.92 | [5 empty] | 10 | 50 |  |  |  | -2 | 28.4 |  |  |  |  | 2.8 | 37.04 |  |  |  |  | -4.6 | 23.72 | [5 empty] | 11.1 | 51.98 |  |  |  | 11.7 | 53.06 |  |  |  |  | 5 | 41 |  |  |  |  | -6.7 | 19.94
1995-03-17 | 15:00 | 13.3 | 55.94 | WEEKDAY | #N/A | 1990-03-17 | 15:00 | 17.8 | 64.04 |  |  | 2000-03-17 | 15:00 | 1 | 33.8 |  |  | 2004-03-17 | 15:00 | -0.6 | 30.92 | [5 empty] | 8.9 | 48.02 |  |  |  | -1 | 30.2 |  |  |  |  | 2.8 | 37.04 |  |  |  |  | -5.4 | 22.28 | [5 empty] | 11.7 | 53.06 |  |  |  | 7.2 | 44.96 |  |  |  |  | 5 | 41 |  |  |  |  | -6.7 | 19.94
1995-03-17 | 16:00 | 12.8 | 55.04 | WEEKDAY | #N/A | 1990-03-17 | 16:00 | 16.7 | 62.06 |  |  | 2000-03-17 | 16:00 | 0 | 32 |  |  | 2004-03-17 | 16:00 | -0.6 | 30.92 | [5 empty] | 8.9 | 48.02 |  |  |  | -1 | 30.2 |  |  |  |  | 2.8 | 37.04 |  |  |  |  | -6.1 | 21.02 | [5 empty] | 11.7 | 53.06 |  |  |  | 6.1 | 42.98 |  |  |  |  | 3.3 | 37.94 |  |  |  |  | -6.7 | 19.94
1995-03-17 | 17:00 | 12.2 | 53.96 | WEEKDAY | #N/A | 1990-03-17 | 17:00 | 15.6 | 60.08 |  |  | 2000-03-17 | 17:00 | 0 | 32 |  |  | 2004-03-17 | 17:00 | -0.6 | 30.92 | [5 empty] | 8.3 | 46.94 |  |  |  | -1 | 30.2 |  |  |  |  | 2.8 | 37.04 |  |  |  |  | -6.8 | 19.76 | [5 empty] | 11.7 | 53.06 |  |  |  | 6.1 | 42.98 |  |  |  |  | 3.3 | 37.94 |  |  |  |  | -6.1 | 21.02
1995-03-17 | 18:00 | 12.8 | 55.04 | WEEKDAY | #N/A | 1990-03-17 | 18:00 | 15 | 59 |  |  | 2000-03-17 | 18:00 | 0 | 32 |  |  | 2004-03-17 | 18:00 | -1.1 | 30.02 | [5 empty] | 6.1 | 42.98 |  |  |  | -2 | 28.4 |  |  |  |  | 2.2 | 35.96 |  |  |  |  | -7.6 | 18.32 | [5 empty] | 11.7 | 53.06 |  |  |  | 6.1 | 42.98 |  |  |  |  | 3.3 | 37.94 |  |  |  |  | -6.7 | 19.94
1995-03-17 | 19:00 | 10.6 | 51.08 | WEEKDAY | #N/A | 1990-03-17 | 19:00 | 15 | 59 |  |  | 2000-03-17 | 19:00 | -1 | 30.2 |  |  | 2004-03-17 | 19:00 | -1.1 | 30.02 | [5 empty] | 5 | 41 |  |  |  | -3 | 26.6 |  |  |  |  | 1.7 | 35.06 |  |  |  |  | -8.3 | 17.06 | [5 empty] | 12.2 | 53.96 |  |  |  | 4.4 | 39.92 |  |  |  |  | 2.8 | 37.04 |  |  |  |  | -6.7 | 19.94
1995-03-17 | 20:00 | 12.2 | 53.96 | WEEKDAY | #N/A | 1990-03-17 | 20:00 | 17.2 | 62.96 |  |  | 2000-03-17 | 20:00 | -2 | 28.4 |  |  | 2004-03-17 | 20:00 | -1.7 | 28.94 | [5 empty] | 3.9 | 39.02 |  |  |  | -3 | 26.6 |  |  |  |  | 1.1 | 33.98 |  |  |  |  | -8.7 | 16.34 | [5 empty] | 9.4 | 48.92 |  |  |  | 5 | 41 |  |  |  |  | 1.7 | 35.06 |  |  |  |  | -7.8 | 17.96
1995-03-17 | 21:00 | 10.6 | 51.08 | WEEKDAY | #N/A | 1990-03-17 | 21:00 | 16.7 | 62.06 |  |  | 2000-03-17 | 21:00 | -2 | 28.4 |  |  | 2004-03-17 | 21:00 | -1.7 | 28.94 | [5 empty] | 5 | 41 |  |  |  | -4 | 24.8 |  |  |  |  | 0.6 | 33.08 |  |  |  |  | -9 | 15.8 | [5 empty] | 8.9 | 48.02 |  |  |  | 5 | 41 |  |  |  |  | 1.1 | 33.98 |  |  |  |  | -10.6 | 12.92
1995-03-17 | 22:00 | 9.4 | 48.92 | WEEKDAY | #N/A | 1990-03-17 | 22:00 | 14.4 | 57.92 |  |  | 2000-03-17 | 22:00 | -2 | 28.4 |  |  | 2004-03-17 | 22:00 | -1.7 | 28.94 | [5 empty] | 5.6 | 42.08 |  |  |  | -5 | 23 |  |  |  |  | 0.6 | 33.08 |  |  |  |  | -9.4 | 15.08 | [5 empty] | 8.3 | 46.94 |  |  |  | 5 | 41 |  |  |  |  | 0 | 32 |  |  |  |  | -12.8 | 8.96
1995-03-17 | 23:00 | 8.3 | 46.94 | WEEKDAY | #N/A | 1990-03-17 | 23:00 | 12.8 | 55.04 |  |  | 2000-03-17 | 23:00 | -3.1 | 26.42 |  |  | 2004-03-17 | 23:00 | -1.7 | 28.94 | [5 empty] | 5.6 | 42.08 |  |  |  | -5.6 | 21.92 |  |  |  |  | -1.7 | 28.94 |  |  |  |  | -9.8 | 14.36 | [5 empty] | 7.8 | 46.04 |  |  |  | 4.4 | 39.92 |  |  |  |  | 0 | 32 |  |  |  |  | -11.1 | 12.02
1995-03-17 | 24:00 | 6.7 | 44.06 | WEEKDAY | #N/A | 1990-03-17 | 24:00 | 12.2 | 53.96 |  |  | 2000-03-17 | 24:00 | -4 | 24.8 |  |  | 2004-03-17 | 24:00 | -1.7 | 28.94 | [5 empty] | 5 | 41 |  |  |  | -6 | 21.2 |  |  |  |  | -2.8 | 26.96 |  |  |  |  | -10.2 | 13.64 | [5 empty] | 7.8 | 46.04 |  |  |  | 3.3 | 37.94 |  |  |  |  | 0 | 32 |  |  |  |  | -9.4 | 15.08
1995-03-18 | 1:00 | 6.1 | 42.98 | SATURDAY | #N/A | 1990-03-18 | 1:00 | 11.7 | 53.06 |  |  | 2000-03-18 | 1:00 | -4.9 | 23.18 |  |  | 2004-03-18 | 1:00 | -1.7 | 28.94 | [5 empty] | 5.6 | 42.08 |  |  |  | -6 | 21.2 |  |  |  |  | -2.8 | 26.96 |  |  |  |  | -10.6 | 12.92 | [5 empty] | 6.1 | 42.98 |  |  |  | 3.3 | 37.94 |  |  |  |  | -1.1 | 30.02 |  |  |  |  | -11.1 | 12.02
1995-03-18 | 2:00 | 5.6 | 42.08 | SATURDAY | #N/A | 1990-03-18 | 2:00 | 11.7 | 53.06 |  |  | 2000-03-18 | 2:00 | -5.6 | 21.92 |  |  | 2004-03-18 | 2:00 | -1.7 | 28.94 | [5 empty] | 5.6 | 42.08 |  |  |  | -7.1 | 19.22 |  |  |  |  | -2.8 | 26.96 |  |  |  |  | -11 | 12.2 | [5 empty] | 5 | 41 |  |  |  | 3.9 | 39.02 |  |  |  |  | -1.7 | 28.94 |  |  |  |  | -12.2 | 10.04
1995-03-18 | 3:00 | 5.6 | 42.08 | SATURDAY | #N/A | 1990-03-18 | 3:00 | 11.1 | 51.98 |  |  | 2000-03-18 | 3:00 | -6 | 21.2 |  |  | 2004-03-18 | 3:00 | -1.7 | 28.94 | [5 empty] | 6.1 | 42.98 |  |  |  | -8 | 17.6 |  |  |  |  | -2.8 | 26.96 |  |  |  |  | -11.3 | 11.66 | [5 empty] | 3.9 | 39.02 |  |  |  | 3.3 | 37.94 |  |  |  |  | -1.7 | 28.94 |  |  |  |  | -13.3 | 8.06
1995-03-18 | 4:00 | 5.6 | 42.08 | SATURDAY | #N/A | 1990-03-18 | 4:00 | 11.1 | 51.98 |  |  | 2000-03-18 | 4:00 | -6.6 | 20.12 |  |  | 2004-03-18 | 4:00 | -1.7 | 28.94 | [5 empty] | 5.6 | 42.08 |  |  |  | -8 | 17.6 |  |  |  |  | -2.2 | 28.04 |  |  |  |  | -11.7 | 10.94 | [5 empty] | 3.3 | 37.94 |  |  |  | 2.8 | 37.04 |  |  |  |  | -2.2 | 28.04 |  |  |  |  | -14.4 | 6.08
1995-03-18 | 5:00 | 5 | 41 | SATURDAY | #N/A | 1990-03-18 | 5:00 | 9.4 | 48.92 |  |  | 2000-03-18 | 5:00 | -7 | 19.4 |  |  | 2004-03-18 | 5:00 | -1.7 | 28.94 | [5 empty] | 6.1 | 42.98 |  |  |  | -8 | 17.6 |  |  |  |  | -1.7 | 28.94 |  |  |  |  | -11.9 | 10.58 | [5 empty] | 3.9 | 39.02 |  |  |  | 2.8 | 37.04 |  |  |  |  | -2.2 | 28.04 |  |  |  |  | -16.1 | 3.02
1995-03-18 | 6:00 | 5 | 41 | SATURDAY | #N/A | 1990-03-18 | 6:00 | 8.9 | 48.02 |  |  | 2000-03-18 | 6:00 | -7 | 19.4 |  |  | 2004-03-18 | 6:00 | -1.7 | 28.94 | [5 empty] | 6.7 | 44.06 |  |  |  | -8 | 17.6 |  |  |  |  | -1.1 | 30.02 |  |  |  |  | -12 | 10.4 | [5 empty] | 3.9 | 39.02 |  |  |  | 2.2 | 35.96 |  |  |  |  | -2.2 | 28.04 |  |  |  |  | -16.7 | 1.94
1995-03-18 | 7:00 | 5 | 41 | SATURDAY | #N/A | 1990-03-18 | 7:00 | 9.4 | 48.92 |  |  | 2000-03-18 | 7:00 | -7 | 19.4 |  |  | 2004-03-18 | 7:00 | -1.7 | 28.94 | [5 empty] | 7.2 | 44.96 |  |  |  | -8 | 17.6 |  |  |  |  | -1.1 | 30.02 |  |  |  |  | -12.2 | 10.04 | [5 empty] | 5 | 41 |  |  |  | 1.7 | 35.06 |  |  |  |  | -1.7 | 28.94 |  |  |  |  | -15.6 | 3.92
1995-03-18 | 8:00 | 6.1 | 42.98 | SATURDAY | #N/A | 1990-03-18 | 8:00 | 9.4 | 48.92 |  |  | 2000-03-18 | 8:00 | -6 | 21.2 |  |  | 2004-03-18 | 8:00 | -1.1 | 30.02 | [5 empty] | 7.8 | 46.04 |  |  |  | -7 | 19.4 |  |  |  |  | -1.1 | 30.02 |  |  |  |  | -10.7 | 12.74 | [5 empty] | 5.6 | 42.08 |  |  |  | 2.2 | 35.96 |  |  |  |  | 0.6 | 33.08 |  |  |  |  | -13.9 | 6.98
1995-03-18 | 9:00 | 7.2 | 44.96 | SATURDAY | #N/A | 1990-03-18 | 9:00 | 9.4 | 48.92 |  |  | 2000-03-18 | 9:00 | -4 | 24.8 |  |  | 2004-03-18 | 9:00 | -1.1 | 30.02 | [5 empty] | 7.8 | 46.04 |  |  |  | -6 | 21.2 |  |  |  |  | -1.1 | 30.02 |  |  |  |  | -9.3 | 15.26 | [5 empty] | 5.6 | 42.08 |  |  |  | 1.1 | 33.98 |  |  |  |  | 2.8 | 37.04 |  |  |  |  | -11.7 | 10.94
1995-03-18 | 10:00 | 8.3 | 46.94 | SATURDAY | #N/A | 1990-03-18 | 10:00 | 10.6 | 51.08 |  |  | 2000-03-18 | 10:00 | -3 | 26.6 |  |  | 2004-03-18 | 10:00 | 0 | 32 | [5 empty] | 7.8 | 46.04 |  |  |  | -5 | 23 |  |  |  |  | -1.1 | 30.02 |  |  |  |  | -7.8 | 17.96 | [5 empty] | 3.3 | 37.94 |  |  |  | 0 | 32 |  |  |  |  | 4.4 | 39.92 |  |  |  |  | -10.6 | 12.92
1995-03-18 | 11:00 | 9.4 | 48.92 | SATURDAY | #N/A | 1990-03-18 | 11:00 | 11.7 | 53.06 |  |  | 2000-03-18 | 11:00 | -1 | 30.2 |  |  | 2004-03-18 | 11:00 | 1.1 | 33.98 | [5 empty] | 8.3 | 46.94 |  |  |  | -4 | 24.8 |  |  |  |  | -1.1 | 30.02 |  |  |  |  | -5.8 | 21.56 | [5 empty] | 5 | 41 |  |  |  | 1.1 | 33.98 |  |  |  |  | 6.1 | 42.98 |  |  |  |  | -9.4 | 15.08
1995-03-18 | 12:00 | 10.6 | 51.08 | SATURDAY | #N/A | 1990-03-18 | 12:00 | 12.2 | 53.96 |  |  | 2000-03-18 | 12:00 | 0 | 32 |  |  | 2004-03-18 | 12:00 | 1.1 | 33.98 | [5 empty] | 8.3 | 46.94 |  |  |  | -2 | 28.4 |  |  |  |  | -0.6 | 30.92 |  |  |  |  | -3.7 | 25.34 | [5 empty] | 5.6 | 42.08 |  |  |  | 1.7 | 35.06 |  |  |  |  | 6.7 | 44.06 |  |  |  |  | -8.9 | 15.98
1995-03-18 | 13:00 | 11.7 | 53.06 | SATURDAY | #N/A | 1990-03-18 | 13:00 | 12.8 | 55.04 |  |  | 2000-03-18 | 13:00 | 1 | 33.8 |  |  | 2004-03-18 | 13:00 | 1.7 | 35.06 | [5 empty] | 8.9 | 48.02 |  |  |  | -1 | 30.2 |  |  |  |  | -0.6 | 30.92 |  |  |  |  | -1.7 | 28.94 | [5 empty] | 5 | 41 |  |  |  | 2.2 | 35.96 |  |  |  |  | 8.3 | 46.94 |  |  |  |  | -7.8 | 17.96
1995-03-18 | 14:00 | 12.8 | 55.04 | SATURDAY | #N/A | 1990-03-18 | 14:00 | 13.9 | 57.02 |  |  | 2000-03-18 | 14:00 | 1 | 33.8 |  |  | 2004-03-18 | 14:00 | 2.2 | 35.96 | [5 empty] | 8.3 | 46.94 |  |  |  | 1 | 33.8 |  |  |  |  | -0.6 | 30.92 |  |  |  |  | -0.9 | 30.38 | [5 empty] | 2.2 | 35.96 |  |  |  | 2.8 | 37.04 |  |  |  |  | 8.9 | 48.02 |  |  |  |  | -6.1 | 21.02
1995-03-18 | 15:00 | 12.8 | 55.04 | SATURDAY | #N/A | 1990-03-18 | 15:00 | 14.4 | 57.92 |  |  | 2000-03-18 | 15:00 | 1 | 33.8 |  |  | 2004-03-18 | 15:00 | 2.8 | 37.04 | [5 empty] | 8.9 | 48.02 |  |  |  | 2 | 35.6 |  |  |  |  | 0 | 32 |  |  |  |  | -0.2 | 31.64 | [5 empty] | 4.4 | 39.92 |  |  |  | 2.8 | 37.04 |  |  |  |  | 10 | 50 |  |  |  |  | -6.7 | 19.94
1995-03-18 | 16:00 | 12.8 | 55.04 | SATURDAY | #N/A | 1990-03-18 | 16:00 | 14.4 | 57.92 |  |  | 2000-03-18 | 16:00 | 1 | 33.8 |  |  | 2004-03-18 | 16:00 | 2.8 | 37.04 | [5 empty] | 9.4 | 48.92 |  |  |  | 2.1 | 35.78 |  |  |  |  | 0 | 32 |  |  |  |  | 0.6 | 33.08 | [5 empty] | 3.9 | 39.02 |  |  |  | 2.8 | 37.04 |  |  |  |  | 10.6 | 51.08 |  |  |  |  | -4.4 | 24.08
1995-03-18 | 17:00 | 12.8 | 55.04 | SATURDAY | #N/A | 1990-03-18 | 17:00 | 13.9 | 57.02 |  |  | 2000-03-18 | 17:00 | 1 | 33.8 |  |  | 2004-03-18 | 17:00 | 2.2 | 35.96 | [5 empty] | 10 | 50 |  |  |  | 2 | 35.6 |  |  |  |  | 0 | 32 |  |  |  |  | -0.9 | 30.38 | [5 empty] | 4.4 | 39.92 |  |  |  | 2.8 | 37.04 |  |  |  |  | 11.1 | 51.98 |  |  |  |  | -5.6 | 21.92
1995-03-18 | 18:00 | 12.2 | 53.96 | SATURDAY | #N/A | 1990-03-18 | 18:00 | 13.3 | 55.94 |  |  | 2000-03-18 | 18:00 | 1 | 33.8 |  |  | 2004-03-18 | 18:00 | 2.2 | 35.96 | [5 empty] | 10 | 50 |  |  |  | 2 | 35.6 |  |  |  |  | 0 | 32 |  |  |  |  | -2.4 | 27.68 | [5 empty] | 3.9 | 39.02 |  |  |  | 2.2 | 35.96 |  |  |  |  | 10.6 | 51.08 |  |  |  |  | -6.7 | 19.94
1995-03-18 | 19:00 | 10.6 | 51.08 | SATURDAY | #N/A | 1990-03-18 | 19:00 | 12.2 | 53.96 |  |  | 2000-03-18 | 19:00 | 0 | 32 |  |  | 2004-03-18 | 19:00 | 2.2 | 35.96 | [5 empty] | 9.4 | 48.92 |  |  |  | 0.5 | 32.9 |  |  |  |  | 0.6 | 33.08 |  |  |  |  | -3.9 | 24.98 | [5 empty] | 3.9 | 39.02 |  |  |  | 1.7 | 35.06 |  |  |  |  | 9.4 | 48.92 |  |  |  |  | -9.4 | 15.08
1995-03-18 | 20:00 | 10 | 50 | SATURDAY | #N/A | 1990-03-18 | 20:00 | 11.1 | 51.98 |  |  | 2000-03-18 | 20:00 | -1 | 30.2 |  |  | 2004-03-18 | 20:00 | 2.8 | 37.04 | [5 empty] | 10 | 50 |  |  |  | -1 | 30.2 |  |  |  |  | 0.6 | 33.08 |  |  |  |  | -5.2 | 22.64 | [5 empty] | 3.3 | 37.94 |  |  |  | 2.2 | 35.96 |  |  |  |  | 9.4 | 48.92 |  |  |  |  | -10 | 14
1995-03-18 | 21:00 | 8.9 | 48.02 | SATURDAY | #N/A | 1990-03-18 | 21:00 | 10 | 50 |  |  | 2000-03-18 | 21:00 | -2 | 28.4 |  |  | 2004-03-18 | 21:00 | 2.8 | 37.04 | [5 empty] | 10.6 | 51.08 |  |  |  | -2 | 28.4 |  |  |  |  | 0.6 | 33.08 |  |  |  |  | -6.5 | 20.3 | [5 empty] | 2.8 | 37.04 |  |  |  | 2.8 | 37.04 |  |  |  |  | 9.4 | 48.92 |  |  |  |  | -12.2 | 10.04
1995-03-18 | 22:00 | 8.9 | 48.02 | SATURDAY | #N/A | 1990-03-18 | 22:00 | 10 | 50 |  |  | 2000-03-18 | 22:00 | -1 | 30.2 |  |  | 2004-03-18 | 22:00 | 2.8 | 37.04 | [5 empty] | 8.3 | 46.94 |  |  |  | -3 | 26.6 |  |  |  |  | 0.6 | 33.08 |  |  |  |  | -7.8 | 17.96 | [5 empty] | 2.8 | 37.04 |  |  |  | 2.8 | 37.04 |  |  |  |  | 8.9 | 48.02 |  |  |  |  | -15 | 5
1995-03-18 | 23:00 | 8.9 | 48.02 | SATURDAY | #N/A | 1990-03-18 | 23:00 | 9.4 | 48.92 |  |  | 2000-03-18 | 23:00 | -1.6 | 29.12 |  |  | 2004-03-18 | 23:00 | 2.8 | 37.04 | [5 empty] | 6.7 | 44.06 |  |  |  | -3.1 | 26.42 |  |  |  |  | 0.6 | 33.08 |  |  |  |  | -6.1 | 21.02 | [5 empty] | 0.6 | 33.08 |  |  |  | 1.7 | 35.06 |  |  |  |  | 9.4 | 48.92 |  |  |  |  | -16.7 | 1.94
1995-03-18 | 24:00 | 8.3 | 46.94 | SATURDAY | #N/A | 1990-03-18 | 24:00 | 8.9 | 48.02 |  |  | 2000-03-18 | 24:00 | -2 | 28.4 |  |  | 2004-03-18 | 24:00 | 2.8 | 37.04 | [5 empty] | 7.2 | 44.96 |  |  |  | -3 | 26.6 |  |  |  |  | 0.6 | 33.08 |  |  |  |  | -4.5 | 23.9 | [5 empty] | 1.7 | 35.06 |  |  |  | 2.2 | 35.96 |  |  |  |  | 10 | 50 |  |  |  |  | -16.7 | 1.94
1995-03-19 | 1:00 | 7.8 | 46.04 | SUNDAY | #N/A | 1990-03-19 | 1:00 | 8.3 | 46.94 |  |  | 2000-03-19 | 1:00 | -2.1 | 28.22 |  |  | 2004-03-19 | 1:00 | 2.8 | 37.04 | [5 empty] | 8.3 | 46.94 |  |  |  | -4 | 24.8 |  |  |  |  | 0 | 32 |  |  |  |  | -2.8 | 26.96 | [5 empty] | 2.8 | 37.04 |  |  |  | 2.2 | 35.96 |  |  |  |  | 10 | 50 |  |  |  |  | -17.2 | 1.04
1995-03-19 | 2:00 | 7.2 | 44.96 | SUNDAY | #N/A | 1990-03-19 | 2:00 | 8.3 | 46.94 |  |  | 2000-03-19 | 2:00 | -2 | 28.4 |  |  | 2004-03-19 | 2:00 | 2.8 | 37.04 | [5 empty] | 7.8 | 46.04 |  |  |  | -4.5 | 23.9 |  |  |  |  | 0 | 32 |  |  |  |  | -2.1 | 28.22 | [5 empty] | 3.3 | 37.94 |  |  |  | 2.2 | 35.96 |  |  |  |  | 8.9 | 48.02 |  |  |  |  | -17.8 | -0.04
1995-03-19 | 3:00 | 6.1 | 42.98 | SUNDAY | #N/A | 1990-03-19 | 3:00 | 7.2 | 44.96 |  |  | 2000-03-19 | 3:00 | -2 | 28.4 |  |  | 2004-03-19 | 3:00 | 1.1 | 33.98 | [5 empty] | 7.2 | 44.96 |  |  |  | -4.8 | 23.36 |  |  |  |  | -0.6 | 30.92 |  |  |  |  | -1.3 | 29.66 | [5 empty] | 1.7 | 35.06 |  |  |  | 0.6 | 33.08 |  |  |  |  | 8.9 | 48.02 |  |  |  |  | -17.8 | -0.04
1995-03-19 | 4:00 | 5.6 | 42.08 | SUNDAY | #N/A | 1990-03-19 | 4:00 | 6.7 | 44.06 |  |  | 2000-03-19 | 4:00 | -3 | 26.6 |  |  | 2004-03-19 | 4:00 | 1.1 | 33.98 | [5 empty] | 7.8 | 46.04 |  |  |  | -5 | 23 |  |  |  |  | -0.6 | 30.92 |  |  |  |  | -0.6 | 30.92 | [5 empty] | -0.6 | 30.92 |  |  |  | 0 | 32 |  |  |  |  | 10.6 | 51.08 |  |  |  |  | -16.1 | 3.02
1995-03-19 | 5:00 | 6.1 | 42.98 | SUNDAY | #N/A | 1990-03-19 | 5:00 | 6.7 | 44.06 |  |  | 2000-03-19 | 5:00 | -3 | 26.6 |  |  | 2004-03-19 | 5:00 | 0.6 | 33.08 | [5 empty] | 7.8 | 46.04 |  |  |  | -4.5 | 23.9 |  |  |  |  | -1.1 | 30.02 |  |  |  |  | 0.3 | 32.54 | [5 empty] | 0.6 | 33.08 |  |  |  | 0 | 32 |  |  |  |  | 10 | 50 |  |  |  |  | -15.6 | 3.92
1995-03-19 | 6:00 | 5 | 41 | SUNDAY | #N/A | 1990-03-19 | 6:00 | 7.2 | 44.96 |  |  | 2000-03-19 | 6:00 | -3 | 26.6 |  |  | 2004-03-19 | 6:00 | 0.6 | 33.08 | [5 empty] | 7.8 | 46.04 |  |  |  | -4 | 24.8 |  |  |  |  | -1.1 | 30.02 |  |  |  |  | 1.3 | 34.34 | [5 empty] | -1.1 | 30.02 |  |  |  | 0 | 32 |  |  |  |  | 11.1 | 51.98 |  |  |  |  | -12.2 | 10.04
1995-03-19 | 7:00 | 5.6 | 42.08 | SUNDAY | #N/A | 1990-03-19 | 7:00 | 7.2 | 44.96 |  |  | 2000-03-19 | 7:00 | -2 | 28.4 |  |  | 2004-03-19 | 7:00 | 0.6 | 33.08 | [5 empty] | 7.8 | 46.04 |  |  |  | -4 | 24.8 |  |  |  |  | -1.7 | 28.94 |  |  |  |  | 2.2 | 35.96 | [5 empty] | 0.6 | 33.08 |  |  |  | 0.6 | 33.08 |  |  |  |  | 11.7 | 53.06 |  |  |  |  | -9.4 | 15.08
1995-03-19 | 8:00 | 6.1 | 42.98 | SUNDAY | #N/A | 1990-03-19 | 8:00 | 8.3 | 46.94 |  |  | 2000-03-19 | 8:00 | -1 | 30.2 |  |  | 2004-03-19 | 8:00 | 0.6 | 33.08 | [5 empty] | 7.8 | 46.04 |  |  |  | -1 | 30.2 |  |  |  |  | -1.1 | 30.02 |  |  |  |  | 2.8 | 37.04 | [5 empty] | 3.9 | 39.02 |  |  |  | 1.1 | 33.98 |  |  |  |  | 14.4 | 57.92 |  |  |  |  | -6.1 | 21.02
1995-03-19 | 9:00 | 7.2 | 44.96 | SUNDAY | #N/A | 1990-03-19 | 9:00 | 10 | 50 |  |  | 2000-03-19 | 9:00 | 0 | 32 |  |  | 2004-03-19 | 9:00 | 0.6 | 33.08 | [5 empty] | 6.7 | 44.06 |  |  |  | 1 | 33.8 |  |  |  |  | -1.1 | 30.02 |  |  |  |  | 3.3 | 37.94 | [5 empty] | 6.1 | 42.98 |  |  |  | 3.3 | 37.94 |  |  |  |  | 15 | 59 |  |  |  |  | -2.8 | 26.96
1995-03-19 | 10:00 | 8.3 | 46.94 | SUNDAY | #N/A | 1990-03-19 | 10:00 | 11.7 | 53.06 |  |  | 2000-03-19 | 10:00 | 0 | 32 |  |  | 2004-03-19 | 10:00 | 1.1 | 33.98 | [5 empty] | 7.2 | 44.96 |  |  |  | 2 | 35.6 |  |  |  |  | -1.1 | 30.02 |  |  |  |  | 3.9 | 39.02 | [5 empty] | 8.3 | 46.94 |  |  |  | 3.3 | 37.94 |  |  |  |  | 16.1 | 60.98 |  |  |  |  | 0 | 32
1995-03-19 | 11:00 | 8.3 | 46.94 | SUNDAY | #N/A | 1990-03-19 | 11:00 | 11.7 | 53.06 |  |  | 2000-03-19 | 11:00 | 2 | 35.6 |  |  | 2004-03-19 | 11:00 | 1.1 | 33.98 | [5 empty] | 7.8 | 46.04 |  |  |  | 3 | 37.4 |  |  |  |  | -1.1 | 30.02 |  |  |  |  | 5.7 | 42.26 | [5 empty] | 7.8 | 46.04 |  |  |  | 2.8 | 37.04 |  |  |  |  | 16.7 | 62.06 |  |  |  |  | 1.7 | 35.06
1995-03-19 | 12:00 | 8.9 | 48.02 | SUNDAY | #N/A | 1990-03-19 | 12:00 | 11.7 | 53.06 |  |  | 2000-03-19 | 12:00 | 3 | 37.4 |  |  | 2004-03-19 | 12:00 | 2.2 | 35.96 | [5 empty] | 7.8 | 46.04 |  |  |  | 4 | 39.2 |  |  |  |  | -0.6 | 30.92 |  |  |  |  | 7.6 | 45.68 | [5 empty] | 5.6 | 42.08 |  |  |  | 2.8 | 37.04 |  |  |  |  | 16.1 | 60.98 |  |  |  |  | 3.9 | 39.02
1995-03-19 | 13:00 | 9.4 | 48.92 | SUNDAY | #N/A | 1990-03-19 | 13:00 | 11.7 | 53.06 |  |  | 2000-03-19 | 13:00 | 4 | 39.2 |  |  | 2004-03-19 | 13:00 | 3.3 | 37.94 | [5 empty] | 7.8 | 46.04 |  |  |  | 6 | 42.8 |  |  |  |  | 0 | 32 |  |  |  |  | 9.4 | 48.92 | [5 empty] | 5 | 41 |  |  |  | 2.2 | 35.96 |  |  |  |  | 15.6 | 60.08 |  |  |  |  | 5 | 41
1995-03-19 | 14:00 | 9.4 | 48.92 | SUNDAY | #N/A | 1990-03-19 | 14:00 | 12.2 | 53.96 |  |  | 2000-03-19 | 14:00 | 5 | 41 |  |  | 2004-03-19 | 14:00 | 3.3 | 37.94 | [5 empty] | 8.9 | 48.02 |  |  |  | 7 | 44.6 |  |  |  |  | 0.6 | 33.08 |  |  |  |  | 10.7 | 51.26 | [5 empty] | 5.6 | 42.08 |  |  |  | 2.8 | 37.04 |  |  |  |  | 13.9 | 57.02 |  |  |  |  | 5.6 | 42.08
1995-03-19 | 15:00 | 10 | 50 | SUNDAY | #N/A | 1990-03-19 | 15:00 | 11.1 | 51.98 |  |  | 2000-03-19 | 15:00 | 5 | 41 |  |  | 2004-03-19 | 15:00 | 4.4 | 39.92 | [5 empty] | 11.1 | 51.98 |  |  |  | 8 | 46.4 |  |  |  |  | 0.6 | 33.08 |  |  |  |  | 12 | 53.6 | [5 empty] | 6.1 | 42.98 |  |  |  | 2.8 | 37.04 |  |  |  |  | 13.3 | 55.94 |  |  |  |  | 6.1 | 42.98
1995-03-19 | 16:00 | 9.4 | 48.92 | SUNDAY | #N/A | 1990-03-19 | 16:00 | 10.6 | 51.08 |  |  | 2000-03-19 | 16:00 | 5 | 41 |  |  | 2004-03-19 | 16:00 | 3.9 | 39.02 | [5 empty] | 12.2 | 53.96 |  |  |  | 7 | 44.6 |  |  |  |  | 1.1 | 33.98 |  |  |  |  | 13.3 | 55.94 | [5 empty] | 5.6 | 42.08 |  |  |  | 2.8 | 37.04 |  |  |  |  | 10.6 | 51.08 |  |  |  |  | 6.1 | 42.98
1995-03-19 | 17:00 | 8.3 | 46.94 | SUNDAY | #N/A | 1990-03-19 | 17:00 | 10.6 | 51.08 |  |  | 2000-03-19 | 17:00 | 4 | 39.2 |  |  | 2004-03-19 | 17:00 | 4.4 | 39.92 | [5 empty] | 12.2 | 53.96 |  |  |  | 7 | 44.6 |  |  |  |  | 0.6 | 33.08 |  |  |  |  | 12.2 | 53.96 | [5 empty] | 5 | 41 |  |  |  | 1.1 | 33.98 |  |  |  |  | 8.9 | 48.02 |  |  |  |  | 6.1 | 42.98
1995-03-19 | 18:00 | 7.2 | 44.96 | SUNDAY | #N/A | 1990-03-19 | 18:00 | 10.6 | 51.08 |  |  | 2000-03-19 | 18:00 | 3 | 37.4 |  |  | 2004-03-19 | 18:00 | 4.4 | 39.92 | [5 empty] | 11.1 | 51.98 |  |  |  | 5 | 41 |  |  |  |  | 1.1 | 33.98 |  |  |  |  | 11.1 | 51.98 | [5 empty] | 4.4 | 39.92 |  |  |  | 0.6 | 33.08 |  |  |  |  | 7.2 | 44.96 |  |  |  |  | 4.4 | 39.92
1995-03-19 | 19:00 | 6.1 | 42.98 | SUNDAY | #N/A | 1990-03-19 | 19:00 | 10.6 | 51.08 |  |  | 2000-03-19 | 19:00 | 3 | 37.4 |  |  | 2004-03-19 | 19:00 | 4.4 | 39.92 | [5 empty] | 10 | 50 |  |  |  | 4 | 39.2 |  |  |  |  | 0 | 32 |  |  |  |  | 10 | 50 | [5 empty] | 4.4 | 39.92 |  |  |  | 0 | 32 |  |  |  |  | 2.2 | 35.96 |  |  |  |  | 3.9 | 39.02
1995-03-19 | 20:00 | 6.1 | 42.98 | SUNDAY | #N/A | 1990-03-19 | 20:00 | 11.1 | 51.98 |  |  | 2000-03-19 | 20:00 | 2 | 35.6 |  |  | 2004-03-19 | 20:00 | 3.9 | 39.02 | [5 empty] | 8.9 | 48.02 |  |  |  | 3 | 37.4 |  |  |  |  | 0 | 32 |  |  |  |  | 8.3 | 46.94 | [5 empty] | 3.9 | 39.02 |  |  |  | -1.1 | 30.02 |  |  |  |  | 0 | 32 |  |  |  |  | 3.9 | 39.02
1995-03-19 | 21:00 | 5.6 | 42.08 | SUNDAY | #N/A | 1990-03-19 | 21:00 | 7.8 | 46.04 |  |  | 2000-03-19 | 21:00 | 1 | 33.8 |  |  | 2004-03-19 | 21:00 | 3.3 | 37.94 | [5 empty] | 8.3 | 46.94 |  |  |  | 0.9 | 33.62 |  |  |  |  | -0.6 | 30.92 |  |  |  |  | 6.7 | 44.06 | [5 empty] | 3.9 | 39.02 |  |  |  | -1.1 | 30.02 |  |  |  |  | -1.1 | 30.02 |  |  |  |  | 4.4 | 39.92
1995-03-19 | 22:00 | 6.1 | 42.98 | SUNDAY | #N/A | 1990-03-19 | 22:00 | 7.2 | 44.96 |  |  | 2000-03-19 | 22:00 | 1 | 33.8 |  |  | 2004-03-19 | 22:00 | 2.8 | 37.04 | [5 empty] | 7.8 | 46.04 |  |  |  | -1 | 30.2 |  |  |  |  | -0.6 | 30.92 |  |  |  |  | 5 | 41 | [5 empty] | 3.3 | 37.94 |  |  |  | -1.7 | 28.94 |  |  |  |  | -1.7 | 28.94 |  |  |  |  | 3.9 | 39.02
1995-03-19 | 23:00 | 6.1 | 42.98 | SUNDAY | #N/A | 1990-03-19 | 23:00 | 6.7 | 44.06 |  |  | 2000-03-19 | 23:00 | 0 | 32 |  |  | 2004-03-19 | 23:00 | 2.2 | 35.96 | [5 empty] | 6.7 | 44.06 |  |  |  | -2 | 28.4 |  |  |  |  | -1.1 | 30.02 |  |  |  |  | 4.6 | 40.28 | [5 empty] | 3.3 | 37.94 |  |  |  | -1.7 | 28.94 |  |  |  |  | -4.4 | 24.08 |  |  |  |  | 3.9 | 39.02
1995-03-19 | 24:00 | 5.6 | 42.08 | SUNDAY | #N/A | 1990-03-19 | 24:00 | 6.7 | 44.06 |  |  | 2000-03-19 | 24:00 | -1 | 30.2 |  |  | 2004-03-19 | 24:00 | 1.7 | 35.06 | [5 empty] | 6.7 | 44.06 |  |  |  | -2 | 28.4 |  |  |  |  | -1.1 | 30.02 |  |  |  |  | 4.3 | 39.74 | [5 empty] | 3.3 | 37.94 |  |  |  | -2.2 | 28.04 |  |  |  |  | -5.6 | 21.92 |  |  |  |  | 3.3 | 37.94
1995-03-20 | 1:00 | 5.6 | 42.08 | WEEKDAY | #N/A | 1990-03-20 | 1:00 | 6.7 | 44.06 |  |  | 2000-03-20 | 1:00 | -1 | 30.2 |  |  | 2004-03-20 | 1:00 | 0 | 32 | [5 empty] | 6.1 | 42.98 |  |  |  | -2 | 28.4 |  |  |  |  | 0 | 32 |  |  |  |  | 3.9 | 39.02 | [5 empty] | 3.3 | 37.94 |  |  |  | -2.2 | 28.04 |  |  |  |  | -5.6 | 21.92 |  |  |  |  | 3.3 | 37.94
1995-03-20 | 2:00 | 5 | 41 | WEEKDAY | #N/A | 1990-03-20 | 2:00 | 7.2 | 44.96 |  |  | 2000-03-20 | 2:00 | 0 | 32 |  |  | 2004-03-20 | 2:00 | -0.6 | 30.92 | [5 empty] | 5.6 | 42.08 |  |  |  | -3 | 26.6 |  |  |  |  | 0.6 | 33.08 |  |  |  |  | 3.3 | 37.94 | [5 empty] | 1.7 | 35.06 |  |  |  | -2.2 | 28.04 |  |  |  |  | -6.7 | 19.94 |  |  |  |  | 2.8 | 37.04
1995-03-20 | 3:00 | 5 | 41 | WEEKDAY | #N/A | 1990-03-20 | 3:00 | 8.3 | 46.94 |  |  | 2000-03-20 | 3:00 | 0 | 32 |  |  | 2004-03-20 | 3:00 | 0 | 32 | [5 empty] | 5 | 41 |  |  |  | -3 | 26.6 |  |  |  |  | 0 | 32 |  |  |  |  | 2.8 | 37.04 | [5 empty] | 1.1 | 33.98 |  |  |  | -2.2 | 28.04 |  |  |  |  | -7.2 | 19.04 |  |  |  |  | 1.7 | 35.06
1995-03-20 | 4:00 | 4.4 | 39.92 | WEEKDAY | #N/A | 1990-03-20 | 4:00 | 7.2 | 44.96 |  |  | 2000-03-20 | 4:00 | -1 | 30.2 |  |  | 2004-03-20 | 4:00 | -0.6 | 30.92 | [5 empty] | 5 | 41 |  |  |  | -1 | 30.2 |  |  |  |  | 0 | 32 |  |  |  |  | 2.2 | 35.96 | [5 empty] | 0.6 | 33.08 |  |  |  | -2.8 | 26.96 |  |  |  |  | -7.2 | 19.04 |  |  |  |  | 1.1 | 33.98
1995-03-20 | 5:00 | 5 | 41 | WEEKDAY | #N/A | 1990-03-20 | 5:00 | 7.2 | 44.96 |  |  | 2000-03-20 | 5:00 | -1 | 30.2 |  |  | 2004-03-20 | 5:00 | -1.7 | 28.94 | [5 empty] | 5.6 | 42.08 |  |  |  | -1 | 30.2 |  |  |  |  | 0 | 32 |  |  |  |  | 2.6 | 36.68 | [5 empty] | 0 | 32 |  |  |  | -2.8 | 26.96 |  |  |  |  | -7.2 | 19.04 |  |  |  |  | 1.1 | 33.98
1995-03-20 | 6:00 | 5.6 | 42.08 | WEEKDAY | #N/A | 1990-03-20 | 6:00 | 8.3 | 46.94 |  |  | 2000-03-20 | 6:00 | -1 | 30.2 |  |  | 2004-03-20 | 6:00 | -0.6 | 30.92 | [5 empty] | 4.4 | 39.92 |  |  |  | -2 | 28.4 |  |  |  |  | -0.6 | 30.92 |  |  |  |  | 2.9 | 37.22 | [5 empty] | -0.6 | 30.92 |  |  |  | -2.8 | 26.96 |  |  |  |  | -7.8 | 17.96 |  |  |  |  | 0.6 | 33.08
1995-03-20 | 7:00 | 5.6 | 42.08 | WEEKDAY | #N/A | 1990-03-20 | 7:00 | 8.9 | 48.02 |  |  | 2000-03-20 | 7:00 | 0 | 32 |  |  | 2004-03-20 | 7:00 | -0.6 | 30.92 | [5 empty] | 5.6 | 42.08 |  |  |  | -1 | 30.2 |  |  |  |  | -0.6 | 30.92 |  |  |  |  | 3.3 | 37.94 | [5 empty] | -1.1 | 30.02 |  |  |  | -2.8 | 26.96 |  |  |  |  | -8.3 | 17.06 |  |  |  |  | 1.1 | 33.98
1995-03-20 | 8:00 | 7.2 | 44.96 | WEEKDAY | #N/A | 1990-03-20 | 8:00 | 8.9 | 48.02 |  |  | 2000-03-20 | 8:00 | 0.6 | 33.08 |  |  | 2004-03-20 | 8:00 | 2.2 | 35.96 | [5 empty] | 7.2 | 44.96 |  |  |  | 1.2 | 34.16 |  |  |  |  | -0.6 | 30.92 |  |  |  |  | 7.4 | 45.32 | [5 empty] | -1.1 | 30.02 |  |  |  | -2.8 | 26.96 |  |  |  |  | -9.4 | 15.08 |  |  |  |  | 1.7 | 35.06
1995-03-20 | 9:00 | 8.3 | 46.94 | WEEKDAY | #N/A | 1990-03-20 | 9:00 | 9.4 | 48.92 |  |  | 2000-03-20 | 9:00 | 1 | 33.8 |  |  | 2004-03-20 | 9:00 | 2.8 | 37.04 | [5 empty] | 8.9 | 48.02 |  |  |  | 3 | 37.4 |  |  |  |  | -0.6 | 30.92 |  |  |  |  | 11.5 | 52.7 | [5 empty] | -0.6 | 30.92 |  |  |  | -2.2 | 28.04 |  |  |  |  | -8.9 | 15.98 |  |  |  |  | 3.3 | 37.94
1995-03-20 | 10:00 | 10 | 50 | WEEKDAY | #N/A | 1990-03-20 | 10:00 | 8.9 | 48.02 |  |  | 2000-03-20 | 10:00 | 3 | 37.4 |  |  | 2004-03-20 | 10:00 | 3.9 | 39.02 | [5 empty] | 9.4 | 48.92 |  |  |  | 4 | 39.2 |  |  |  |  | 0 | 32 |  |  |  |  | 15.6 | 60.08 | [5 empty] | 0 | 32 |  |  |  | -1.7 | 28.94 |  |  |  |  | -9.4 | 15.08 |  |  |  |  | 4.4 | 39.92
1995-03-20 | 11:00 | 10 | 50 | WEEKDAY | #N/A | 1990-03-20 | 11:00 | 8.9 | 48.02 |  |  | 2000-03-20 | 11:00 | 4 | 39.2 |  |  | 2004-03-20 | 11:00 | 5 | 41 | [5 empty] | 10 | 50 |  |  |  | 5 | 41 |  |  |  |  | 0 | 32 |  |  |  |  | 17.3 | 63.14 | [5 empty] | 0 | 32 |  |  |  | -1.7 | 28.94 |  |  |  |  | -10 | 14 |  |  |  |  | 5 | 41
1995-03-20 | 12:00 | 10.6 | 51.08 | WEEKDAY | #N/A | 1990-03-20 | 12:00 | 8.3 | 46.94 |  |  | 2000-03-20 | 12:00 | 5 | 41 |  |  | 2004-03-20 | 12:00 | 6.1 | 42.98 | [5 empty] | 11.1 | 51.98 |  |  |  | 7 | 44.6 |  |  |  |  | 0 | 32 |  |  |  |  | 18.9 | 66.02 | [5 empty] | 0.6 | 33.08 |  |  |  | -1.1 | 30.02 |  |  |  |  | -10 | 14 |  |  |  |  | 5.6 | 42.08
1995-03-20 | 13:00 | 11.1 | 51.98 | WEEKDAY | #N/A | 1990-03-20 | 13:00 | 8.3 | 46.94 |  |  | 2000-03-20 | 13:00 | 6 | 42.8 |  |  | 2004-03-20 | 13:00 | 6.1 | 42.98 | [5 empty] | 11.7 | 53.06 |  |  |  | 8 | 46.4 |  |  |  |  | 0 | 32 |  |  |  |  | 20.6 | 69.08 | [5 empty] | 1.1 | 33.98 |  |  |  | -0.6 | 30.92 |  |  |  |  | -10 | 14 |  |  |  |  | 2.8 | 37.04
1995-03-20 | 14:00 | 11.1 | 51.98 | WEEKDAY | #N/A | 1990-03-20 | 14:00 | 6.1 | 42.98 |  |  | 2000-03-20 | 14:00 | 7 | 44.6 |  |  | 2004-03-20 | 14:00 | 7.2 | 44.96 | [5 empty] | 12.8 | 55.04 |  |  |  | 10 | 50 |  |  |  |  | 0 | 32 |  |  |  |  | 21.3 | 70.34 | [5 empty] | 1.1 | 33.98 |  |  |  | 0 | 32 |  |  |  |  | -10 | 14 |  |  |  |  | 3.3 | 37.94
1995-03-20 | 15:00 | 11.1 | 51.98 | WEEKDAY | #N/A | 1990-03-20 | 15:00 | 6.1 | 42.98 |  |  | 2000-03-20 | 15:00 | 6 | 42.8 |  |  | 2004-03-20 | 15:00 | 6.1 | 42.98 | [5 empty] | 12.8 | 55.04 |  |  |  | 10 | 50 |  |  |  |  | 0 | 32 |  |  |  |  | 22.1 | 71.78 | [5 empty] | 1.1 | 33.98 |  |  |  | 0.6 | 33.08 |  |  |  |  | -9.4 | 15.08 |  |  |  |  | 0.6 | 33.08
1995-03-20 | 16:00 | 11.7 | 53.06 | WEEKDAY | #N/A | 1990-03-20 | 16:00 | 6.1 | 42.98 |  |  | 2000-03-20 | 16:00 | 7 | 44.6 |  |  | 2004-03-20 | 16:00 | 6.7 | 44.06 | [5 empty] | 12.8 | 55.04 |  |  |  | 10 | 50 |  |  |  |  | 0 | 32 |  |  |  |  | 22.8 | 73.04 | [5 empty] | 1.1 | 33.98 |  |  |  | 1.1 | 33.98 |  |  |  |  | -9.4 | 15.08 |  |  |  |  | 1.7 | 35.06
1995-03-20 | 17:00 | 10.6 | 51.08 | WEEKDAY | #N/A | 1990-03-20 | 17:00 | 5 | 41 |  |  | 2000-03-20 | 17:00 | 7 | 44.6 |  |  | 2004-03-20 | 17:00 | 5.6 | 42.08 | [5 empty] | 12.2 | 53.96 |  |  |  | 9 | 48.2 |  |  |  |  | 0 | 32 |  |  |  |  | 21.5 | 70.7 | [5 empty] | 1.1 | 33.98 |  |  |  | 1.7 | 35.06 |  |  |  |  | -10 | 14 |  |  |  |  | 0.6 | 33.08
1995-03-20 | 18:00 | 10 | 50 | WEEKDAY | #N/A | 1990-03-20 | 18:00 | 5.6 | 42.08 |  |  | 2000-03-20 | 18:00 | 6 | 42.8 |  |  | 2004-03-20 | 18:00 | 5 | 41 | [5 empty] | 10.6 | 51.08 |  |  |  | 9 | 48.2 |  |  |  |  | 0 | 32 |  |  |  |  | 20.2 | 68.36 | [5 empty] | 1.1 | 33.98 |  |  |  | 2.2 | 35.96 |  |  |  |  | -10.6 | 12.92 |  |  |  |  | -1.1 | 30.02
1995-03-20 | 19:00 | 9.4 | 48.92 | WEEKDAY | #N/A | 1990-03-20 | 19:00 | 5 | 41 |  |  | 2000-03-20 | 19:00 | 6 | 42.8 |  |  | 2004-03-20 | 19:00 | 5 | 41 | [5 empty] | 9.4 | 48.92 |  |  |  | 8 | 46.4 |  |  |  |  | 0 | 32 |  |  |  |  | 18.9 | 66.02 | [5 empty] | 0.6 | 33.08 |  |  |  | 1.7 | 35.06 |  |  |  |  | -10.6 | 12.92 |  |  |  |  | -2.8 | 26.96
1995-03-20 | 20:00 | 9.4 | 48.92 | WEEKDAY | #N/A | 1990-03-20 | 20:00 | 4.4 | 39.92 |  |  | 2000-03-20 | 20:00 | 5 | 41 |  |  | 2004-03-20 | 20:00 | 4.4 | 39.92 | [5 empty] | 8.9 | 48.02 |  |  |  | 8 | 46.4 |  |  |  |  | 0 | 32 |  |  |  |  | 17.8 | 64.04 | [5 empty] | 0.6 | 33.08 |  |  |  | 2.2 | 35.96 |  |  |  |  | -10.6 | 12.92 |  |  |  |  | -3.3 | 26.06
1995-03-20 | 21:00 | 9.4 | 48.92 | WEEKDAY | #N/A | 1990-03-20 | 21:00 | 4.4 | 39.92 |  |  | 2000-03-20 | 21:00 | 4 | 39.2 |  |  | 2004-03-20 | 21:00 | 5 | 41 | [5 empty] | 7.8 | 46.04 |  |  |  | 7 | 44.6 |  |  |  |  | 0.6 | 33.08 |  |  |  |  | 16.7 | 62.06 | [5 empty] | 1.1 | 33.98 |  |  |  | 1.1 | 33.98 |  |  |  |  | -10.6 | 12.92 |  |  |  |  | -4.4 | 24.08
1995-03-20 | 22:00 | 9.4 | 48.92 | WEEKDAY | #N/A | 1990-03-20 | 22:00 | 4.4 | 39.92 |  |  | 2000-03-20 | 22:00 | 4 | 39.2 |  |  | 2004-03-20 | 22:00 | 5 | 41 | [5 empty] | 6.7 | 44.06 |  |  |  | 6 | 42.8 |  |  |  |  | 0.6 | 33.08 |  |  |  |  | 15.6 | 60.08 | [5 empty] | 1.1 | 33.98 |  |  |  | 0.6 | 33.08 |  |  |  |  | -10.6 | 12.92 |  |  |  |  | -5.6 | 21.92
1995-03-20 | 23:00 | 10 | 50 | WEEKDAY | #N/A | 1990-03-20 | 23:00 | 4.4 | 39.92 |  |  | 2000-03-20 | 23:00 | 3 | 37.4 |  |  | 2004-03-20 | 23:00 | 5.6 | 42.08 | [5 empty] | 5.6 | 42.08 |  |  |  | 6 | 42.8 |  |  |  |  | 0.6 | 33.08 |  |  |  |  | 15.6 | 60.08 | [5 empty] | 1.7 | 35.06 |  |  |  | -0.6 | 30.92 |  |  |  |  | -11.1 | 12.02 |  |  |  |  | -5.6 | 21.92
1995-03-20 | 24:00 | 10 | 50 | WEEKDAY | #N/A | 1990-03-20 | 24:00 | 4.4 | 39.92 |  |  | 2000-03-20 | 24:00 | 3 | 37.4 |  |  | 2004-03-20 | 24:00 | 5.6 | 42.08 | [5 empty] | 4.4 | 39.92 |  |  |  | 5 | 41 |  |  |  |  | 0 | 32 |  |  |  |  | 15.6 | 60.08 | [5 empty] | 1.7 | 35.06 |  |  |  | -1.1 | 30.02 |  |  |  |  | -11.7 | 10.94 |  |  |  |  | -6.1 | 21.02
1995-03-21 | 1:00 | 9.4 | 48.92 | WEEKDAY | #N/A | 1990-03-21 | 1:00 | 4.4 | 39.92 |  |  | 2000-03-21 | 1:00 | 3 | 37.4 |  |  | 2004-03-21 | 1:00 | 5.6 | 42.08 | [5 empty] | 2.8 | 37.04 |  |  |  | 3 | 37.4 |  |  |  |  | -0.6 | 30.92 |  |  |  |  | 15.6 | 60.08 | [5 empty] | 1.1 | 33.98 |  |  |  | -1.7 | 28.94 |  |  |  |  | -12.2 | 10.04 |  |  |  |  | -6.7 | 19.94
1995-03-21 | 2:00 | 9.4 | 48.92 | WEEKDAY | #N/A | 1990-03-21 | 2:00 | 3.3 | 37.94 |  |  | 2000-03-21 | 2:00 | 2 | 35.6 |  |  | 2004-03-21 | 2:00 | 5.6 | 42.08 | [5 empty] | 2.8 | 37.04 |  |  |  | 3 | 37.4 |  |  |  |  | -0.6 | 30.92 |  |  |  |  | 15.2 | 59.36 | [5 empty] | 0.6 | 33.08 |  |  |  | -2.2 | 28.04 |  |  |  |  | -12.8 | 8.96 |  |  |  |  | -8.3 | 17.06
1995-03-21 | 3:00 | 9.4 | 48.92 | WEEKDAY | #N/A | 1990-03-21 | 3:00 | 4.4 | 39.92 |  |  | 2000-03-21 | 3:00 | 2 | 35.6 |  |  | 2004-03-21 | 3:00 | 5.6 | 42.08 | [5 empty] | 1.7 | 35.06 |  |  |  | 3 | 37.4 |  |  |  |  | -0.6 | 30.92 |  |  |  |  | 14.8 | 58.64 | [5 empty] | 0 | 32 |  |  |  | -2.2 | 28.04 |  |  |  |  | -13.3 | 8.06 |  |  |  |  | -7.8 | 17.96
1995-03-21 | 4:00 | 8.9 | 48.02 | WEEKDAY | #N/A | 1990-03-21 | 4:00 | 4.4 | 39.92 |  |  | 2000-03-21 | 4:00 | 2 | 35.6 |  |  | 2004-03-21 | 4:00 | 6.1 | 42.98 | [5 empty] | 0 | 32 |  |  |  | 2 | 35.6 |  |  |  |  | -1.1 | 30.02 |  |  |  |  | 14.4 | 57.92 | [5 empty] | -0.6 | 30.92 |  |  |  | -2.2 | 28.04 |  |  |  |  | -12.8 | 8.96 |  |  |  |  | -8.3 | 17.06
1995-03-21 | 5:00 | 9.4 | 48.92 | WEEKDAY | #N/A | 1990-03-21 | 5:00 | 5 | 41 |  |  | 2000-03-21 | 5:00 | 2 | 35.6 |  |  | 2004-03-21 | 5:00 | 6.1 | 42.98 | [5 empty] | 0.6 | 33.08 |  |  |  | 2 | 35.6 |  |  |  |  | -1.7 | 28.94 |  |  |  |  | 14.4 | 57.92 | [5 empty] | -0.6 | 30.92 |  |  |  | -2.2 | 28.04 |  |  |  |  | -13.3 | 8.06 |  |  |  |  | -9.4 | 15.08
1995-03-21 | 6:00 | 9.4 | 48.92 | WEEKDAY | #N/A | 1990-03-21 | 6:00 | 4.4 | 39.92 |  |  | 2000-03-21 | 6:00 | 2 | 35.6 |  |  | 2004-03-21 | 6:00 | 5.6 | 42.08 | [5 empty] | 1.1 | 33.98 |  |  |  | 2.2 | 35.96 |  |  |  |  | -1.7 | 28.94 |  |  |  |  | 14.4 | 57.92 | [5 empty] | -0.6 | 30.92 |  |  |  | -2.2 | 28.04 |  |  |  |  | -13.9 | 6.98 |  |  |  |  | -9.4 | 15.08
1995-03-21 | 7:00 | 9.4 | 48.92 | WEEKDAY | #N/A | 1990-03-21 | 7:00 | 4.4 | 39.92 |  |  | 2000-03-21 | 7:00 | 2 | 35.6 |  |  | 2004-03-21 | 7:00 | 5.6 | 42.08 | [5 empty] | 2.8 | 37.04 |  |  |  | 3 | 37.4 |  |  |  |  | -1.7 | 28.94 |  |  |  |  | 14.4 | 57.92 | [5 empty] | 0 | 32 |  |  |  | -1.1 | 30.02 |  |  |  |  | -13.3 | 8.06 |  |  |  |  | -10 | 14
1995-03-21 | 8:00 | 10.6 | 51.08 | WEEKDAY | #N/A | 1990-03-21 | 8:00 | 4.4 | 39.92 |  |  | 2000-03-21 | 8:00 | 2 | 35.6 |  |  | 2004-03-21 | 8:00 | 7.8 | 46.04 | [5 empty] | 3.9 | 39.02 |  |  |  | 3 | 37.4 |  |  |  |  | -1.7 | 28.94 |  |  |  |  | 15.2 | 59.36 | [5 empty] | 0.6 | 33.08 |  |  |  | 0.6 | 33.08 |  |  |  |  | -10.6 | 12.92 |  |  |  |  | -9.4 | 15.08
1995-03-21 | 9:00 | 10 | 50 | WEEKDAY | #N/A | 1990-03-21 | 9:00 | 5.6 | 42.08 |  |  | 2000-03-21 | 9:00 | 3 | 37.4 |  |  | 2004-03-21 | 9:00 | 8.9 | 48.02 | [5 empty] | 5.6 | 42.08 |  |  |  | 3 | 37.4 |  |  |  |  | -1.1 | 30.02 |  |  |  |  | 15.9 | 60.62 | [5 empty] | 1.7 | 35.06 |  |  |  | 1.7 | 35.06 |  |  |  |  | -9.4 | 15.08 |  |  |  |  | -7.8 | 17.96
1995-03-21 | 10:00 | 10 | 50 | WEEKDAY | #N/A | 1990-03-21 | 10:00 | 6.1 | 42.98 |  |  | 2000-03-21 | 10:00 | 3 | 37.4 |  |  | 2004-03-21 | 10:00 | 9.4 | 48.92 | [5 empty] | 6.1 | 42.98 |  |  |  | 4 | 39.2 |  |  |  |  | -0.6 | 30.92 |  |  |  |  | 16.7 | 62.06 | [5 empty] | 2.8 | 37.04 |  |  |  | 2.8 | 37.04 |  |  |  |  | -8.3 | 17.06 |  |  |  |  | -6.7 | 19.94
1995-03-21 | 11:00 | 10 | 50 | WEEKDAY | #N/A | 1990-03-21 | 11:00 | 7.2 | 44.96 |  |  | 2000-03-21 | 11:00 | 4 | 39.2 |  |  | 2004-03-21 | 11:00 | 8.9 | 48.02 | [5 empty] | 7.8 | 46.04 |  |  |  | 4 | 39.2 |  |  |  |  | 0.6 | 33.08 |  |  |  |  | 16.9 | 62.42 | [5 empty] | 3.9 | 39.02 |  |  |  | 3.3 | 37.94 |  |  |  |  | -7.2 | 19.04 |  |  |  |  | -6.7 | 19.94
1995-03-21 | 12:00 | 10.6 | 51.08 | WEEKDAY | #N/A | 1990-03-21 | 12:00 | 8.3 | 46.94 |  |  | 2000-03-21 | 12:00 | 5 | 41 |  |  | 2004-03-21 | 12:00 | 10.6 | 51.08 | [5 empty] | 7.8 | 46.04 |  |  |  | 6 | 42.8 |  |  |  |  | 2.2 | 35.96 |  |  |  |  | 17 | 62.6 | [5 empty] | 4.4 | 39.92 |  |  |  | 3.9 | 39.02 |  |  |  |  | -6.7 | 19.94 |  |  |  |  | -5.6 | 21.92
1995-03-21 | 13:00 | 11.1 | 51.98 | WEEKDAY | #N/A | 1990-03-21 | 13:00 | 8.9 | 48.02 |  |  | 2000-03-21 | 13:00 | 6 | 42.8 |  |  | 2004-03-21 | 13:00 | 10 | 50 | [5 empty] | 8.3 | 46.94 |  |  |  | 7 | 44.6 |  |  |  |  | 3.9 | 39.02 |  |  |  |  | 17.2 | 62.96 | [5 empty] | 5 | 41 |  |  |  | 4.4 | 39.92 |  |  |  |  | -6.1 | 21.02 |  |  |  |  | -4.4 | 24.08
1995-03-21 | 14:00 | 13.3 | 55.94 | WEEKDAY | #N/A | 1990-03-21 | 14:00 | 10 | 50 |  |  | 2000-03-21 | 14:00 | 6.6 | 43.88 |  |  | 2004-03-21 | 14:00 | 8.9 | 48.02 | [5 empty] | 7.8 | 46.04 |  |  |  | 7 | 44.6 |  |  |  |  | 5 | 41 |  |  |  |  | 14.1 | 57.38 | [5 empty] | 6.1 | 42.98 |  |  |  | 5 | 41 |  |  |  |  | -6.1 | 21.02 |  |  |  |  | -3.9 | 24.98
1995-03-21 | 15:00 | 15.6 | 60.08 | WEEKDAY | #N/A | 1990-03-21 | 15:00 | 10.6 | 51.08 |  |  | 2000-03-21 | 15:00 | 7 | 44.6 |  |  | 2004-03-21 | 15:00 | 10.6 | 51.08 | [5 empty] | 6.1 | 42.98 |  |  |  | 7.7 | 45.86 |  |  |  |  | 6.7 | 44.06 |  |  |  |  | 10.9 | 51.62 | [5 empty] | 6.7 | 44.06 |  |  |  | 5 | 41 |  |  |  |  | -5 | 23 |  |  |  |  | -2.8 | 26.96
1995-03-21 | 16:00 | 14.4 | 57.92 | WEEKDAY | #N/A | 1990-03-21 | 16:00 | 10.6 | 51.08 |  |  | 2000-03-21 | 16:00 | 7 | 44.6 |  |  | 2004-03-21 | 16:00 | 8.9 | 48.02 | [5 empty] | 6.1 | 42.98 |  |  |  | 8 | 46.4 |  |  |  |  | 5.6 | 42.08 |  |  |  |  | 7.8 | 46.04 | [5 empty] | 6.7 | 44.06 |  |  |  | 4.4 | 39.92 |  |  |  |  | -4.4 | 24.08 |  |  |  |  | -2.8 | 26.96
1995-03-21 | 17:00 | 14.4 | 57.92 | WEEKDAY | #N/A | 1990-03-21 | 17:00 | 10.6 | 51.08 |  |  | 2000-03-21 | 17:00 | 7 | 44.6 |  |  | 2004-03-21 | 17:00 | 7.2 | 44.96 | [5 empty] | 6.1 | 42.98 |  |  |  | 8 | 46.4 |  |  |  |  | 0 | 32 |  |  |  |  | 7.8 | 46.04 | [5 empty] | 6.7 | 44.06 |  |  |  | 3.9 | 39.02 |  |  |  |  | -4.4 | 24.08 |  |  |  |  | -2.8 | 26.96
1995-03-21 | 18:00 | 14.4 | 57.92 | WEEKDAY | #N/A | 1990-03-21 | 18:00 | 10.6 | 51.08 |  |  | 2000-03-21 | 18:00 | 6 | 42.8 |  |  | 2004-03-21 | 18:00 | 5.6 | 42.08 | [5 empty] | 5.6 | 42.08 |  |  |  | 7 | 44.6 |  |  |  |  | -2.2 | 28.04 |  |  |  |  | 7.8 | 46.04 | [5 empty] | 5.6 | 42.08 |  |  |  | 3.3 | 37.94 |  |  |  |  | -5.6 | 21.92 |  |  |  |  | -3.9 | 24.98
1995-03-21 | 19:00 | 13.9 | 57.02 | WEEKDAY | #N/A | 1990-03-21 | 19:00 | 10 | 50 |  |  | 2000-03-21 | 19:00 | 6 | 42.8 |  |  | 2004-03-21 | 19:00 | 3.9 | 39.02 | [5 empty] | 5.6 | 42.08 |  |  |  | 6 | 42.8 |  |  |  |  | -4.4 | 24.08 |  |  |  |  | 7.8 | 46.04 | [5 empty] | 5 | 41 |  |  |  | 2.2 | 35.96 |  |  |  |  | -6.7 | 19.94 |  |  |  |  | -5.6 | 21.92
1995-03-21 | 20:00 | 12.8 | 55.04 | WEEKDAY | #N/A | 1990-03-21 | 20:00 | 8.9 | 48.02 |  |  | 2000-03-21 | 20:00 | 5 | 41 |  |  | 2004-03-21 | 20:00 | 2.8 | 37.04 | [5 empty] | 5.6 | 42.08 |  |  |  | 6 | 42.8 |  |  |  |  | -6.7 | 19.94 |  |  |  |  | 6.7 | 44.06 | [5 empty] | 2.8 | 37.04 |  |  |  | 2.2 | 35.96 |  |  |  |  | -6.7 | 19.94 |  |  |  |  | -7.8 | 17.96
1995-03-21 | 21:00 | 11.7 | 53.06 | WEEKDAY | #N/A | 1990-03-21 | 21:00 | 8.9 | 48.02 |  |  | 2000-03-21 | 21:00 | 4 | 39.2 |  |  | 2004-03-21 | 21:00 | 1.7 | 35.06 | [5 empty] | 5 | 41 |  |  |  | 6 | 42.8 |  |  |  |  | -7.8 | 17.96 |  |  |  |  | 5.5 | 41.9 | [5 empty] | 2.2 | 35.96 |  |  |  | 2.2 | 35.96 |  |  |  |  | -7.2 | 19.04 |  |  |  |  | -9.4 | 15.08
1995-03-21 | 22:00 | 10.6 | 51.08 | WEEKDAY | #N/A | 1990-03-21 | 22:00 | 7.8 | 46.04 |  |  | 2000-03-21 | 22:00 | 4 | 39.2 |  |  | 2004-03-21 | 22:00 | 0.6 | 33.08 | [5 empty] | 5 | 41 |  |  |  | 5 | 41 |  |  |  |  | -8.3 | 17.06 |  |  |  |  | 4.4 | 39.92 | [5 empty] | 1.1 | 33.98 |  |  |  | 2.2 | 35.96 |  |  |  |  | -7.2 | 19.04 |  |  |  |  | -11.1 | 12.02
1995-03-21 | 23:00 | 10 | 50 | WEEKDAY | #N/A | 1990-03-21 | 23:00 | 7.8 | 46.04 |  |  | 2000-03-21 | 23:00 | 4 | 39.2 |  |  | 2004-03-21 | 23:00 | -0.6 | 30.92 | [5 empty] | 5 | 41 |  |  |  | 4 | 39.2 |  |  |  |  | -9.4 | 15.08 |  |  |  |  | 2.7 | 36.86 | [5 empty] | 0 | 32 |  |  |  | 1.7 | 35.06 |  |  |  |  | -7.2 | 19.04 |  |  |  |  | -11.1 | 12.02
1995-03-21 | 24:00 | 10 | 50 | WEEKDAY | #N/A | 1990-03-21 | 24:00 | 7.2 | 44.96 |  |  | 2000-03-21 | 24:00 | 3 | 37.4 |  |  | 2004-03-21 | 24:00 | -1.1 | 30.02 | [5 empty] | 3.9 | 39.02 |  |  |  | 4 | 39.2 |  |  |  |  | -10 | 14 |  |  |  |  | 1.1 | 33.98 | [5 empty] | -0.6 | 30.92 |  |  |  | 2.8 | 37.04 |  |  |  |  | -7.2 | 19.04 |  |  |  |  | -11.7 | 10.94
1995-03-22 | 1:00 | 10 | 50 | WEEKDAY | #N/A | 1990-03-22 | 1:00 | 6.7 | 44.06 |  |  | 2000-03-22 | 1:00 | 3 | 37.4 |  |  | 2004-03-22 | 1:00 | -1.1 | 30.02 | [5 empty] | 2.8 | 37.04 |  |  |  | 4 | 39.2 |  |  |  |  | -10.6 | 12.92 |  |  |  |  | -0.6 | 30.92 | [5 empty] | -1.1 | 30.02 |  |  |  | 2.8 | 37.04 |  |  |  |  | -7.2 | 19.04 |  |  |  |  | -12.2 | 10.04
1995-03-22 | 2:00 | 9.4 | 48.92 | WEEKDAY | #N/A | 1990-03-22 | 2:00 | 7.8 | 46.04 |  |  | 2000-03-22 | 2:00 | 3 | 37.4 |  |  | 2004-03-22 | 2:00 | -1.1 | 30.02 | [5 empty] | 3.3 | 37.94 |  |  |  | 3 | 37.4 |  |  |  |  | -11.1 | 12.02 |  |  |  |  | -1.9 | 28.58 | [5 empty] | 0 | 32 |  |  |  | 3.9 | 39.02 |  |  |  |  | -7.8 | 17.96 |  |  |  |  | -12.2 | 10.04
1995-03-22 | 3:00 | 8.9 | 48.02 | WEEKDAY | #N/A | 1990-03-22 | 3:00 | 6.1 | 42.98 |  |  | 2000-03-22 | 3:00 | 3 | 37.4 |  |  | 2004-03-22 | 3:00 | -1.7 | 28.94 | [5 empty] | 3.3 | 37.94 |  |  |  | 3 | 37.4 |  |  |  |  | -11.1 | 12.02 |  |  |  |  | -3.1 | 26.42 | [5 empty] | 1.1 | 33.98 |  |  |  | 3.9 | 39.02 |  |  |  |  | -7.2 | 19.04 |  |  |  |  | -13.3 | 8.06
1995-03-22 | 4:00 | 8.9 | 48.02 | WEEKDAY | #N/A | 1990-03-22 | 4:00 | 5 | 41 |  |  | 2000-03-22 | 4:00 | 3 | 37.4 |  |  | 2004-03-22 | 4:00 | -1.7 | 28.94 | [5 empty] | 3.3 | 37.94 |  |  |  | 3 | 37.4 |  |  |  |  | -11.7 | 10.94 |  |  |  |  | -4.4 | 24.08 | [5 empty] | 2.2 | 35.96 |  |  |  | 3.9 | 39.02 |  |  |  |  | -6.7 | 19.94 |  |  |  |  | -13.3 | 8.06
1995-03-22 | 5:00 | 8.3 | 46.94 | WEEKDAY | #N/A | 1990-03-22 | 5:00 | 4.4 | 39.92 |  |  | 2000-03-22 | 5:00 | 3 | 37.4 |  |  | 2004-03-22 | 5:00 | -2.2 | 28.04 | [5 empty] | 3.3 | 37.94 |  |  |  | 3 | 37.4 |  |  |  |  | -11.7 | 10.94 |  |  |  |  | -5.2 | 22.64 | [5 empty] | 2.8 | 37.04 |  |  |  | 5 | 41 |  |  |  |  | -6.7 | 19.94 |  |  |  |  | -13.9 | 6.98
1995-03-22 | 6:00 | 8.3 | 46.94 | WEEKDAY | #N/A | 1990-03-22 | 6:00 | 6.1 | 42.98 |  |  | 2000-03-22 | 6:00 | 3 | 37.4 |  |  | 2004-03-22 | 6:00 | -2.8 | 26.96 | [5 empty] | 3.9 | 39.02 |  |  |  | 3 | 37.4 |  |  |  |  | -12.2 | 10.04 |  |  |  |  | -5.9 | 21.38 | [5 empty] | 4.4 | 39.92 |  |  |  | 7.2 | 44.96 |  |  |  |  | -5.6 | 21.92 |  |  |  |  | -13.3 | 8.06
1995-03-22 | 7:00 | 8.9 | 48.02 | WEEKDAY | #N/A | 1990-03-22 | 7:00 | 7.2 | 44.96 |  |  | 2000-03-22 | 7:00 | 4 | 39.2 |  |  | 2004-03-22 | 7:00 | -2.8 | 26.96 | [5 empty] | 4.4 | 39.92 |  |  |  | 4 | 39.2 |  |  |  |  | -11.7 | 10.94 |  |  |  |  | -6.7 | 19.94 | [5 empty] | 3.9 | 39.02 |  |  |  | 7.8 | 46.04 |  |  |  |  | -4.4 | 24.08 |  |  |  |  | -11.1 | 12.02
1995-03-22 | 8:00 | 8.9 | 48.02 | WEEKDAY | #N/A | 1990-03-22 | 8:00 | 8.3 | 46.94 |  |  | 2000-03-22 | 8:00 | 3 | 37.4 |  |  | 2004-03-22 | 8:00 | -2.2 | 28.04 | [5 empty] | 5.6 | 42.08 |  |  |  | 4 | 39.2 |  |  |  |  | -11.1 | 12.02 |  |  |  |  | -5.6 | 21.92 | [5 empty] | 6.7 | 44.06 |  |  |  | 8.3 | 46.94 |  |  |  |  | -2.8 | 26.96 |  |  |  |  | -6.7 | 19.94
1995-03-22 | 9:00 | 8.9 | 48.02 | WEEKDAY | #N/A | 1990-03-22 | 9:00 | 11.1 | 51.98 |  |  | 2000-03-22 | 9:00 | 4 | 39.2 |  |  | 2004-03-22 | 9:00 | -1.1 | 30.02 | [5 empty] | 7.2 | 44.96 |  |  |  | 4 | 39.2 |  |  |  |  | -9.4 | 15.08 |  |  |  |  | -4.4 | 24.08 | [5 empty] | 10 | 50 |  |  |  | 11.1 | 51.98 |  |  |  |  | 0 | 32 |  |  |  |  | -2.8 | 26.96
1995-03-22 | 10:00 | 8.9 | 48.02 | WEEKDAY | #N/A | 1990-03-22 | 10:00 | 11.1 | 51.98 |  |  | 2000-03-22 | 10:00 | 5 | 41 |  |  | 2004-03-22 | 10:00 | -0.6 | 30.92 | [5 empty] | 7.2 | 44.96 |  |  |  | 6 | 42.8 |  |  |  |  | -8.3 | 17.06 |  |  |  |  | -3.3 | 26.06 | [5 empty] | 10.6 | 51.08 |  |  |  | 12.2 | 53.96 |  |  |  |  | 1.1 | 33.98 |  |  |  |  | 0 | 32
1995-03-22 | 11:00 | 8.9 | 48.02 | WEEKDAY | #N/A | 1990-03-22 | 11:00 | 12.2 | 53.96 |  |  | 2000-03-22 | 11:00 | 7 | 44.6 |  |  | 2004-03-22 | 11:00 | 0.6 | 33.08 | [5 empty] | 7.2 | 44.96 |  |  |  | 7 | 44.6 |  |  |  |  | -7.2 | 19.04 |  |  |  |  | -2.4 | 27.68 | [5 empty] | 10.6 | 51.08 |  |  |  | 13.9 | 57.02 |  |  |  |  | 2.8 | 37.04 |  |  |  |  | 1.7 | 35.06
1995-03-22 | 12:00 | 8.9 | 48.02 | WEEKDAY | #N/A | 1990-03-22 | 12:00 | 12.2 | 53.96 |  |  | 2000-03-22 | 12:00 | 7 | 44.6 |  |  | 2004-03-22 | 12:00 | 1.1 | 33.98 | [5 empty] | 7.8 | 46.04 |  |  |  | 8 | 46.4 |  |  |  |  | -7.2 | 19.04 |  |  |  |  | -1.5 | 29.3 | [5 empty] | 11.7 | 53.06 |  |  |  | 16.1 | 60.98 |  |  |  |  | 3.3 | 37.94 |  |  |  |  | 2.8 | 37.04
1995-03-22 | 13:00 | 8.9 | 48.02 | WEEKDAY | #N/A | 1990-03-22 | 13:00 | 12.8 | 55.04 |  |  | 2000-03-22 | 13:00 | 8 | 46.4 |  |  | 2004-03-22 | 13:00 | 1.7 | 35.06 | [5 empty] | 7.8 | 46.04 |  |  |  | 10 | 50 |  |  |  |  | -6.1 | 21.02 |  |  |  |  | -0.6 | 30.92 | [5 empty] | 13.3 | 55.94 |  |  |  | 17.2 | 62.96 |  |  |  |  | 5 | 41 |  |  |  |  | 4.4 | 39.92
1995-03-22 | 14:00 | 8.9 | 48.02 | WEEKDAY | #N/A | 1990-03-22 | 14:00 | 12.8 | 55.04 |  |  | 2000-03-22 | 14:00 | 9 | 48.2 |  |  | 2004-03-22 | 14:00 | 1.7 | 35.06 | [5 empty] | 7.2 | 44.96 |  |  |  | 10 | 50 |  |  |  |  | -6.7 | 19.94 |  |  |  |  | -0.4 | 31.28 | [5 empty] | 14.4 | 57.92 |  |  |  | 16.7 | 62.06 |  |  |  |  | 5 | 41 |  |  |  |  | 6.1 | 42.98
1995-03-22 | 15:00 | 10 | 50 | WEEKDAY | #N/A | 1990-03-22 | 15:00 | 13.3 | 55.94 |  |  | 2000-03-22 | 15:00 | 8 | 46.4 |  |  | 2004-03-22 | 15:00 | 2.2 | 35.96 | [5 empty] | 7.8 | 46.04 |  |  |  | 11 | 51.8 |  |  |  |  | -6.7 | 19.94 |  |  |  |  | -0.2 | 31.64 | [5 empty] | 15.6 | 60.08 |  |  |  | 15 | 59 |  |  |  |  | 5.6 | 42.08 |  |  |  |  | 6.1 | 42.98
1995-03-22 | 16:00 | 10 | 50 | WEEKDAY | #N/A | 1990-03-22 | 16:00 | 12.2 | 53.96 |  |  | 2000-03-22 | 16:00 | 8 | 46.4 |  |  | 2004-03-22 | 16:00 | 1.7 | 35.06 | [5 empty] | 7.8 | 46.04 |  |  |  | 12 | 53.6 |  |  |  |  | -6.1 | 21.02 |  |  |  |  | 0 | 32 | [5 empty] | 15.6 | 60.08 |  |  |  | 13.9 | 57.02 |  |  |  |  | 6.1 | 42.98 |  |  |  |  | 6.7 | 44.06
1995-03-22 | 17:00 | 8.3 | 46.94 | WEEKDAY | #N/A | 1990-03-22 | 17:00 | 11.1 | 51.98 |  |  | 2000-03-22 | 17:00 | 7 | 44.6 |  |  | 2004-03-22 | 17:00 | 1.7 | 35.06 | [5 empty] | 6.7 | 44.06 |  |  |  | 12 | 53.6 |  |  |  |  | -6.1 | 21.02 |  |  |  |  | -1.3 | 29.66 | [5 empty] | 15.6 | 60.08 |  |  |  | 11.1 | 51.98 |  |  |  |  | 5.6 | 42.08 |  |  |  |  | 6.7 | 44.06
1995-03-22 | 18:00 | 8.3 | 46.94 | WEEKDAY | #N/A | 1990-03-22 | 18:00 | 10.6 | 51.08 |  |  | 2000-03-22 | 18:00 | 6 | 42.8 |  |  | 2004-03-22 | 18:00 | 0.6 | 33.08 | [5 empty] | 6.1 | 42.98 |  |  |  | 11 | 51.8 |  |  |  |  | -7.2 | 19.04 |  |  |  |  | -2.6 | 27.32 | [5 empty] | 16.1 | 60.98 |  |  |  | 11.1 | 51.98 |  |  |  |  | 4.4 | 39.92 |  |  |  |  | 3.9 | 39.02
1995-03-22 | 19:00 | 7.8 | 46.04 | WEEKDAY | #N/A | 1990-03-22 | 19:00 | 10 | 50 |  |  | 2000-03-22 | 19:00 | 5 | 41 |  |  | 2004-03-22 | 19:00 | 0 | 32 | [5 empty] | 5.6 | 42.08 |  |  |  | 9 | 48.2 |  |  |  |  | -7.8 | 17.96 |  |  |  |  | -3.9 | 24.98 | [5 empty] | 15.6 | 60.08 |  |  |  | 11.1 | 51.98 |  |  |  |  | 2.8 | 37.04 |  |  |  |  | -0.6 | 30.92
1995-03-22 | 20:00 | 7.8 | 46.04 | WEEKDAY | #N/A | 1990-03-22 | 20:00 | 9.4 | 48.92 |  |  | 2000-03-22 | 20:00 | 3 | 37.4 |  |  | 2004-03-22 | 20:00 | -0.6 | 30.92 | [5 empty] | 5.6 | 42.08 |  |  |  | 8 | 46.4 |  |  |  |  | -7.8 | 17.96 |  |  |  |  | -4.8 | 23.36 | [5 empty] | 16.1 | 60.98 |  |  |  | 11.7 | 53.06 |  |  |  |  | 1.1 | 33.98 |  |  |  |  | -1.1 | 30.02
1995-03-22 | 21:00 | 7.8 | 46.04 | WEEKDAY | #N/A | 1990-03-22 | 21:00 | 9.4 | 48.92 |  |  | 2000-03-22 | 21:00 | 3 | 37.4 |  |  | 2004-03-22 | 21:00 | -1.1 | 30.02 | [5 empty] | 5 | 41 |  |  |  | 7 | 44.6 |  |  |  |  | -8.3 | 17.06 |  |  |  |  | -5.8 | 21.56 | [5 empty] | 15 | 59 |  |  |  | 10 | 50 |  |  |  |  | 1.1 | 33.98 |  |  |  |  | -3.9 | 24.98
1995-03-22 | 22:00 | 7.2 | 44.96 | WEEKDAY | #N/A | 1990-03-22 | 22:00 | 9.4 | 48.92 |  |  | 2000-03-22 | 22:00 | 2 | 35.6 |  |  | 2004-03-22 | 22:00 | -1.7 | 28.94 | [5 empty] | 4.4 | 39.92 |  |  |  | 4 | 39.2 |  |  |  |  | -8.3 | 17.06 |  |  |  |  | -6.7 | 19.94 | [5 empty] | 15 | 59 |  |  |  | 9.4 | 48.92 |  |  |  |  | 0 | 32 |  |  |  |  | -5.6 | 21.92
1995-03-22 | 23:00 | 6.7 | 44.06 | WEEKDAY | #N/A | 1990-03-22 | 23:00 | 8.9 | 48.02 |  |  | 2000-03-22 | 23:00 | 1 | 33.8 |  |  | 2004-03-22 | 23:00 | -2.2 | 28.04 | [5 empty] | 3.9 | 39.02 |  |  |  | 3 | 37.4 |  |  |  |  | -8.9 | 15.98 |  |  |  |  | -7.4 | 18.68 | [5 empty] | 14.4 | 57.92 |  |  |  | 8.3 | 46.94 |  |  |  |  | 0 | 32 |  |  |  |  | -5 | 23
1995-03-22 | 24:00 | 6.7 | 44.06 | WEEKDAY | #N/A | 1990-03-22 | 24:00 | 8.9 | 48.02 |  |  | 2000-03-22 | 24:00 | 2 | 35.6 |  |  | 2004-03-22 | 24:00 | -2.8 | 26.96 | [5 empty] | 3.9 | 39.02 |  |  |  | 2 | 35.6 |  |  |  |  | -8.3 | 17.06 |  |  |  |  | -8.2 | 17.24 | [5 empty] | 14.4 | 57.92 |  |  |  | 8.3 | 46.94 |  |  |  |  | 1.1 | 33.98 |  |  |  |  | -3.9 | 24.98
1995-03-23 | 1:00 | 6.7 | 44.06 | WEEKDAY | #N/A | 1990-03-23 | 1:00 | 8.9 | 48.02 |  |  | 2000-03-23 | 1:00 | 2 | 35.6 |  |  | 2004-03-23 | 1:00 | -3.3 | 26.06 | [5 empty] | 3.3 | 37.94 |  |  |  | 0 | 32 |  |  |  |  | -8.9 | 15.98 |  |  |  |  | -8.9 | 15.98 | [5 empty] | 13.3 | 55.94 |  |  |  | 7.2 | 44.96 |  |  |  |  | 1.1 | 33.98 |  |  |  |  | -6.7 | 19.94
1995-03-23 | 2:00 | 7.2 | 44.96 | WEEKDAY | #N/A | 1990-03-23 | 2:00 | 9.4 | 48.92 |  |  | 2000-03-23 | 2:00 | 1 | 33.8 |  |  | 2004-03-23 | 2:00 | -3.9 | 24.98 | [5 empty] | 3.3 | 37.94 |  |  |  | -1 | 30.2 |  |  |  |  | -8.3 | 17.06 |  |  |  |  | -9.1 | 15.62 | [5 empty] | 11.7 | 53.06 |  |  |  | 6.7 | 44.06 |  |  |  |  | 1.7 | 35.06 |  |  |  |  | -7.2 | 19.04
1995-03-23 | 3:00 | 6.7 | 44.06 | WEEKDAY | #N/A | 1990-03-23 | 3:00 | 8.9 | 48.02 |  |  | 2000-03-23 | 3:00 | 0 | 32 |  |  | 2004-03-23 | 3:00 | -3.9 | 24.98 | [5 empty] | 3.3 | 37.94 |  |  |  | -2 | 28.4 |  |  |  |  | -8.3 | 17.06 |  |  |  |  | -9.2 | 15.44 | [5 empty] | 10.6 | 51.08 |  |  |  | 6.1 | 42.98 |  |  |  |  | 2.2 | 35.96 |  |  |  |  | -7.8 | 17.96
1995-03-23 | 4:00 | 6.7 | 44.06 | WEEKDAY | #N/A | 1990-03-23 | 4:00 | 8.9 | 48.02 |  |  | 2000-03-23 | 4:00 | 0 | 32 |  |  | 2004-03-23 | 4:00 | -5 | 23 | [5 empty] | 3.3 | 37.94 |  |  |  | -2 | 28.4 |  |  |  |  | -8.3 | 17.06 |  |  |  |  | -9.4 | 15.08 | [5 empty] | 5.6 | 42.08 |  |  |  | 5.6 | 42.08 |  |  |  |  | 2.2 | 35.96 |  |  |  |  | -8.3 | 17.06
1995-03-23 | 5:00 | 6.7 | 44.06 | WEEKDAY | #N/A | 1990-03-23 | 5:00 | 8.9 | 48.02 |  |  | 2000-03-23 | 5:00 | 1 | 33.8 |  |  | 2004-03-23 | 5:00 | -5 | 23 | [5 empty] | 3.9 | 39.02 |  |  |  | -2 | 28.4 |  |  |  |  | -8.3 | 17.06 |  |  |  |  | -8.7 | 16.34 | [5 empty] | 4.4 | 39.92 |  |  |  | 5 | 41 |  |  |  |  | 2.8 | 37.04 |  |  |  |  | -8.9 | 15.98
1995-03-23 | 6:00 | 6.7 | 44.06 | WEEKDAY | #N/A | 1990-03-23 | 6:00 | 10 | 50 |  |  | 2000-03-23 | 6:00 | 0 | 32 |  |  | 2004-03-23 | 6:00 | -5 | 23 | [5 empty] | 3.9 | 39.02 |  |  |  | -2.3 | 27.86 |  |  |  |  | -7.8 | 17.96 |  |  |  |  | -7.9 | 17.78 | [5 empty] | 3.9 | 39.02 |  |  |  | 3.3 | 37.94 |  |  |  |  | 2.8 | 37.04 |  |  |  |  | -7.2 | 19.04
1995-03-23 | 7:00 | 6.7 | 44.06 | WEEKDAY | #N/A | 1990-03-23 | 7:00 | 12.2 | 53.96 |  |  | 2000-03-23 | 7:00 | 0 | 32 |  |  | 2004-03-23 | 7:00 | -3.3 | 26.06 | [5 empty] | 4.4 | 39.92 |  |  |  | -2 | 28.4 |  |  |  |  | -7.2 | 19.04 |  |  |  |  | -7.2 | 19.04 | [5 empty] | 3.9 | 39.02 |  |  |  | 3.9 | 39.02 |  |  |  |  | 2.8 | 37.04 |  |  |  |  | -4.4 | 24.08
1995-03-23 | 8:00 | 7.2 | 44.96 | WEEKDAY | #N/A | 1990-03-23 | 8:00 | 13.3 | 55.94 |  |  | 2000-03-23 | 8:00 | 3 | 37.4 |  |  | 2004-03-23 | 8:00 | -1.1 | 30.02 | [5 empty] | 4.4 | 39.92 |  |  |  | 2 | 35.6 |  |  |  |  | -6.1 | 21.02 |  |  |  |  | -4.4 | 24.08 | [5 empty] | 5 | 41 |  |  |  | 0 | 32 |  |  |  |  | 3.9 | 39.02 |  |  |  |  | -0.6 | 30.92
1995-03-23 | 9:00 | 8.3 | 46.94 | WEEKDAY | #N/A | 1990-03-23 | 9:00 | 15 | 59 |  |  | 2000-03-23 | 9:00 | 8 | 46.4 |  |  | 2004-03-23 | 9:00 | 0.6 | 33.08 | [5 empty] | 4.4 | 39.92 |  |  |  | 5.5 | 41.9 |  |  |  |  | -4.4 | 24.08 |  |  |  |  | -1.7 | 28.94 | [5 empty] | 6.1 | 42.98 |  |  |  | -1.1 | 30.02 |  |  |  |  | 4.4 | 39.92 |  |  |  |  | 3.9 | 39.02
1995-03-23 | 10:00 | 8.9 | 48.02 | WEEKDAY | #N/A | 1990-03-23 | 10:00 | 16.7 | 62.06 |  |  | 2000-03-23 | 10:00 | 10.7 | 51.26 |  |  | 2004-03-23 | 10:00 | 2.2 | 35.96 | [5 empty] | 3.9 | 39.02 |  |  |  | 9 | 48.2 |  |  |  |  | -3.3 | 26.06 |  |  |  |  | 1.1 | 33.98 | [5 empty] | 0 | 32 |  |  |  | 0 | 32 |  |  |  |  | 5 | 41 |  |  |  |  | 6.7 | 44.06
1995-03-23 | 11:00 | 8.9 | 48.02 | WEEKDAY | #N/A | 1990-03-23 | 11:00 | 17.8 | 64.04 |  |  | 2000-03-23 | 11:00 | 13 | 55.4 |  |  | 2004-03-23 | 11:00 | 3.3 | 37.94 | [5 empty] | 3.3 | 37.94 |  |  |  | 12 | 53.6 |  |  |  |  | -1.7 | 28.94 |  |  |  |  | 3.5 | 38.3 | [5 empty] | -1.1 | 30.02 |  |  |  | 0 | 32 |  |  |  |  | 6.7 | 44.06 |  |  |  |  | 7.8 | 46.04
1995-03-23 | 12:00 | 8.9 | 48.02 | WEEKDAY | #N/A | 1990-03-23 | 12:00 | 18.3 | 64.94 |  |  | 2000-03-23 | 12:00 | 15 | 59 |  |  | 2004-03-23 | 12:00 | 4.4 | 39.92 | [5 empty] | 3.3 | 37.94 |  |  |  | 14 | 57.2 |  |  |  |  | 0.6 | 33.08 |  |  |  |  | 5.9 | 42.62 | [5 empty] | 1.1 | 33.98 |  |  |  | 2.2 | 35.96 |  |  |  |  | 7.8 | 46.04 |  |  |  |  | 8.9 | 48.02
1995-03-23 | 13:00 | 8.9 | 48.02 | WEEKDAY | #N/A | 1990-03-23 | 13:00 | 18.9 | 66.02 |  |  | 2000-03-23 | 13:00 | 15 | 59 |  |  | 2004-03-23 | 13:00 | 5.6 | 42.08 | [5 empty] | 3.3 | 37.94 |  |  |  | 17 | 62.6 |  |  |  |  | 1.7 | 35.06 |  |  |  |  | 8.3 | 46.94 | [5 empty] | 0.6 | 33.08 |  |  |  | 1.1 | 33.98 |  |  |  |  | 8.3 | 46.94 |  |  |  |  | 8.9 | 48.02
1995-03-23 | 14:00 | 9.4 | 48.92 | WEEKDAY | #N/A | 1990-03-23 | 14:00 | 17.8 | 64.04 |  |  | 2000-03-23 | 14:00 | 15 | 59 |  |  | 2004-03-23 | 14:00 | 5 | 41 | [5 empty] | 3.3 | 37.94 |  |  |  | 18 | 64.4 |  |  |  |  | 2.8 | 37.04 |  |  |  |  | 9.4 | 48.92 | [5 empty] | 1.1 | 33.98 |  |  |  | 0.6 | 33.08 |  |  |  |  | 8.9 | 48.02 |  |  |  |  | 8.3 | 46.94
1995-03-23 | 15:00 | 9.4 | 48.92 | WEEKDAY | #N/A | 1990-03-23 | 15:00 | 16.1 | 60.98 |  |  | 2000-03-23 | 15:00 | 15 | 59 |  |  | 2004-03-23 | 15:00 | 5 | 41 | [5 empty] | 3.3 | 37.94 |  |  |  | 18 | 64.4 |  |  |  |  | 3.3 | 37.94 |  |  |  |  | 10.6 | 51.08 | [5 empty] | 1.7 | 35.06 |  |  |  | 0.6 | 33.08 |  |  |  |  | 10.6 | 51.08 |  |  |  |  | 8.9 | 48.02
1995-03-23 | 16:00 | 9.4 | 48.92 | WEEKDAY | #N/A | 1990-03-23 | 16:00 | 11.1 | 51.98 |  |  | 2000-03-23 | 16:00 | 16 | 60.8 |  |  | 2004-03-23 | 16:00 | 5.6 | 42.08 | [5 empty] | 3.3 | 37.94 |  |  |  | 18 | 64.4 |  |  |  |  | 4.4 | 39.92 |  |  |  |  | 11.7 | 53.06 | [5 empty] | 1.1 | 33.98 |  |  |  | 0.6 | 33.08 |  |  |  |  | 11.1 | 51.98 |  |  |  |  | 8.3 | 46.94
1995-03-23 | 17:00 | 8.9 | 48.02 | WEEKDAY | #N/A | 1990-03-23 | 17:00 | 9.4 | 48.92 |  |  | 2000-03-23 | 17:00 | 15 | 59 |  |  | 2004-03-23 | 17:00 | 7.8 | 46.04 | [5 empty] | 3.9 | 39.02 |  |  |  | 18 | 64.4 |  |  |  |  | 3.9 | 39.02 |  |  |  |  | 9.7 | 49.46 | [5 empty] | 0 | 32 |  |  |  | -0.6 | 30.92 |  |  |  |  | 10.6 | 51.08 |  |  |  |  | 6.7 | 44.06
1995-03-23 | 18:00 | 8.9 | 48.02 | WEEKDAY | #N/A | 1990-03-23 | 18:00 | 7.8 | 46.04 |  |  | 2000-03-23 | 18:00 | 13 | 55.4 |  |  | 2004-03-23 | 18:00 | 6.1 | 42.98 | [5 empty] | 5 | 41 |  |  |  | 17 | 62.6 |  |  |  |  | 3.3 | 37.94 |  |  |  |  | 7.6 | 45.68 | [5 empty] | -0.6 | 30.92 |  |  |  | -0.6 | 30.92 |  |  |  |  | 8.9 | 48.02 |  |  |  |  | 5.6 | 42.08
1995-03-23 | 19:00 | 8.3 | 46.94 | WEEKDAY | #N/A | 1990-03-23 | 19:00 | 6.7 | 44.06 |  |  | 2000-03-23 | 19:00 | 11 | 51.8 |  |  | 2004-03-23 | 19:00 | 5.6 | 42.08 | [5 empty] | 5.6 | 42.08 |  |  |  | 12 | 53.6 |  |  |  |  | 2.2 | 35.96 |  |  |  |  | 5.6 | 42.08 | [5 empty] | -1.1 | 30.02 |  |  |  | -1.1 | 30.02 |  |  |  |  | 7.2 | 44.96 |  |  |  |  | 2.8 | 37.04
1995-03-23 | 20:00 | 8.3 | 46.94 | WEEKDAY | #N/A | 1990-03-23 | 20:00 | 6.1 | 42.98 |  |  | 2000-03-23 | 20:00 | 10 | 50 |  |  | 2004-03-23 | 20:00 | 5 | 41 | [5 empty] | 6.7 | 44.06 |  |  |  | 14 | 57.2 |  |  |  |  | 2.2 | 35.96 |  |  |  |  | 3.5 | 38.3 | [5 empty] | -2.2 | 28.04 |  |  |  | -1.7 | 28.94 |  |  |  |  | 6.1 | 42.98 |  |  |  |  | 1.1 | 33.98
1995-03-23 | 21:00 | 7.8 | 46.04 | WEEKDAY | #N/A | 1990-03-23 | 21:00 | 5.6 | 42.08 |  |  | 2000-03-23 | 21:00 | 8 | 46.4 |  |  | 2004-03-23 | 21:00 | 4.4 | 39.92 | [5 empty] | 5.6 | 42.08 |  |  |  | 14 | 57.2 |  |  |  |  | 1.7 | 35.06 |  |  |  |  | 1.5 | 34.7 | [5 empty] | -2.8 | 26.96 |  |  |  | -2.2 | 28.04 |  |  |  |  | 6.7 | 44.06 |  |  |  |  | 0 | 32
1995-03-23 | 22:00 | 7.2 | 44.96 | WEEKDAY | #N/A | 1990-03-23 | 22:00 | 3.9 | 39.02 |  |  | 2000-03-23 | 22:00 | 7 | 44.6 |  |  | 2004-03-23 | 22:00 | 4.4 | 39.92 | [5 empty] | 4.4 | 39.92 |  |  |  | 14 | 57.2 |  |  |  |  | 2.2 | 35.96 |  |  |  |  | -0.6 | 30.92 | [5 empty] | -2.8 | 26.96 |  |  |  | -2.8 | 26.96 |  |  |  |  | 6.7 | 44.06 |  |  |  |  | -1.7 | 28.94
1995-03-23 | 23:00 | 7.2 | 44.96 | WEEKDAY | #N/A | 1990-03-23 | 23:00 | 3.3 | 37.94 |  |  | 2000-03-23 | 23:00 | 5 | 41 |  |  | 2004-03-23 | 23:00 | 3.9 | 39.02 | [5 empty] | 3.3 | 37.94 |  |  |  | 6 | 42.8 |  |  |  |  | -1.1 | 30.02 |  |  |  |  | 0.5 | 32.9 | [5 empty] | -2.8 | 26.96 |  |  |  | -2.8 | 26.96 |  |  |  |  | 5.6 | 42.08 |  |  |  |  | -1.1 | 30.02
1995-03-23 | 24:00 | 7.2 | 44.96 | WEEKDAY | #N/A | 1990-03-23 | 24:00 | 2.8 | 37.04 |  |  | 2000-03-23 | 24:00 | 5 | 41 |  |  | 2004-03-23 | 24:00 | 3.3 | 37.94 | [5 empty] | 2.8 | 37.04 |  |  |  | 5 | 41 |  |  |  |  | -2.2 | 28.04 |  |  |  |  | 1.7 | 35.06 | [5 empty] | -2.8 | 26.96 |  |  |  | -3.9 | 24.98 |  |  |  |  | 3.3 | 37.94 |  |  |  |  | -2.2 | 28.04
1995-03-24 | 1:00 | 6.7 | 44.06 | WEEKDAY | #N/A | 1990-03-24 | 1:00 | 2.2 | 35.96 |  |  | 2000-03-24 | 1:00 | 8 | 46.4 |  |  | 2004-03-24 | 1:00 | 3.3 | 37.94 | [5 empty] | 2.8 | 37.04 |  |  |  | 5 | 41 |  |  |  |  | -2.2 | 28.04 |  |  |  |  | 2.8 | 37.04 | [5 empty] | -2.8 | 26.96 |  |  |  | -3.9 | 24.98 |  |  |  |  | 1.7 | 35.06 |  |  |  |  | -3.9 | 24.98
1995-03-24 | 2:00 | 6.7 | 44.06 | WEEKDAY | #N/A | 1990-03-24 | 2:00 | 2.2 | 35.96 |  |  | 2000-03-24 | 2:00 | 9 | 48.2 |  |  | 2004-03-24 | 2:00 | 3.3 | 37.94 | [5 empty] | 2.8 | 37.04 |  |  |  | 5 | 41 |  |  |  |  | -3.3 | 26.06 |  |  |  |  | 2.8 | 37.04 | [5 empty] | -4.4 | 24.08 |  |  |  | -4.4 | 24.08 |  |  |  |  | 1.1 | 33.98 |  |  |  |  | -3.9 | 24.98
1995-03-24 | 3:00 | 5.6 | 42.08 | WEEKDAY | #N/A | 1990-03-24 | 3:00 | 1.7 | 35.06 |  |  | 2000-03-24 | 3:00 | 9 | 48.2 |  |  | 2004-03-24 | 3:00 | 2.8 | 37.04 | [5 empty] | 3.3 | 37.94 |  |  |  | 5 | 41 |  |  |  |  | -3.9 | 24.98 |  |  |  |  | 2.8 | 37.04 | [5 empty] | -4.4 | 24.08 |  |  |  | -5 | 23 |  |  |  |  | 0.6 | 33.08 |  |  |  |  | -2.8 | 26.96
1995-03-24 | 4:00 | 5 | 41 | WEEKDAY | #N/A | 1990-03-24 | 4:00 | 1.7 | 35.06 |  |  | 2000-03-24 | 4:00 | 9 | 48.2 |  |  | 2004-03-24 | 4:00 | 2.2 | 35.96 | [5 empty] | 3.3 | 37.94 |  |  |  | 5 | 41 |  |  |  |  | -4.4 | 24.08 |  |  |  |  | 2.8 | 37.04 | [5 empty] | -5 | 23 |  |  |  | -6.1 | 21.02 |  |  |  |  | -1.1 | 30.02 |  |  |  |  | -0.6 | 30.92
1995-03-24 | 5:00 | 5 | 41 | WEEKDAY | #N/A | 1990-03-24 | 5:00 | 1.1 | 33.98 |  |  | 2000-03-24 | 5:00 | 8 | 46.4 |  |  | 2004-03-24 | 5:00 | 1.1 | 33.98 | [5 empty] | 3.3 | 37.94 |  |  |  | 3 | 37.4 |  |  |  |  | -4.4 | 24.08 |  |  |  |  | 3 | 37.4 | [5 empty] | -6.1 | 21.02 |  |  |  | -5.6 | 21.92 |  |  |  |  | -1.7 | 28.94 |  |  |  |  | 0 | 32
1995-03-24 | 6:00 | 4.4 | 39.92 | WEEKDAY | #N/A | 1990-03-24 | 6:00 | 1.1 | 33.98 |  |  | 2000-03-24 | 6:00 | 8 | 46.4 |  |  | 2004-03-24 | 6:00 | 1.1 | 33.98 | [5 empty] | 3.3 | 37.94 |  |  |  | 1.7 | 35.06 |  |  |  |  | -4.4 | 24.08 |  |  |  |  | 3.1 | 37.58 | [5 empty] | -5 | 23 |  |  |  | -5 | 23 |  |  |  |  | -1.7 | 28.94 |  |  |  |  | -0.6 | 30.92
1995-03-24 | 7:00 | 4.4 | 39.92 | WEEKDAY | #N/A | 1990-03-24 | 7:00 | 1.1 | 33.98 |  |  | 2000-03-24 | 7:00 | 9 | 48.2 |  |  | 2004-03-24 | 7:00 | 2.8 | 37.04 | [5 empty] | 3.3 | 37.94 |  |  |  | 1 | 33.8 |  |  |  |  | -3.9 | 24.98 |  |  |  |  | 3.3 | 37.94 | [5 empty] | -4.4 | 24.08 |  |  |  | -5.6 | 21.92 |  |  |  |  | -1.7 | 28.94 |  |  |  |  | -0.6 | 30.92
1995-03-24 | 8:00 | 5.6 | 42.08 | WEEKDAY | #N/A | 1990-03-24 | 8:00 | 1.1 | 33.98 |  |  | 2000-03-24 | 8:00 | 11 | 51.8 |  |  | 2004-03-24 | 8:00 | 5.6 | 42.08 | [5 empty] | 3.9 | 39.02 |  |  |  | 6 | 42.8 |  |  |  |  | -2.2 | 28.04 |  |  |  |  | 6.1 | 42.98 | [5 empty] | -4.4 | 24.08 |  |  |  | -4.4 | 24.08 |  |  |  |  | -1.7 | 28.94 |  |  |  |  | 0.6 | 33.08
1995-03-24 | 9:00 | 6.1 | 42.98 | WEEKDAY | #N/A | 1990-03-24 | 9:00 | 1.7 | 35.06 |  |  | 2000-03-24 | 9:00 | 13 | 55.4 |  |  | 2004-03-24 | 9:00 | 7.2 | 44.96 | [5 empty] | 5 | 41 |  |  |  | 12 | 53.6 |  |  |  |  | -1.7 | 28.94 |  |  |  |  | 8.9 | 48.02 | [5 empty] | -3.3 | 26.06 |  |  |  | -3.9 | 24.98 |  |  |  |  | -0.6 | 30.92 |  |  |  |  | 0.6 | 33.08
1995-03-24 | 10:00 | 7.2 | 44.96 | WEEKDAY | #N/A | 1990-03-24 | 10:00 | 2.2 | 35.96 |  |  | 2000-03-24 | 10:00 | 15 | 59 |  |  | 2004-03-24 | 10:00 | 9.4 | 48.92 | [5 empty] | 5.6 | 42.08 |  |  |  | 13 | 55.4 |  |  |  |  | -1.1 | 30.02 |  |  |  |  | 11.7 | 53.06 | [5 empty] | -3.3 | 26.06 |  |  |  | -3.3 | 26.06 |  |  |  |  | 0 | 32 |  |  |  |  | 1.7 | 35.06
1995-03-24 | 11:00 | 6.7 | 44.06 | WEEKDAY | #N/A | 1990-03-24 | 11:00 | 2.8 | 37.04 |  |  | 2000-03-24 | 11:00 | 16 | 60.8 |  |  | 2004-03-24 | 11:00 | 9.4 | 48.92 | [5 empty] | 6.1 | 42.98 |  |  |  | 15 | 59 |  |  |  |  | 1.1 | 33.98 |  |  |  |  | 13.9 | 57.02 | [5 empty] | -3.3 | 26.06 |  |  |  | -2.2 | 28.04 |  |  |  |  | 1.1 | 33.98 |  |  |  |  | 3.3 | 37.94
1995-03-24 | 12:00 | 6.7 | 44.06 | WEEKDAY | #N/A | 1990-03-24 | 12:00 | 2.8 | 37.04 |  |  | 2000-03-24 | 12:00 | 18 | 64.4 |  |  | 2004-03-24 | 12:00 | 11.1 | 51.98 | [5 empty] | 6.7 | 44.06 |  |  |  | 16 | 60.8 |  |  |  |  | 2.2 | 35.96 |  |  |  |  | 16.1 | 60.98 | [5 empty] | -2.2 | 28.04 |  |  |  | -1.1 | 30.02 |  |  |  |  | 1.7 | 35.06 |  |  |  |  | 3.9 | 39.02
1995-03-24 | 13:00 | 5.6 | 42.08 | WEEKDAY | #N/A | 1990-03-24 | 13:00 | 2.2 | 35.96 |  |  | 2000-03-24 | 13:00 | 19 | 66.2 |  |  | 2004-03-24 | 13:00 | 10.6 | 51.08 | [5 empty] | 6.7 | 44.06 |  |  |  | 17 | 62.6 |  |  |  |  | 3.3 | 37.94 |  |  |  |  | 18.3 | 64.94 | [5 empty] | -2.2 | 28.04 |  |  |  | -0.6 | 30.92 |  |  |  |  | 2.8 | 37.04 |  |  |  |  | 4.4 | 39.92
1995-03-24 | 14:00 | 6.1 | 42.98 | WEEKDAY | #N/A | 1990-03-24 | 14:00 | 2.8 | 37.04 |  |  | 2000-03-24 | 14:00 | 19 | 66.2 |  |  | 2004-03-24 | 14:00 | 11.1 | 51.98 | [5 empty] | 6.7 | 44.06 |  |  |  | 18 | 64.4 |  |  |  |  | 3.9 | 39.02 |  |  |  |  | 18.9 | 66.02 | [5 empty] | -1.1 | 30.02 |  |  |  | -0.6 | 30.92 |  |  |  |  | 2.8 | 37.04 |  |  |  |  | 3.9 | 39.02
1995-03-24 | 15:00 | 6.7 | 44.06 | WEEKDAY | #N/A | 1990-03-24 | 15:00 | 2.8 | 37.04 |  |  | 2000-03-24 | 15:00 | 19 | 66.2 |  |  | 2004-03-24 | 15:00 | 10 | 50 | [5 empty] | 6.7 | 44.06 |  |  |  | 19 | 66.2 |  |  |  |  | 2.8 | 37.04 |  |  |  |  | 19.4 | 66.92 | [5 empty] | -1.1 | 30.02 |  |  |  | 0 | 32 |  |  |  |  | 3.9 | 39.02 |  |  |  |  | 4.4 | 39.92
1995-03-24 | 16:00 | 6.7 | 44.06 | WEEKDAY | #N/A | 1990-03-24 | 16:00 | 2.8 | 37.04 |  |  | 2000-03-24 | 16:00 | 20 | 68 |  |  | 2004-03-24 | 16:00 | 9.4 | 48.92 | [5 empty] | 8.3 | 46.94 |  |  |  | 19 | 66.2 |  |  |  |  | 1.7 | 35.06 |  |  |  |  | 20 | 68 | [5 empty] | -1.1 | 30.02 |  |  |  | 0.6 | 33.08 |  |  |  |  | 2.8 | 37.04 |  |  |  |  | 4.4 | 39.92
1995-03-24 | 17:00 | 6.7 | 44.06 | WEEKDAY | #N/A | 1990-03-24 | 17:00 | 2.8 | 37.04 |  |  | 2000-03-24 | 17:00 | 19 | 66.2 |  |  | 2004-03-24 | 17:00 | 7.8 | 46.04 | [5 empty] | 7.8 | 46.04 |  |  |  | 19 | 66.2 |  |  |  |  | 1.7 | 35.06 |  |  |  |  | 18.5 | 65.3 | [5 empty] | -0.6 | 30.92 |  |  |  | -1.1 | 30.02 |  |  |  |  | 2.2 | 35.96 |  |  |  |  | 2.8 | 37.04
1995-03-24 | 18:00 | 6.1 | 42.98 | WEEKDAY | #N/A | 1990-03-24 | 18:00 | 2.8 | 37.04 |  |  | 2000-03-24 | 18:00 | 18 | 64.4 |  |  | 2004-03-24 | 18:00 | 6.1 | 42.98 | [5 empty] | 6.1 | 42.98 |  |  |  | 17 | 62.6 |  |  |  |  | 0.6 | 33.08 |  |  |  |  | 17.1 | 62.78 | [5 empty] | -1.7 | 28.94 |  |  |  | -1.7 | 28.94 |  |  |  |  | 1.1 | 33.98 |  |  |  |  | 1.1 | 33.98
1995-03-24 | 19:00 | 5.6 | 42.08 | WEEKDAY | #N/A | 1990-03-24 | 19:00 | 2.8 | 37.04 |  |  | 2000-03-24 | 19:00 | 14 | 57.2 |  |  | 2004-03-24 | 19:00 | 6.7 | 44.06 | [5 empty] | 5.6 | 42.08 |  |  |  | 14 | 57.2 |  |  |  |  | -1.1 | 30.02 |  |  |  |  | 15.6 | 60.08 | [5 empty] | -2.8 | 26.96 |  |  |  | -2.2 | 28.04 |  |  |  |  | -0.6 | 30.92 |  |  |  |  | -0.6 | 30.92
1995-03-24 | 20:00 | 5 | 41 | WEEKDAY | #N/A | 1990-03-24 | 20:00 | 2.8 | 37.04 |  |  | 2000-03-24 | 20:00 | 12 | 53.6 |  |  | 2004-03-24 | 20:00 | 6.7 | 44.06 | [5 empty] | 5.6 | 42.08 |  |  |  | 10 | 50 |  |  |  |  | -1.1 | 30.02 |  |  |  |  | 14.1 | 57.38 | [5 empty] | -3.3 | 26.06 |  |  |  | -2.2 | 28.04 |  |  |  |  | -1.7 | 28.94 |  |  |  |  | -1.7 | 28.94
1995-03-24 | 21:00 | 4.4 | 39.92 | WEEKDAY | #N/A | 1990-03-24 | 21:00 | 2.8 | 37.04 |  |  | 2000-03-24 | 21:00 | 12 | 53.6 |  |  | 2004-03-24 | 21:00 | 6.1 | 42.98 | [5 empty] | 6.1 | 42.98 |  |  |  | 8 | 46.4 |  |  |  |  | -1.1 | 30.02 |  |  |  |  | 12.6 | 54.68 | [5 empty] | -4.4 | 24.08 |  |  |  | -2.8 | 26.96 |  |  |  |  | -1.1 | 30.02 |  |  |  |  | -3.9 | 24.98
1995-03-24 | 22:00 | 4.4 | 39.92 | WEEKDAY | #N/A | 1990-03-24 | 22:00 | 2.8 | 37.04 |  |  | 2000-03-24 | 22:00 | 9 | 48.2 |  |  | 2004-03-24 | 22:00 | 6.1 | 42.98 | [5 empty] | 6.1 | 42.98 |  |  |  | 7 | 44.6 |  |  |  |  | -1.1 | 30.02 |  |  |  |  | 11.1 | 51.98 | [5 empty] | -5 | 23 |  |  |  | -3.3 | 26.06 |  |  |  |  | -1.1 | 30.02 |  |  |  |  | -5.6 | 21.92
1995-03-24 | 23:00 | 3.3 | 37.94 | WEEKDAY | #N/A | 1990-03-24 | 23:00 | 2.8 | 37.04 |  |  | 2000-03-24 | 23:00 | 8 | 46.4 |  |  | 2004-03-24 | 23:00 | 6.7 | 44.06 | [5 empty] | 5 | 41 |  |  |  | 4 | 39.2 |  |  |  |  | -1.7 | 28.94 |  |  |  |  | 10.2 | 50.36 | [5 empty] | -5.6 | 21.92 |  |  |  | -3.9 | 24.98 |  |  |  |  | -1.7 | 28.94 |  |  |  |  | -5.6 | 21.92
1995-03-24 | 24:00 | 2.8 | 37.04 | WEEKDAY | #N/A | 1990-03-24 | 24:00 | 2.8 | 37.04 |  |  | 2000-03-24 | 24:00 | 6 | 42.8 |  |  | 2004-03-24 | 24:00 | 6.7 | 44.06 | [5 empty] | 5 | 41 |  |  |  | 4 | 39.2 |  |  |  |  | -2.8 | 26.96 |  |  |  |  | 9.2 | 48.56 | [5 empty] | -6.1 | 21.02 |  |  |  | -4.4 | 24.08 |  |  |  |  | -2.2 | 28.04 |  |  |  |  | -3.3 | 26.06
1995-03-25 | 1:00 | 2.8 | 37.04 | SATURDAY | #N/A | 1990-03-25 | 1:00 | 2.8 | 37.04 |  |  | 2000-03-25 | 1:00 | 6 | 42.8 |  |  | 2004-03-25 | 1:00 | 6.1 | 42.98 | [5 empty] | 5 | 41 |  |  |  | 3 | 37.4 |  |  |  |  | -3.3 | 26.06 |  |  |  |  | 8.3 | 46.94 | [5 empty] | -6.7 | 19.94 |  |  |  | -4.4 | 24.08 |  |  |  |  | -1.7 | 28.94 |  |  |  |  | -4.4 | 24.08
1995-03-25 | 2:00 | 2.2 | 35.96 | SATURDAY | #N/A | 1990-03-25 | 2:00 | 2.8 | 37.04 |  |  | 2000-03-25 | 2:00 | 4 | 39.2 |  |  | 2004-03-25 | 2:00 | 6.1 | 42.98 | [5 empty] | 4.4 | 39.92 |  |  |  | 3 | 37.4 |  |  |  |  | -3.9 | 24.98 |  |  |  |  | 7.9 | 46.22 | [5 empty] | -5.6 | 21.92 |  |  |  | -5 | 23 |  |  |  |  | -1.7 | 28.94 |  |  |  |  | -5 | 23
1995-03-25 | 3:00 | 2.2 | 35.96 | SATURDAY | #N/A | 1990-03-25 | 3:00 | 2.2 | 35.96 |  |  | 2000-03-25 | 3:00 | 4 | 39.2 |  |  | 2004-03-25 | 3:00 | 6.1 | 42.98 | [5 empty] | 5 | 41 |  |  |  | 2 | 35.6 |  |  |  |  | -4.4 | 24.08 |  |  |  |  | 7.6 | 45.68 | [5 empty] | -5.6 | 21.92 |  |  |  | -5 | 23 |  |  |  |  | -0.6 | 30.92 |  |  |  |  | -5.6 | 21.92
1995-03-25 | 4:00 | 1.7 | 35.06 | SATURDAY | #N/A | 1990-03-25 | 4:00 | 2.8 | 37.04 |  |  | 2000-03-25 | 4:00 | 4 | 39.2 |  |  | 2004-03-25 | 4:00 | 6.7 | 44.06 | [5 empty] | 5 | 41 |  |  |  | 1 | 33.8 |  |  |  |  | -3.9 | 24.98 |  |  |  |  | 7.2 | 44.96 | [5 empty] | -5.6 | 21.92 |  |  |  | -5 | 23 |  |  |  |  | 0.6 | 33.08 |  |  |  |  | -6.1 | 21.02
1995-03-25 | 5:00 | 1.7 | 35.06 | SATURDAY | #N/A | 1990-03-25 | 5:00 | 2.8 | 37.04 |  |  | 2000-03-25 | 5:00 | 4 | 39.2 |  |  | 2004-03-25 | 5:00 | 6.7 | 44.06 | [5 empty] | 5 | 41 |  |  |  | 1 | 33.8 |  |  |  |  | -3.9 | 24.98 |  |  |  |  | 7.4 | 45.32 | [5 empty] | -5 | 23 |  |  |  | -5 | 23 |  |  |  |  | 1.1 | 33.98 |  |  |  |  | -7.2 | 19.04
1995-03-25 | 6:00 | 1.7 | 35.06 | SATURDAY | #N/A | 1990-03-25 | 6:00 | 2.8 | 37.04 |  |  | 2000-03-25 | 6:00 | 5 | 41 |  |  | 2004-03-25 | 6:00 | 7.2 | 44.96 | [5 empty] | 4.4 | 39.92 |  |  |  | 0 | 32 |  |  |  |  | -3.9 | 24.98 |  |  |  |  | 7.6 | 45.68 | [5 empty] | -5 | 23 |  |  |  | -5.6 | 21.92 |  |  |  |  | 2.8 | 37.04 |  |  |  |  | -7.8 | 17.96
1995-03-25 | 7:00 | 1.7 | 35.06 | SATURDAY | #N/A | 1990-03-25 | 7:00 | 2.8 | 37.04 |  |  | 2000-03-25 | 7:00 | 6 | 42.8 |  |  | 2004-03-25 | 7:00 | 6.7 | 44.06 | [5 empty] | 4.4 | 39.92 |  |  |  | 0 | 32 |  |  |  |  | -3.9 | 24.98 |  |  |  |  | 7.8 | 46.04 | [5 empty] | -5 | 23 |  |  |  | -5 | 23 |  |  |  |  | 3.3 | 37.94 |  |  |  |  | -6.1 | 21.02
1995-03-25 | 8:00 | 2.8 | 37.04 | SATURDAY | #N/A | 1990-03-25 | 8:00 | 3.3 | 37.94 |  |  | 2000-03-25 | 8:00 | 7 | 44.6 |  |  | 2004-03-25 | 8:00 | 6.7 | 44.06 | [5 empty] | 4.4 | 39.92 |  |  |  | 5 | 41 |  |  |  |  | -3.9 | 24.98 |  |  |  |  | 8.9 | 48.02 | [5 empty] | -1.7 | 28.94 |  |  |  | -3.9 | 24.98 |  |  |  |  | 6.7 | 44.06 |  |  |  |  | -4.4 | 24.08
1995-03-25 | 9:00 | 1.1 | 33.98 | SATURDAY | #N/A | 1990-03-25 | 9:00 | 4.4 | 39.92 |  |  | 2000-03-25 | 9:00 | 10 | 50 |  |  | 2004-03-25 | 9:00 | 6.7 | 44.06 | [5 empty] | 5 | 41 |  |  |  | 9.5 | 49.1 |  |  |  |  | -3.3 | 26.06 |  |  |  |  | 10 | 50 | [5 empty] | -0.6 | 30.92 |  |  |  | -0.6 | 30.92 |  |  |  |  | 8.9 | 48.02 |  |  |  |  | -2.8 | 26.96
1995-03-25 | 10:00 | 5 | 41 | SATURDAY | #N/A | 1990-03-25 | 10:00 | 6.1 | 42.98 |  |  | 2000-03-25 | 10:00 | 13 | 55.4 |  |  | 2004-03-25 | 10:00 | 7.2 | 44.96 | [5 empty] | 5.6 | 42.08 |  |  |  | 14 | 57.2 |  |  |  |  | -2.8 | 26.96 |  |  |  |  | 11.1 | 51.98 | [5 empty] | 1.1 | 33.98 |  |  |  | 0.6 | 33.08 |  |  |  |  | 11.7 | 53.06 |  |  |  |  | -2.2 | 28.04
1995-03-25 | 11:00 | 6.7 | 44.06 | SATURDAY | #N/A | 1990-03-25 | 11:00 | 6.1 | 42.98 |  |  | 2000-03-25 | 11:00 | 15 | 59 |  |  | 2004-03-25 | 11:00 | 7.2 | 44.96 | [5 empty] | 6.7 | 44.06 |  |  |  | 15 | 59 |  |  |  |  | -2.2 | 28.04 |  |  |  |  | 12.8 | 55.04 | [5 empty] | 1.7 | 35.06 |  |  |  | 1.1 | 33.98 |  |  |  |  | 15 | 59 |  |  |  |  | -1.1 | 30.02
1995-03-25 | 12:00 | 7.8 | 46.04 | SATURDAY | #N/A | 1990-03-25 | 12:00 | 7.8 | 46.04 |  |  | 2000-03-25 | 12:00 | 15 | 59 |  |  | 2004-03-25 | 12:00 | 7.2 | 44.96 | [5 empty] | 7.2 | 44.96 |  |  |  | 18 | 64.4 |  |  |  |  | -1.1 | 30.02 |  |  |  |  | 14.4 | 57.92 | [5 empty] | 3.3 | 37.94 |  |  |  | 1.1 | 33.98 |  |  |  |  | 17.8 | 64.04 |  |  |  |  | -0.6 | 30.92
1995-03-25 | 13:00 | 9.4 | 48.92 | SATURDAY | #N/A | 1990-03-25 | 13:00 | 7.8 | 46.04 |  |  | 2000-03-25 | 13:00 | 16 | 60.8 |  |  | 2004-03-25 | 13:00 | 7.2 | 44.96 | [5 empty] | 8.3 | 46.94 |  |  |  | 18 | 64.4 |  |  |  |  | -0.6 | 30.92 |  |  |  |  | 16.1 | 60.98 | [5 empty] | 5 | 41 |  |  |  | 1.7 | 35.06 |  |  |  |  | 22.2 | 71.96 |  |  |  |  | 0 | 32
1995-03-25 | 14:00 | 10.6 | 51.08 | SATURDAY | #N/A | 1990-03-25 | 14:00 | 7.8 | 46.04 |  |  | 2000-03-25 | 14:00 | 14 | 57.2 |  |  | 2004-03-25 | 14:00 | 7.2 | 44.96 | [5 empty] | 7.8 | 46.04 |  |  |  | 16 | 60.8 |  |  |  |  | -0.6 | 30.92 |  |  |  |  | 15.4 | 59.72 | [5 empty] | 4.4 | 39.92 |  |  |  | 2.2 | 35.96 |  |  |  |  | 22.2 | 71.96 |  |  |  |  | 1.1 | 33.98
1995-03-25 | 15:00 | 11.1 | 51.98 | SATURDAY | #N/A | 1990-03-25 | 15:00 | 7.8 | 46.04 |  |  | 2000-03-25 | 15:00 | 13 | 55.4 |  |  | 2004-03-25 | 15:00 | 7.2 | 44.96 | [5 empty] | 6.7 | 44.06 |  |  |  | 18 | 64.4 |  |  |  |  | -0.6 | 30.92 |  |  |  |  | 14.6 | 58.28 | [5 empty] | 6.7 | 44.06 |  |  |  | 1.7 | 35.06 |  |  |  |  | 22.8 | 73.04 |  |  |  |  | 1.7 | 35.06
1995-03-25 | 16:00 | 11.7 | 53.06 | SATURDAY | #N/A | 1990-03-25 | 16:00 | 8.3 | 46.94 |  |  | 2000-03-25 | 16:00 | 12 | 53.6 |  |  | 2004-03-25 | 16:00 | 7.8 | 46.04 | [5 empty] | 5.6 | 42.08 |  |  |  | 18 | 64.4 |  |  |  |  | -2.8 | 26.96 |  |  |  |  | 13.9 | 57.02 | [5 empty] | 7.2 | 44.96 |  |  |  | 2.2 | 35.96 |  |  |  |  | 22.8 | 73.04 |  |  |  |  | 1.7 | 35.06
1995-03-25 | 17:00 | 12.2 | 53.96 | SATURDAY | #N/A | 1990-03-25 | 17:00 | 7.8 | 46.04 |  |  | 2000-03-25 | 17:00 | 12 | 53.6 |  |  | 2004-03-25 | 17:00 | 7.8 | 46.04 | [5 empty] | 5 | 41 |  |  |  | 17 | 62.6 |  |  |  |  | -3.3 | 26.06 |  |  |  |  | 13.3 | 55.94 | [5 empty] | 6.7 | 44.06 |  |  |  | 1.7 | 35.06 |  |  |  |  | 21.7 | 71.06 |  |  |  |  | 1.7 | 35.06
1995-03-25 | 18:00 | 11.1 | 51.98 | SATURDAY | #N/A | 1990-03-25 | 18:00 | 7.8 | 46.04 |  |  | 2000-03-25 | 18:00 | 11 | 51.8 |  |  | 2004-03-25 | 18:00 | 7.2 | 44.96 | [5 empty] | 5 | 41 |  |  |  | 16 | 60.8 |  |  |  |  | -3.3 | 26.06 |  |  |  |  | 12.8 | 55.04 | [5 empty] | 5 | 41 |  |  |  | 1.7 | 35.06 |  |  |  |  | 19.4 | 66.92 |  |  |  |  | -0.6 | 30.92
1995-03-25 | 19:00 | 10 | 50 | SATURDAY | #N/A | 1990-03-25 | 19:00 | 7.2 | 44.96 |  |  | 2000-03-25 | 19:00 | 10 | 50 |  |  | 2004-03-25 | 19:00 | 7.2 | 44.96 | [5 empty] | 5 | 41 |  |  |  | 14 | 57.2 |  |  |  |  | -2.8 | 26.96 |  |  |  |  | 12.2 | 53.96 | [5 empty] | 1.7 | 35.06 |  |  |  | 0.6 | 33.08 |  |  |  |  | 17.8 | 64.04 |  |  |  |  | -1.1 | 30.02
1995-03-25 | 20:00 | 9.4 | 48.92 | SATURDAY | #N/A | 1990-03-25 | 20:00 | 7.2 | 44.96 |  |  | 2000-03-25 | 20:00 | 9 | 48.2 |  |  | 2004-03-25 | 20:00 | 7.2 | 44.96 | [5 empty] | 5 | 41 |  |  |  | 13 | 55.4 |  |  |  |  | -3.3 | 26.06 |  |  |  |  | 10.2 | 50.36 | [5 empty] | 0.6 | 33.08 |  |  |  | 0.6 | 33.08 |  |  |  |  | 16.7 | 62.06 |  |  |  |  | -2.2 | 28.04
1995-03-25 | 21:00 | 8.3 | 46.94 | SATURDAY | #N/A | 1990-03-25 | 21:00 | 7.2 | 44.96 |  |  | 2000-03-25 | 21:00 | 9 | 48.2 |  |  | 2004-03-25 | 21:00 | 7.2 | 44.96 | [5 empty] | 5 | 41 |  |  |  | 13 | 55.4 |  |  |  |  | -3.3 | 26.06 |  |  |  |  | 8.1 | 46.58 | [5 empty] | -1.7 | 28.94 |  |  |  | 1.1 | 33.98 |  |  |  |  | 16.1 | 60.98 |  |  |  |  | -2.8 | 26.96
1995-03-25 | 22:00 | 8.3 | 46.94 | SATURDAY | #N/A | 1990-03-25 | 22:00 | 6.1 | 42.98 |  |  | 2000-03-25 | 22:00 | 10 | 50 |  |  | 2004-03-25 | 22:00 | 7.2 | 44.96 | [5 empty] | 5 | 41 |  |  |  | 12 | 53.6 |  |  |  |  | -3.3 | 26.06 |  |  |  |  | 6.1 | 42.98 | [5 empty] | -0.6 | 30.92 |  |  |  | 1.7 | 35.06 |  |  |  |  | 16.7 | 62.06 |  |  |  |  | -2.8 | 26.96
1995-03-25 | 23:00 | 7.8 | 46.04 | SATURDAY | #N/A | 1990-03-25 | 23:00 | 6.1 | 42.98 |  |  | 2000-03-25 | 23:00 | 10 | 50 |  |  | 2004-03-25 | 23:00 | 7.2 | 44.96 | [5 empty] | 5 | 41 |  |  |  | 12 | 53.6 |  |  |  |  | -3.3 | 26.06 |  |  |  |  | 5.9 | 42.62 | [5 empty] | -0.6 | 30.92 |  |  |  | 1.7 | 35.06 |  |  |  |  | 15.6 | 60.08 |  |  |  |  | -3.9 | 24.98
1995-03-25 | 24:00 | 7.2 | 44.96 | SATURDAY | #N/A | 1990-03-25 | 24:00 | 6.1 | 42.98 |  |  | 2000-03-25 | 24:00 | 9 | 48.2 |  |  | 2004-03-25 | 24:00 | 7.2 | 44.96 | [5 empty] | 4.4 | 39.92 |  |  |  | 12 | 53.6 |  |  |  |  | -3.3 | 26.06 |  |  |  |  | 5.8 | 42.44 | [5 empty] | -0.6 | 30.92 |  |  |  | 1.7 | 35.06 |  |  |  |  | 15 | 59 |  |  |  |  | -4.4 | 24.08
1995-03-26 | 1:00 | 7.2 | 44.96 | SUNDAY | #N/A | 1990-03-26 | 1:00 | 5 | 41 |  |  | 2000-03-26 | 1:00 | 13 | 55.4 |  |  | 2004-03-26 | 1:00 | 6.7 | 44.06 | [5 empty] | 4.4 | 39.92 |  |  |  | 9 | 48.2 |  |  |  |  | -2.8 | 26.96 |  |  |  |  | 5.6 | 42.08 | [5 empty] | 1.1 | 33.98 |  |  |  | 1.7 | 35.06 |  |  |  |  | 13.9 | 57.02 |  |  |  |  | -4.4 | 24.08
1995-03-26 | 2:00 | 6.7 | 44.06 | SUNDAY | #N/A | 1990-03-26 | 2:00 | 5.6 | 42.08 |  |  | 2000-03-26 | 2:00 | 11.4 | 52.52 |  |  | 2004-03-26 | 2:00 | 7.2 | 44.96 | [5 empty] | 5 | 41 |  |  |  | 8.9 | 48.02 |  |  |  |  | -2.8 | 26.96 |  |  |  |  | 5.6 | 42.08 | [5 empty] | 0.6 | 33.08 |  |  |  | 1.1 | 33.98 |  |  |  |  | 13.9 | 57.02 |  |  |  |  | -6.1 | 21.02
1995-03-26 | 3:00 | 6.7 | 44.06 | SUNDAY | #N/A | 1990-03-26 | 3:00 | 5 | 41 |  |  | 2000-03-26 | 3:00 | 10 | 50 |  |  | 2004-03-26 | 3:00 | 6.7 | 44.06 | [5 empty] | 4.4 | 39.92 |  |  |  | 9 | 48.2 |  |  |  |  | -2.2 | 28.04 |  |  |  |  | 5.6 | 42.08 | [5 empty] | 1.1 | 33.98 |  |  |  | 1.1 | 33.98 |  |  |  |  | 13.3 | 55.94 |  |  |  |  | -6.7 | 19.94
1995-03-26 | 4:00 | 6.1 | 42.98 | SUNDAY | #N/A | 1990-03-26 | 4:00 | 5 | 41 |  |  | 2000-03-26 | 4:00 | 11 | 51.8 |  |  | 2004-03-26 | 4:00 | 7.2 | 44.96 | [5 empty] | 4.4 | 39.92 |  |  |  | 8 | 46.4 |  |  |  |  | -1.7 | 28.94 |  |  |  |  | 5.6 | 42.08 | [5 empty] | 1.1 | 33.98 |  |  |  | 1.1 | 33.98 |  |  |  |  | 14.4 | 57.92 |  |  |  |  | -8.3 | 17.06
1995-03-26 | 5:00 | 5.6 | 42.08 | SUNDAY | #N/A | 1990-03-26 | 5:00 | 4.4 | 39.92 |  |  | 2000-03-26 | 5:00 | 11 | 51.8 |  |  | 2004-03-26 | 5:00 | 7.2 | 44.96 | [5 empty] | 3.9 | 39.02 |  |  |  | 7 | 44.6 |  |  |  |  | -1.7 | 28.94 |  |  |  |  | 5.2 | 41.36 | [5 empty] | 0.6 | 33.08 |  |  |  | 1.1 | 33.98 |  |  |  |  | 13.9 | 57.02 |  |  |  |  | -11.1 | 12.02
1995-03-26 | 6:00 | 5 | 41 | SUNDAY | #N/A | 1990-03-26 | 6:00 | 5 | 41 |  |  | 2000-03-26 | 6:00 | 12 | 53.6 |  |  | 2004-03-26 | 6:00 | 6.7 | 44.06 | [5 empty] | 2.2 | 35.96 |  |  |  | 7 | 44.6 |  |  |  |  | -1.7 | 28.94 |  |  |  |  | 4.8 | 40.64 | [5 empty] | 0.6 | 33.08 |  |  |  | 1.1 | 33.98 |  |  |  |  | 14.4 | 57.92 |  |  |  |  | -11.1 | 12.02
1995-03-26 | 7:00 | 6.1 | 42.98 | SUNDAY | #N/A | 1990-03-26 | 7:00 | 5.6 | 42.08 |  |  | 2000-03-26 | 7:00 | 11 | 51.8 |  |  | 2004-03-26 | 7:00 | 7.2 | 44.96 | [5 empty] | 3.3 | 37.94 |  |  |  | 7 | 44.6 |  |  |  |  | -1.7 | 28.94 |  |  |  |  | 4.4 | 39.92 | [5 empty] | 1.7 | 35.06 |  |  |  | 1.7 | 35.06 |  |  |  |  | 14.4 | 57.92 |  |  |  |  | -7.8 | 17.96
1995-03-26 | 8:00 | 6.7 | 44.06 | SUNDAY | #N/A | 1990-03-26 | 8:00 | 6.1 | 42.98 |  |  | 2000-03-26 | 8:00 | 11 | 51.8 |  |  | 2004-03-26 | 8:00 | 8.3 | 46.94 | [5 empty] | 6.1 | 42.98 |  |  |  | 12 | 53.6 |  |  |  |  | -1.1 | 30.02 |  |  |  |  | 6.6 | 43.88 | [5 empty] | 3.3 | 37.94 |  |  |  | 1.7 | 35.06 |  |  |  |  | 15.6 | 60.08 |  |  |  |  | -3.9 | 24.98
1995-03-26 | 9:00 | 7.8 | 46.04 | SUNDAY | #N/A | 1990-03-26 | 9:00 | 6.7 | 44.06 |  |  | 2000-03-26 | 9:00 | 13 | 55.4 |  |  | 2004-03-26 | 9:00 | 10.6 | 51.08 | [5 empty] | 8.3 | 46.94 |  |  |  | 13 | 55.4 |  |  |  |  | -1.1 | 30.02 |  |  |  |  | 8.9 | 48.02 | [5 empty] | 3.3 | 37.94 |  |  |  | -1.1 | 30.02 |  |  |  |  | 17.2 | 62.96 |  |  |  |  | -1.1 | 30.02
1995-03-26 | 10:00 | 8.3 | 46.94 | SUNDAY | #N/A | 1990-03-26 | 10:00 | 7.8 | 46.04 |  |  | 2000-03-26 | 10:00 | 14 | 57.2 |  |  | 2004-03-26 | 10:00 | 10.6 | 51.08 | [5 empty] | 9.4 | 48.92 |  |  |  | 14 | 57.2 |  |  |  |  | -1.1 | 30.02 |  |  |  |  | 11.1 | 51.98 | [5 empty] | 0 | 32 |  |  |  | -1.1 | 30.02 |  |  |  |  | 20.6 | 69.08 |  |  |  |  | 0 | 32
1995-03-26 | 11:00 | 10 | 50 | SUNDAY | #N/A | 1990-03-26 | 11:00 | 8.9 | 48.02 |  |  | 2000-03-26 | 11:00 | 15 | 59 |  |  | 2004-03-26 | 11:00 | 9.4 | 48.92 | [5 empty] | 10 | 50 |  |  |  | 15 | 59 |  |  |  |  | -1.1 | 30.02 |  |  |  |  | 12.2 | 53.96 | [5 empty] | 1.7 | 35.06 |  |  |  | 0 | 32 |  |  |  |  | 23.3 | 73.94 |  |  |  |  | 1.7 | 35.06
1995-03-26 | 12:00 | 10.6 | 51.08 | SUNDAY | #N/A | 1990-03-26 | 12:00 | 10 | 50 |  |  | 2000-03-26 | 12:00 | 15 | 59 |  |  | 2004-03-26 | 12:00 | 12.2 | 53.96 | [5 empty] | 10 | 50 |  |  |  | 15 | 59 |  |  |  |  | -1.1 | 30.02 |  |  |  |  | 13.3 | 55.94 | [5 empty] | 1.1 | 33.98 |  |  |  | -1.1 | 30.02 |  |  |  |  | 23.3 | 73.94 |  |  |  |  | 3.3 | 37.94
1995-03-26 | 13:00 | 12.2 | 53.96 | SUNDAY | #N/A | 1990-03-26 | 13:00 | 10.6 | 51.08 |  |  | 2000-03-26 | 13:00 | 15 | 59 |  |  | 2004-03-26 | 13:00 | 13.9 | 57.02 | [5 empty] | 11.7 | 53.06 |  |  |  | 17 | 62.6 |  |  |  |  | -0.6 | 30.92 |  |  |  |  | 14.4 | 57.92 | [5 empty] | -1.1 | 30.02 |  |  |  | -0.6 | 30.92 |  |  |  |  | 22.8 | 73.04 |  |  |  |  | 5 | 41
1995-03-26 | 14:00 | 13.9 | 57.02 | SUNDAY | #N/A | 1990-03-26 | 14:00 | 11.7 | 53.06 |  |  | 2000-03-26 | 14:00 | 15 | 59 |  |  | 2004-03-26 | 14:00 | 13.3 | 55.94 | [5 empty] | 11.7 | 53.06 |  |  |  | 16 | 60.8 |  |  |  |  | -0.6 | 30.92 |  |  |  |  | 15.3 | 59.54 | [5 empty] | 0 | 32 |  |  |  | -0.6 | 30.92 |  |  |  |  | 23.9 | 75.02 |  |  |  |  | 7.2 | 44.96
1995-03-26 | 15:00 | 15 | 59 | SUNDAY | #N/A | 1990-03-26 | 15:00 | 11.1 | 51.98 |  |  | 2000-03-26 | 15:00 | 14 | 57.2 |  |  | 2004-03-26 | 15:00 | 12.2 | 53.96 | [5 empty] | 10.6 | 51.08 |  |  |  | 17 | 62.6 |  |  |  |  | -0.6 | 30.92 |  |  |  |  | 16.3 | 61.34 | [5 empty] | -1.7 | 28.94 |  |  |  | -1.1 | 30.02 |  |  |  |  | 23.3 | 73.94 |  |  |  |  | 7.2 | 44.96
1995-03-26 | 16:00 | 15 | 59 | SUNDAY | #N/A | 1990-03-26 | 16:00 | 10.6 | 51.08 |  |  | 2000-03-26 | 16:00 | 15 | 59 |  |  | 2004-03-26 | 16:00 | 11.7 | 53.06 | [5 empty] | 9.4 | 48.92 |  |  |  | 16 | 60.8 |  |  |  |  | 0 | 32 |  |  |  |  | 17.2 | 62.96 | [5 empty] | -0.6 | 30.92 |  |  |  | -1.1 | 30.02 |  |  |  |  | 21.1 | 69.98 |  |  |  |  | 8.9 | 48.02
1995-03-26 | 17:00 | 15 | 59 | SUNDAY | #N/A | 1990-03-26 | 17:00 | 8.3 | 46.94 |  |  | 2000-03-26 | 17:00 | 15 | 59 |  |  | 2004-03-26 | 17:00 | 10.6 | 51.08 | [5 empty] | 8.3 | 46.94 |  |  |  | 14 | 57.2 |  |  |  |  | -0.6 | 30.92 |  |  |  |  | 15.2 | 59.36 | [5 empty] | -1.7 | 28.94 |  |  |  | -2.2 | 28.04 |  |  |  |  | 18.9 | 66.02 |  |  |  |  | 6.7 | 44.06
1995-03-26 | 18:00 | 14.4 | 57.92 | SUNDAY | #N/A | 1990-03-26 | 18:00 | 7.2 | 44.96 |  |  | 2000-03-26 | 18:00 | 13 | 55.4 |  |  | 2004-03-26 | 18:00 | 10 | 50 | [5 empty] | 7.2 | 44.96 |  |  |  | 13.5 | 56.3 |  |  |  |  | 0 | 32 |  |  |  |  | 13.1 | 55.58 | [5 empty] | -2.8 | 26.96 |  |  |  | -2.8 | 26.96 |  |  |  |  | 16.7 | 62.06 |  |  |  |  | 5.6 | 42.08
1995-03-26 | 19:00 | 13.3 | 55.94 | SUNDAY | #N/A | 1990-03-26 | 19:00 | 6.1 | 42.98 |  |  | 2000-03-26 | 19:00 | 11 | 51.8 |  |  | 2004-03-26 | 19:00 | 10 | 50 | [5 empty] | 6.7 | 44.06 |  |  |  | 13 | 55.4 |  |  |  |  | 0 | 32 |  |  |  |  | 11.1 | 51.98 | [5 empty] | -3.9 | 24.98 |  |  |  | -3.9 | 24.98 |  |  |  |  | 11.7 | 53.06 |  |  |  |  | 5 | 41
1995-03-26 | 20:00 | 12.2 | 53.96 | SUNDAY | #N/A | 1990-03-26 | 20:00 | 4.4 | 39.92 |  |  | 2000-03-26 | 20:00 | 11 | 51.8 |  |  | 2004-03-26 | 20:00 | 10 | 50 | [5 empty] | 6.7 | 44.06 |  |  |  | 9 | 48.2 |  |  |  |  | 0 | 32 |  |  |  |  | 9.1 | 48.38 | [5 empty] | -4.4 | 24.08 |  |  |  | -5 | 23 |  |  |  |  | 11.7 | 53.06 |  |  |  |  | 4.4 | 39.92
1995-03-26 | 21:00 | 11.7 | 53.06 | SUNDAY | #N/A | 1990-03-26 | 21:00 | 3.3 | 37.94 |  |  | 2000-03-26 | 21:00 | 11 | 51.8 |  |  | 2004-03-26 | 21:00 | 8.9 | 48.02 | [5 empty] | 6.7 | 44.06 |  |  |  | 8 | 46.4 |  |  |  |  | 0 | 32 |  |  |  |  | 7 | 44.6 | [5 empty] | -5 | 23 |  |  |  | -5.6 | 21.92 |  |  |  |  | 11.1 | 51.98 |  |  |  |  | 4.4 | 39.92
1995-03-26 | 22:00 | 10.6 | 51.08 | SUNDAY | #N/A | 1990-03-26 | 22:00 | 2.8 | 37.04 |  |  | 2000-03-26 | 22:00 | 11 | 51.8 |  |  | 2004-03-26 | 22:00 | 8.3 | 46.94 | [5 empty] | 6.1 | 42.98 |  |  |  | 7 | 44.6 |  |  |  |  | 0.6 | 33.08 |  |  |  |  | 5 | 41 | [5 empty] | -5.6 | 21.92 |  |  |  | -4.4 | 24.08 |  |  |  |  | 10.6 | 51.08 |  |  |  |  | 4.4 | 39.92
1995-03-26 | 23:00 | 10 | 50 | SUNDAY | #N/A | 1990-03-26 | 23:00 | 1.7 | 35.06 |  |  | 2000-03-26 | 23:00 | 8 | 46.4 |  |  | 2004-03-26 | 23:00 | 8.3 | 46.94 | [5 empty] | 6.1 | 42.98 |  |  |  | 6 | 42.8 |  |  |  |  | 1.1 | 33.98 |  |  |  |  | 6.9 | 44.42 | [5 empty] | -5.6 | 21.92 |  |  |  | -5.6 | 21.92 |  |  |  |  | 9.4 | 48.92 |  |  |  |  | 4.4 | 39.92
1995-03-26 | 24:00 | 8.9 | 48.02 | SUNDAY | #N/A | 1990-03-26 | 24:00 | 1.1 | 33.98 |  |  | 2000-03-26 | 24:00 | 6 | 42.8 |  |  | 2004-03-26 | 24:00 | 8.9 | 48.02 | [5 empty] | 6.7 | 44.06 |  |  |  | 3 | 37.4 |  |  |  |  | 1.7 | 35.06 |  |  |  |  | 8.7 | 47.66 | [5 empty] | -6.1 | 21.02 |  |  |  | -6.1 | 21.02 |  |  |  |  | 9.4 | 48.92 |  |  |  |  | 3.3 | 37.94
1995-03-27 | 1:00 | 7.8 | 46.04 | WEEKDAY | #N/A | 1990-03-27 | 1:00 | 0.6 | 33.08 |  |  | 2000-03-27 | 1:00 | 5 | 41 |  |  | 2004-03-27 | 1:00 | 8.9 | 48.02 | [5 empty] | 6.7 | 44.06 |  |  |  | 1 | 33.8 |  |  |  |  | 2.2 | 35.96 |  |  |  |  | 10.6 | 51.08 | [5 empty] | -5 | 23 |  |  |  | -6.7 | 19.94 |  |  |  |  | 8.9 | 48.02 |  |  |  |  | 2.2 | 35.96
1995-03-27 | 2:00 | 7.2 | 44.96 | WEEKDAY | #N/A | 1990-03-27 | 2:00 | -0.6 | 30.92 |  |  | 2000-03-27 | 2:00 | 3 | 37.4 |  |  | 2004-03-27 | 2:00 | 8.9 | 48.02 | [5 empty] | 6.7 | 44.06 |  |  |  | 1 | 33.8 |  |  |  |  | 2.2 | 35.96 |  |  |  |  | 10.2 | 50.36 | [5 empty] | -5 | 23 |  |  |  | -6.7 | 19.94 |  |  |  |  | 8.3 | 46.94 |  |  |  |  | 1.1 | 33.98
1995-03-27 | 3:00 | 6.7 | 44.06 | WEEKDAY | #N/A | 1990-03-27 | 3:00 | -1.1 | 30.02 |  |  | 2000-03-27 | 3:00 | 3 | 37.4 |  |  | 2004-03-27 | 3:00 | 8.3 | 46.94 | [5 empty] | 6.7 | 44.06 |  |  |  | -1 | 30.2 |  |  |  |  | 2.2 | 35.96 |  |  |  |  | 9.8 | 49.64 | [5 empty] | -5.6 | 21.92 |  |  |  | -6.1 | 21.02 |  |  |  |  | 8.3 | 46.94 |  |  |  |  | 0.6 | 33.08
1995-03-27 | 4:00 | 6.1 | 42.98 | WEEKDAY | #N/A | 1990-03-27 | 4:00 | -1.7 | 28.94 |  |  | 2000-03-27 | 4:00 | 1 | 33.8 |  |  | 2004-03-27 | 4:00 | 7.8 | 46.04 | [5 empty] | 6.7 | 44.06 |  |  |  | -2 | 28.4 |  |  |  |  | 1.7 | 35.06 |  |  |  |  | 9.4 | 48.92 | [5 empty] | -5.6 | 21.92 |  |  |  | -5.6 | 21.92 |  |  |  |  | 8.3 | 46.94 |  |  |  |  | 0.6 | 33.08
1995-03-27 | 5:00 | 5.6 | 42.08 | WEEKDAY | #N/A | 1990-03-27 | 5:00 | -1.7 | 28.94 |  |  | 2000-03-27 | 5:00 | 1 | 33.8 |  |  | 2004-03-27 | 5:00 | 7.8 | 46.04 | [5 empty] | 6.7 | 44.06 |  |  |  | -2 | 28.4 |  |  |  |  | 0.6 | 33.08 |  |  |  |  | 9.8 | 49.64 | [5 empty] | -6.1 | 21.02 |  |  |  | -6.1 | 21.02 |  |  |  |  | 7.2 | 44.96 |  |  |  |  | 1.1 | 33.98
1995-03-27 | 6:00 | 5 | 41 | WEEKDAY | #N/A | 1990-03-27 | 6:00 | -2.2 | 28.04 |  |  | 2000-03-27 | 6:00 | 1 | 33.8 |  |  | 2004-03-27 | 6:00 | 8.3 | 46.94 | [5 empty] | 7.2 | 44.96 |  |  |  | -2 | 28.4 |  |  |  |  | -0.6 | 30.92 |  |  |  |  | 10.2 | 50.36 | [5 empty] | -7.8 | 17.96 |  |  |  | -6.1 | 21.02 |  |  |  |  | 7.8 | 46.04 |  |  |  |  | 1.1 | 33.98
1995-03-27 | 7:00 | 6.1 | 42.98 | WEEKDAY | #N/A | 1990-03-27 | 7:00 | -2.2 | 28.04 |  |  | 2000-03-27 | 7:00 | 4 | 39.2 |  |  | 2004-03-27 | 7:00 | 8.3 | 46.94 | [5 empty] | 7.2 | 44.96 |  |  |  | -2 | 28.4 |  |  |  |  | -1.1 | 30.02 |  |  |  |  | 10.6 | 51.08 | [5 empty] | -5.6 | 21.92 |  |  |  | -5.6 | 21.92 |  |  |  |  | 7.2 | 44.96 |  |  |  |  | 2.2 | 35.96
1995-03-27 | 8:00 | 6.7 | 44.06 | WEEKDAY | #N/A | 1990-03-27 | 8:00 | -2.2 | 28.04 |  |  | 2000-03-27 | 8:00 | 7 | 44.6 |  |  | 2004-03-27 | 8:00 | 9.4 | 48.92 | [5 empty] | 7.2 | 44.96 |  |  |  | 4 | 39.2 |  |  |  |  | -1.1 | 30.02 |  |  |  |  | 12.4 | 54.32 | [5 empty] | -5 | 23 |  |  |  | -3.9 | 24.98 |  |  |  |  | 7.8 | 46.04 |  |  |  |  | 5.6 | 42.08
1995-03-27 | 9:00 | 7.8 | 46.04 | WEEKDAY | #N/A | 1990-03-27 | 9:00 | -0.6 | 30.92 |  |  | 2000-03-27 | 9:00 | 9 | 48.2 |  |  | 2004-03-27 | 9:00 | 11.1 | 51.98 | [5 empty] | 8.3 | 46.94 |  |  |  | 8 | 46.4 |  |  |  |  | -1.1 | 30.02 |  |  |  |  | 14.3 | 57.74 | [5 empty] | -4.4 | 24.08 |  |  |  | -3.3 | 26.06 |  |  |  |  | 7.2 | 44.96 |  |  |  |  | 11.7 | 53.06
1995-03-27 | 10:00 | 7.8 | 46.04 | WEEKDAY | #N/A | 1990-03-27 | 10:00 | 0 | 32 |  |  | 2000-03-27 | 10:00 | 10 | 50 |  |  | 2004-03-27 | 10:00 | 11.7 | 53.06 | [5 empty] | 8.3 | 46.94 |  |  |  | 11 | 51.8 |  |  |  |  | -1.7 | 28.94 |  |  |  |  | 16.1 | 60.98 | [5 empty] | -3.3 | 26.06 |  |  |  | -3.3 | 26.06 |  |  |  |  | 5.6 | 42.08 |  |  |  |  | 13.9 | 57.02
1995-03-27 | 11:00 | 8.3 | 46.94 | WEEKDAY | #N/A | 1990-03-27 | 11:00 | 1.1 | 33.98 |  |  | 2000-03-27 | 11:00 | 11 | 51.8 |  |  | 2004-03-27 | 11:00 | 13.9 | 57.02 | [5 empty] | 8.9 | 48.02 |  |  |  | 13 | 55.4 |  |  |  |  | -1.1 | 30.02 |  |  |  |  | 17.2 | 62.96 | [5 empty] | -2.8 | 26.96 |  |  |  | -2.2 | 28.04 |  |  |  |  | 5 | 41 |  |  |  |  | 16.7 | 62.06
1995-03-27 | 12:00 | 9.4 | 48.92 | WEEKDAY | #N/A | 1990-03-27 | 12:00 | 2.8 | 37.04 |  |  | 2000-03-27 | 12:00 | 13 | 55.4 |  |  | 2004-03-27 | 12:00 | 16.7 | 62.06 | [5 empty] | 9.4 | 48.92 |  |  |  | 15 | 59 |  |  |  |  | -1.1 | 30.02 |  |  |  |  | 18.3 | 64.94 | [5 empty] | -1.7 | 28.94 |  |  |  | -1.1 | 30.02 |  |  |  |  | 5 | 41 |  |  |  |  | 18.3 | 64.94
1995-03-27 | 13:00 | 10 | 50 | WEEKDAY | #N/A | 1990-03-27 | 13:00 | 2.8 | 37.04 |  |  | 2000-03-27 | 13:00 | 13 | 55.4 |  |  | 2004-03-27 | 13:00 | 20.6 | 69.08 | [5 empty] | 10 | 50 |  |  |  | 14 | 57.2 |  |  |  |  | -0.6 | 30.92 |  |  |  |  | 19.4 | 66.92 | [5 empty] | -2.8 | 26.96 |  |  |  | -1.1 | 30.02 |  |  |  |  | 6.1 | 42.98 |  |  |  |  | 19.4 | 66.92
1995-03-27 | 14:00 | 11.1 | 51.98 | WEEKDAY | #N/A | 1990-03-27 | 14:00 | 3.3 | 37.94 |  |  | 2000-03-27 | 14:00 | 13 | 55.4 |  |  | 2004-03-27 | 14:00 | 21.1 | 69.98 | [5 empty] | 10 | 50 |  |  |  | 15 | 59 |  |  |  |  | 0 | 32 |  |  |  |  | 20 | 68 | [5 empty] | -1.7 | 28.94 |  |  |  | -1.7 | 28.94 |  |  |  |  | 3.9 | 39.02 |  |  |  |  | 20 | 68
1995-03-27 | 15:00 | 11.7 | 53.06 | WEEKDAY | #N/A | 1990-03-27 | 15:00 | 4.4 | 39.92 |  |  | 2000-03-27 | 15:00 | 13 | 55.4 |  |  | 2004-03-27 | 15:00 | 19.4 | 66.92 | [5 empty] | 10.6 | 51.08 |  |  |  | 14 | 57.2 |  |  |  |  | 0 | 32 |  |  |  |  | 20.5 | 68.9 | [5 empty] | -1.1 | 30.02 |  |  |  | -1.7 | 28.94 |  |  |  |  | 4.4 | 39.92 |  |  |  |  | 20.6 | 69.08
1995-03-27 | 16:00 | 11.7 | 53.06 | WEEKDAY | #N/A | 1990-03-27 | 16:00 | 5 | 41 |  |  | 2000-03-27 | 16:00 | 13 | 55.4 |  |  | 2004-03-27 | 16:00 | 22.2 | 71.96 | [5 empty] | 10.6 | 51.08 |  |  |  | 14 | 57.2 |  |  |  |  | -0.6 | 30.92 |  |  |  |  | 21.1 | 69.98 | [5 empty] | 0 | 32 |  |  |  | -0.6 | 30.92 |  |  |  |  | 3.3 | 37.94 |  |  |  |  | 20 | 68
1995-03-27 | 17:00 | 11.7 | 53.06 | WEEKDAY | #N/A | 1990-03-27 | 17:00 | 4.4 | 39.92 |  |  | 2000-03-27 | 17:00 | 12 | 53.6 |  |  | 2004-03-27 | 17:00 | 21.1 | 69.98 | [5 empty] | 10.6 | 51.08 |  |  |  | 14 | 57.2 |  |  |  |  | -0.6 | 30.92 |  |  |  |  | 19.3 | 66.74 | [5 empty] | -0.6 | 30.92 |  |  |  | -1.1 | 30.02 |  |  |  |  | 3.3 | 37.94 |  |  |  |  | 18.9 | 66.02
1995-03-27 | 18:00 | 11.1 | 51.98 | WEEKDAY | #N/A | 1990-03-27 | 18:00 | 3.9 | 39.02 |  |  | 2000-03-27 | 18:00 | 11 | 51.8 |  |  | 2004-03-27 | 18:00 | 18.9 | 66.02 | [5 empty] | 10 | 50 |  |  |  | 13 | 55.4 |  |  |  |  | -0.6 | 30.92 |  |  |  |  | 17.4 | 63.32 | [5 empty] | -1.7 | 28.94 |  |  |  | -0.6 | 30.92 |  |  |  |  | 3.9 | 39.02 |  |  |  |  | 16.7 | 62.06
1995-03-27 | 19:00 | 10 | 50 | WEEKDAY | #N/A | 1990-03-27 | 19:00 | 3.3 | 37.94 |  |  | 2000-03-27 | 19:00 | 11 | 51.8 |  |  | 2004-03-27 | 19:00 | 18.3 | 64.94 | [5 empty] | 9.4 | 48.92 |  |  |  | 12 | 53.6 |  |  |  |  | -1.1 | 30.02 |  |  |  |  | 15.6 | 60.08 | [5 empty] | -2.8 | 26.96 |  |  |  | -1.1 | 30.02 |  |  |  |  | 3.9 | 39.02 |  |  |  |  | 12.2 | 53.96
1995-03-27 | 20:00 | 10 | 50 | WEEKDAY | #N/A | 1990-03-27 | 20:00 | 2.8 | 37.04 |  |  | 2000-03-27 | 20:00 | 10 | 50 |  |  | 2004-03-27 | 20:00 | 16.1 | 60.98 | [5 empty] | 8.9 | 48.02 |  |  |  | 11 | 51.8 |  |  |  |  | -1.1 | 30.02 |  |  |  |  | 14.8 | 58.64 | [5 empty] | -3.9 | 24.98 |  |  |  | -1.7 | 28.94 |  |  |  |  | 3.3 | 37.94 |  |  |  |  | 14.4 | 57.92
1995-03-27 | 21:00 | 9.4 | 48.92 | WEEKDAY | #N/A | 1990-03-27 | 21:00 | 2.2 | 35.96 |  |  | 2000-03-27 | 21:00 | 10 | 50 |  |  | 2004-03-27 | 21:00 | 14.4 | 57.92 | [5 empty] | 8.9 | 48.02 |  |  |  | 11 | 51.8 |  |  |  |  | -1.1 | 30.02 |  |  |  |  | 14.1 | 57.38 | [5 empty] | -3.9 | 24.98 |  |  |  | -1.7 | 28.94 |  |  |  |  | 3.3 | 37.94 |  |  |  |  | 12.8 | 55.04
1995-03-27 | 22:00 | 9.4 | 48.92 | WEEKDAY | #N/A | 1990-03-27 | 22:00 | 2.2 | 35.96 |  |  | 2000-03-27 | 22:00 | 10 | 50 |  |  | 2004-03-27 | 22:00 | 12.8 | 55.04 | [5 empty] | 8.9 | 48.02 |  |  |  | 11 | 51.8 |  |  |  |  | -1.7 | 28.94 |  |  |  |  | 13.3 | 55.94 | [5 empty] | -4.4 | 24.08 |  |  |  | -2.2 | 28.04 |  |  |  |  | 3.3 | 37.94 |  |  |  |  | 12.2 | 53.96
1995-03-27 | 23:00 | 8.9 | 48.02 | WEEKDAY | #N/A | 1990-03-27 | 23:00 | 1.7 | 35.06 |  |  | 2000-03-27 | 23:00 | 11 | 51.8 |  |  | 2004-03-27 | 23:00 | 11.7 | 53.06 | [5 empty] | 8.9 | 48.02 |  |  |  | 10 | 50 |  |  |  |  | -2.2 | 28.04 |  |  |  |  | 12.9 | 55.22 | [5 empty] | -5.6 | 21.92 |  |  |  | -2.8 | 26.96 |  |  |  |  | 2.8 | 37.04 |  |  |  |  | 12.2 | 53.96
1995-03-27 | 24:00 | 8.3 | 46.94 | WEEKDAY | #N/A | 1990-03-27 | 24:00 | 1.1 | 33.98 |  |  | 2000-03-27 | 24:00 | 12 | 53.6 |  |  | 2004-03-27 | 24:00 | 11.1 | 51.98 | [5 empty] | 9.4 | 48.92 |  |  |  | 10 | 50 |  |  |  |  | -2.8 | 26.96 |  |  |  |  | 12.6 | 54.68 | [5 empty] | -5 | 23 |  |  |  | -2.8 | 26.96 |  |  |  |  | 2.8 | 37.04 |  |  |  |  | 12.2 | 53.96
1995-03-28 | 1:00 | 7.8 | 46.04 | WEEKDAY | #N/A | 1990-03-28 | 1:00 | 1.1 | 33.98 |  |  | 2000-03-28 | 1:00 | 12 | 53.6 |  |  | 2004-03-28 | 1:00 | 11.1 | 51.98 | [5 empty] | 10.6 | 51.08 |  |  |  | 12 | 53.6 |  |  |  |  | -2.8 | 26.96 |  |  |  |  | 12.2 | 53.96 | [5 empty] | -4.4 | 24.08 |  |  |  | -2.8 | 26.96 |  |  |  |  | 2.2 | 35.96 |  |  |  |  | 11.1 | 51.98
1995-03-28 | 2:00 | 6.7 | 44.06 | WEEKDAY | #N/A | 1990-03-28 | 2:00 | 0.6 | 33.08 |  |  | 2000-03-28 | 2:00 | 12 | 53.6 |  |  | 2004-03-28 | 2:00 | 10.6 | 51.08 | [5 empty] | 10.6 | 51.08 |  |  |  | 11 | 51.8 |  |  |  |  | -3.3 | 26.06 |  |  |  |  | 10.7 | 51.26 | [5 empty] | -4.4 | 24.08 |  |  |  | -2.8 | 26.96 |  |  |  |  | 2.2 | 35.96 |  |  |  |  | 10.6 | 51.08
1995-03-28 | 3:00 | 6.1 | 42.98 | WEEKDAY | #N/A | 1990-03-28 | 3:00 | 0.6 | 33.08 |  |  | 2000-03-28 | 3:00 | 11 | 51.8 |  |  | 2004-03-28 | 3:00 | 10 | 50 | [5 empty] | 10.6 | 51.08 |  |  |  | 11 | 51.8 |  |  |  |  | -3.3 | 26.06 |  |  |  |  | 9.3 | 48.74 | [5 empty] | -4.4 | 24.08 |  |  |  | -3.3 | 26.06 |  |  |  |  | 2.2 | 35.96 |  |  |  |  | 10 | 50
1995-03-28 | 4:00 | 5.6 | 42.08 | WEEKDAY | #N/A | 1990-03-28 | 4:00 | 0.6 | 33.08 |  |  | 2000-03-28 | 4:00 | 11.4 | 52.52 |  |  | 2004-03-28 | 4:00 | 10 | 50 | [5 empty] | 10.6 | 51.08 |  |  |  | 10 | 50 |  |  |  |  | -3.9 | 24.98 |  |  |  |  | 7.8 | 46.04 | [5 empty] | -5 | 23 |  |  |  | -3.3 | 26.06 |  |  |  |  | 1.7 | 35.06 |  |  |  |  | 10 | 50
1995-03-28 | 5:00 | 5 | 41 | WEEKDAY | #N/A | 1990-03-28 | 5:00 | 0.6 | 33.08 |  |  | 2000-03-28 | 5:00 | 12 | 53.6 |  |  | 2004-03-28 | 5:00 | 9.4 | 48.92 | [5 empty] | 10 | 50 |  |  |  | 9 | 48.2 |  |  |  |  | -3.9 | 24.98 |  |  |  |  | 7.2 | 44.96 | [5 empty] | -4.4 | 24.08 |  |  |  | -2.8 | 26.96 |  |  |  |  | 1.7 | 35.06 |  |  |  |  | 8.9 | 48.02
1995-03-28 | 6:00 | 4.4 | 39.92 | WEEKDAY | #N/A | 1990-03-28 | 6:00 | 0.6 | 33.08 |  |  | 2000-03-28 | 6:00 | 11 | 51.8 |  |  | 2004-03-28 | 6:00 | 10 | 50 | [5 empty] | 10 | 50 |  |  |  | 9 | 48.2 |  |  |  |  | -4.4 | 24.08 |  |  |  |  | 6.7 | 44.06 | [5 empty] | -3.9 | 24.98 |  |  |  | -2.2 | 28.04 |  |  |  |  | 1.7 | 35.06 |  |  |  |  | 7.8 | 46.04
1995-03-28 | 7:00 | 3.9 | 39.02 | WEEKDAY | #N/A | 1990-03-28 | 7:00 | 1.7 | 35.06 |  |  | 2000-03-28 | 7:00 | 10 | 50 |  |  | 2004-03-28 | 7:00 | 10 | 50 | [5 empty] | 10 | 50 |  |  |  | 9 | 48.2 |  |  |  |  | -3.9 | 24.98 |  |  |  |  | 6.1 | 42.98 | [5 empty] | -2.8 | 26.96 |  |  |  | -1.7 | 28.94 |  |  |  |  | 1.1 | 33.98 |  |  |  |  | 8.3 | 46.94
1995-03-28 | 8:00 | 6.1 | 42.98 | WEEKDAY | #N/A | 1990-03-28 | 8:00 | 2.8 | 37.04 |  |  | 2000-03-28 | 8:00 | 9 | 48.2 |  |  | 2004-03-28 | 8:00 | 10 | 50 | [5 empty] | 12.2 | 53.96 |  |  |  | 8 | 46.4 |  |  |  |  | -2.2 | 28.04 |  |  |  |  | 5.2 | 41.36 | [5 empty] | 1.1 | 33.98 |  |  |  | 0.6 | 33.08 |  |  |  |  | 2.8 | 37.04 |  |  |  |  | 8.3 | 46.94
1995-03-28 | 9:00 | 6.1 | 42.98 | WEEKDAY | #N/A | 1990-03-28 | 9:00 | 4.4 | 39.92 |  |  | 2000-03-28 | 9:00 | 11 | 51.8 |  |  | 2004-03-28 | 9:00 | 10.6 | 51.08 | [5 empty] | 17.2 | 62.96 |  |  |  | 10 | 50 |  |  |  |  | -1.1 | 30.02 |  |  |  |  | 4.2 | 39.56 | [5 empty] | 2.2 | 35.96 |  |  |  | 2.2 | 35.96 |  |  |  |  | 4.4 | 39.92 |  |  |  |  | 8.9 | 48.02
1995-03-28 | 10:00 | 7.2 | 44.96 | WEEKDAY | #N/A | 1990-03-28 | 10:00 | 5.6 | 42.08 |  |  | 2000-03-28 | 10:00 | 10 | 50 |  |  | 2004-03-28 | 10:00 | 11.1 | 51.98 | [5 empty] | 18.9 | 66.02 |  |  |  | 8 | 46.4 |  |  |  |  | 0.6 | 33.08 |  |  |  |  | 3.3 | 37.94 | [5 empty] | 3.3 | 37.94 |  |  |  | 3.3 | 37.94 |  |  |  |  | 6.7 | 44.06 |  |  |  |  | 10.6 | 51.08
1995-03-28 | 11:00 | 8.3 | 46.94 | WEEKDAY | #N/A | 1990-03-28 | 11:00 | 6.7 | 44.06 |  |  | 2000-03-28 | 11:00 | 8 | 46.4 |  |  | 2004-03-28 | 11:00 | 12.8 | 55.04 | [5 empty] | 21.7 | 71.06 |  |  |  | 9 | 48.2 |  |  |  |  | 2.2 | 35.96 |  |  |  |  | 4.2 | 39.56 | [5 empty] | 4.4 | 39.92 |  |  |  | 5 | 41 |  |  |  |  | 9.4 | 48.92 |  |  |  |  | 12.2 | 53.96
1995-03-28 | 12:00 | 8.9 | 48.02 | WEEKDAY | #N/A | 1990-03-28 | 12:00 | 7.2 | 44.96 |  |  | 2000-03-28 | 12:00 | 10 | 50 |  |  | 2004-03-28 | 12:00 | 13.3 | 55.94 | [5 empty] | 26.1 | 78.98 |  |  |  | 8 | 46.4 |  |  |  |  | 3.9 | 39.02 |  |  |  |  | 5.2 | 41.36 | [5 empty] | 6.1 | 42.98 |  |  |  | 5 | 41 |  |  |  |  | 11.1 | 51.98 |  |  |  |  | 12.8 | 55.04
1995-03-28 | 13:00 | 10 | 50 | WEEKDAY | #N/A | 1990-03-28 | 13:00 | 8.9 | 48.02 |  |  | 2000-03-28 | 13:00 | 10 | 50 |  |  | 2004-03-28 | 13:00 | 13.9 | 57.02 | [5 empty] | 26.1 | 78.98 |  |  |  | 9 | 48.2 |  |  |  |  | 4.4 | 39.92 |  |  |  |  | 6.1 | 42.98 | [5 empty] | 6.1 | 42.98 |  |  |  | 6.1 | 42.98 |  |  |  |  | 12.8 | 55.04 |  |  |  |  | 12.2 | 53.96
1995-03-28 | 14:00 | 11.1 | 51.98 | WEEKDAY | #N/A | 1990-03-28 | 14:00 | 9.4 | 48.92 |  |  | 2000-03-28 | 14:00 | 12 | 53.6 |  |  | 2004-03-28 | 14:00 | 13.3 | 55.94 | [5 empty] | 25.6 | 78.08 |  |  |  | 11 | 51.8 |  |  |  |  | 5.6 | 42.08 |  |  |  |  | 5.7 | 42.26 | [5 empty] | 6.7 | 44.06 |  |  |  | 6.7 | 44.06 |  |  |  |  | 13.3 | 55.94 |  |  |  |  | 11.7 | 53.06
1995-03-28 | 15:00 | 11.1 | 51.98 | WEEKDAY | #N/A | 1990-03-28 | 15:00 | 10 | 50 |  |  | 2000-03-28 | 15:00 | 12 | 53.6 |  |  | 2004-03-28 | 15:00 | 12.8 | 55.04 | [5 empty] | 25.6 | 78.08 |  |  |  | 11 | 51.8 |  |  |  |  | 6.7 | 44.06 |  |  |  |  | 5.4 | 41.72 | [5 empty] | 6.1 | 42.98 |  |  |  | 7.2 | 44.96 |  |  |  |  | 14.4 | 57.92 |  |  |  |  | 10 | 50
1995-03-28 | 16:00 | 11.1 | 51.98 | WEEKDAY | #N/A | 1990-03-28 | 16:00 | 10.6 | 51.08 |  |  | 2000-03-28 | 16:00 | 12 | 53.6 |  |  | 2004-03-28 | 16:00 | 12.8 | 55.04 | [5 empty] | 24.4 | 75.92 |  |  |  | 12 | 53.6 |  |  |  |  | 7.2 | 44.96 |  |  |  |  | 5 | 41 | [5 empty] | 5.6 | 42.08 |  |  |  | 6.1 | 42.98 |  |  |  |  | 16.1 | 60.98 |  |  |  |  | 9.4 | 48.92
1995-03-28 | 17:00 | 11.1 | 51.98 | WEEKDAY | #N/A | 1990-03-28 | 17:00 | 11.1 | 51.98 |  |  | 2000-03-28 | 17:00 | 13 | 55.4 |  |  | 2004-03-28 | 17:00 | 11.7 | 53.06 | [5 empty] | 22.8 | 73.04 |  |  |  | 12 | 53.6 |  |  |  |  | 6.7 | 44.06 |  |  |  |  | 4.4 | 39.92 | [5 empty] | 5 | 41 |  |  |  | 6.1 | 42.98 |  |  |  |  | 15.6 | 60.08 |  |  |  |  | 8.3 | 46.94
1995-03-28 | 18:00 | 10.6 | 51.08 | WEEKDAY | #N/A | 1990-03-28 | 18:00 | 10.6 | 51.08 |  |  | 2000-03-28 | 18:00 | 13 | 55.4 |  |  | 2004-03-28 | 18:00 | 10 | 50 | [5 empty] | 21.1 | 69.98 |  |  |  | 11 | 51.8 |  |  |  |  | 5.6 | 42.08 |  |  |  |  | 3.9 | 39.02 | [5 empty] | 3.3 | 37.94 |  |  |  | 5.6 | 42.08 |  |  |  |  | 15.6 | 60.08 |  |  |  |  | 7.8 | 46.04
1995-03-28 | 19:00 | 10 | 50 | WEEKDAY | #N/A | 1990-03-28 | 19:00 | 10.6 | 51.08 |  |  | 2000-03-28 | 19:00 | 12 | 53.6 |  |  | 2004-03-28 | 19:00 | 10 | 50 | [5 empty] | 19.4 | 66.92 |  |  |  | 10 | 50 |  |  |  |  | 5.6 | 42.08 |  |  |  |  | 3.3 | 37.94 | [5 empty] | 1.7 | 35.06 |  |  |  | 4.4 | 39.92 |  |  |  |  | 15 | 59 |  |  |  |  | 7.2 | 44.96
1995-03-28 | 20:00 | 10 | 50 | WEEKDAY | #N/A | 1990-03-28 | 20:00 | 10 | 50 |  |  | 2000-03-28 | 20:00 | 11 | 51.8 |  |  | 2004-03-28 | 20:00 | 9.4 | 48.92 | [5 empty] | 18.9 | 66.02 |  |  |  | 11 | 51.8 |  |  |  |  | 5 | 41 |  |  |  |  | 3.3 | 37.94 | [5 empty] | 1.1 | 33.98 |  |  |  | 3.3 | 37.94 |  |  |  |  | 13.9 | 57.02 |  |  |  |  | 6.7 | 44.06
1995-03-28 | 21:00 | 8.3 | 46.94 | WEEKDAY | #N/A | 1990-03-28 | 21:00 | 10 | 50 |  |  | 2000-03-28 | 21:00 | 10 | 50 |  |  | 2004-03-28 | 21:00 | 8.3 | 46.94 | [5 empty] | 17.2 | 62.96 |  |  |  | 11 | 51.8 |  |  |  |  | 3.3 | 37.94 |  |  |  |  | 3.3 | 37.94 | [5 empty] | -0.6 | 30.92 |  |  |  | 3.3 | 37.94 |  |  |  |  | 13.3 | 55.94 |  |  |  |  | 6.7 | 44.06
1995-03-28 | 22:00 | 7.8 | 46.04 | WEEKDAY | #N/A | 1990-03-28 | 22:00 | 10 | 50 |  |  | 2000-03-28 | 22:00 | 9 | 48.2 |  |  | 2004-03-28 | 22:00 | 7.8 | 46.04 | [5 empty] | 16.1 | 60.98 |  |  |  | 10 | 50 |  |  |  |  | 3.9 | 39.02 |  |  |  |  | 3.3 | 37.94 | [5 empty] | -2.8 | 26.96 |  |  |  | 0 | 32 |  |  |  |  | 12.2 | 53.96 |  |  |  |  | 6.1 | 42.98
1995-03-28 | 23:00 | 8.3 | 46.94 | WEEKDAY | #N/A | 1990-03-28 | 23:00 | 8.9 | 48.02 |  |  | 2000-03-28 | 23:00 | 9 | 48.2 |  |  | 2004-03-28 | 23:00 | 7.2 | 44.96 | [5 empty] | 14.4 | 57.92 |  |  |  | 9 | 48.2 |  |  |  |  | 3.3 | 37.94 |  |  |  |  | 2.8 | 37.04 | [5 empty] | -2.8 | 26.96 |  |  |  | -1.7 | 28.94 |  |  |  |  | 12.2 | 53.96 |  |  |  |  | 6.1 | 42.98
1995-03-28 | 24:00 | 8.3 | 46.94 | WEEKDAY | #N/A | 1990-03-28 | 24:00 | 7.2 | 44.96 |  |  | 2000-03-28 | 24:00 | 8 | 46.4 |  |  | 2004-03-28 | 24:00 | 5.6 | 42.08 | [5 empty] | 14.4 | 57.92 |  |  |  | 9 | 48.2 |  |  |  |  | 0.6 | 33.08 |  |  |  |  | 2.2 | 35.96 | [5 empty] | -2.8 | 26.96 |  |  |  | -1.7 | 28.94 |  |  |  |  | 13.3 | 55.94 |  |  |  |  | 5.6 | 42.08
1995-03-29 | 1:00 | 7.8 | 46.04 | WEEKDAY | #N/A | 1990-03-29 | 1:00 | 6.7 | 44.06 |  |  | 2000-03-29 | 1:00 | 9 | 48.2 |  |  | 2004-03-29 | 1:00 | 4.4 | 39.92 | [5 empty] | 13.3 | 55.94 |  |  |  | 8 | 46.4 |  |  |  |  | 0 | 32 |  |  |  |  | 1.7 | 35.06 | [5 empty] | -3.3 | 26.06 |  |  |  | -1.7 | 28.94 |  |  |  |  | 15 | 59 |  |  |  |  | 4.4 | 39.92
1995-03-29 | 2:00 | 7.2 | 44.96 | WEEKDAY | #N/A | 1990-03-29 | 2:00 | 5 | 41 |  |  | 2000-03-29 | 2:00 | 8 | 46.4 |  |  | 2004-03-29 | 2:00 | 3.3 | 37.94 | [5 empty] | 11.1 | 51.98 |  |  |  | 8 | 46.4 |  |  |  |  | 0 | 32 |  |  |  |  | 0.9 | 33.62 | [5 empty] | -4.4 | 24.08 |  |  |  | -1.1 | 30.02 |  |  |  |  | 14.4 | 57.92 |  |  |  |  | 1.7 | 35.06
1995-03-29 | 3:00 | 6.1 | 42.98 | WEEKDAY | #N/A | 1990-03-29 | 3:00 | 4.4 | 39.92 |  |  | 2000-03-29 | 3:00 | 8 | 46.4 |  |  | 2004-03-29 | 3:00 | 2.8 | 37.04 | [5 empty] | 7.2 | 44.96 |  |  |  | 7 | 44.6 |  |  |  |  | 1.1 | 33.98 |  |  |  |  | 0.2 | 32.36 | [5 empty] | -4.4 | 24.08 |  |  |  | -1.7 | 28.94 |  |  |  |  | 15 | 59 |  |  |  |  | 3.3 | 37.94
1995-03-29 | 4:00 | 6.7 | 44.06 | WEEKDAY | #N/A | 1990-03-29 | 4:00 | 3.9 | 39.02 |  |  | 2000-03-29 | 4:00 | 7 | 44.6 |  |  | 2004-03-29 | 4:00 | 2.2 | 35.96 | [5 empty] | 7.8 | 46.04 |  |  |  | 7 | 44.6 |  |  |  |  | 0.6 | 33.08 |  |  |  |  | -0.6 | 30.92 | [5 empty] | -5 | 23 |  |  |  | -1.7 | 28.94 |  |  |  |  | 15 | 59 |  |  |  |  | 3.9 | 39.02
1995-03-29 | 5:00 | 5.6 | 42.08 | WEEKDAY | #N/A | 1990-03-29 | 5:00 | 3.3 | 37.94 |  |  | 2000-03-29 | 5:00 | 6 | 42.8 |  |  | 2004-03-29 | 5:00 | 2.2 | 35.96 | [5 empty] | 7.8 | 46.04 |  |  |  | 5 | 41 |  |  |  |  | 0.6 | 33.08 |  |  |  |  | -0.4 | 31.28 | [5 empty] | -5.6 | 21.92 |  |  |  | -1.1 | 30.02 |  |  |  |  | 14.4 | 57.92 |  |  |  |  | 3.3 | 37.94
1995-03-29 | 6:00 | 5 | 41 | WEEKDAY | #N/A | 1990-03-29 | 6:00 | 2.8 | 37.04 |  |  | 2000-03-29 | 6:00 | 6 | 42.8 |  |  | 2004-03-29 | 6:00 | 1.7 | 35.06 | [5 empty] | 6.1 | 42.98 |  |  |  | 5 | 41 |  |  |  |  | 1.1 | 33.98 |  |  |  |  | -0.2 | 31.64 | [5 empty] | -5.6 | 21.92 |  |  |  | -1.7 | 28.94 |  |  |  |  | 15 | 59 |  |  |  |  | 3.3 | 37.94
1995-03-29 | 7:00 | 6.7 | 44.06 | WEEKDAY | #N/A | 1990-03-29 | 7:00 | 3.3 | 37.94 |  |  | 2000-03-29 | 7:00 | 6 | 42.8 |  |  | 2004-03-29 | 7:00 | 2.8 | 37.04 | [5 empty] | 7.8 | 46.04 |  |  |  | 6 | 42.8 |  |  |  |  | 1.7 | 35.06 |  |  |  |  | 0 | 32 | [5 empty] | -4.4 | 24.08 |  |  |  | -1.1 | 30.02 |  |  |  |  | 15 | 59 |  |  |  |  | 3.9 | 39.02
1995-03-29 | 8:00 | 7.8 | 46.04 | WEEKDAY | #N/A | 1990-03-29 | 8:00 | 4.4 | 39.92 |  |  | 2000-03-29 | 8:00 | 8 | 46.4 |  |  | 2004-03-29 | 8:00 | 4.4 | 39.92 | [5 empty] | 11.1 | 51.98 |  |  |  | 8 | 46.4 |  |  |  |  | 3.9 | 39.02 |  |  |  |  | 1.3 | 34.34 | [5 empty] | -1.1 | 30.02 |  |  |  | 1.1 | 33.98 |  |  |  |  | 15.6 | 60.08 |  |  |  |  | 4.4 | 39.92
1995-03-29 | 9:00 | 8.3 | 46.94 | WEEKDAY | #N/A | 1990-03-29 | 9:00 | 6.1 | 42.98 |  |  | 2000-03-29 | 9:00 | 10 | 50 |  |  | 2004-03-29 | 9:00 | 5.6 | 42.08 | [5 empty] | 12.8 | 55.04 |  |  |  | 9 | 48.2 |  |  |  |  | 6.7 | 44.06 |  |  |  |  | 2.6 | 36.68 | [5 empty] | 2.2 | 35.96 |  |  |  | 3.3 | 37.94 |  |  |  |  | 18.3 | 64.94 |  |  |  |  | 7.2 | 44.96
1995-03-29 | 10:00 | 9.4 | 48.92 | WEEKDAY | #N/A | 1990-03-29 | 10:00 | 6.7 | 44.06 |  |  | 2000-03-29 | 10:00 | 11 | 51.8 |  |  | 2004-03-29 | 10:00 | 6.7 | 44.06 | [5 empty] | 14.4 | 57.92 |  |  |  | 9.7 | 49.46 |  |  |  |  | 8.3 | 46.94 |  |  |  |  | 3.9 | 39.02 | [5 empty] | 3.9 | 39.02 |  |  |  | 5 | 41 |  |  |  |  | 19.4 | 66.92 |  |  |  |  | 8.3 | 46.94
1995-03-29 | 11:00 | 10.6 | 51.08 | WEEKDAY | #N/A | 1990-03-29 | 11:00 | 6.1 | 42.98 |  |  | 2000-03-29 | 11:00 | 11 | 51.8 |  |  | 2004-03-29 | 11:00 | 8.9 | 48.02 | [5 empty] | 14.4 | 57.92 |  |  |  | 10 | 50 |  |  |  |  | 10.6 | 51.08 |  |  |  |  | 6.3 | 43.34 | [5 empty] | 5.6 | 42.08 |  |  |  | 7.8 | 46.04 |  |  |  |  | 21.1 | 69.98 |  |  |  |  | 10 | 50
1995-03-29 | 12:00 | 11.1 | 51.98 | WEEKDAY | #N/A | 1990-03-29 | 12:00 | 7.2 | 44.96 |  |  | 2000-03-29 | 12:00 | 11 | 51.8 |  |  | 2004-03-29 | 12:00 | 7.8 | 46.04 | [5 empty] | 12.8 | 55.04 |  |  |  | 10 | 50 |  |  |  |  | 11.7 | 53.06 |  |  |  |  | 8.7 | 47.66 | [5 empty] | 7.2 | 44.96 |  |  |  | 9.4 | 48.92 |  |  |  |  | 22.2 | 71.96 |  |  |  |  | 8.9 | 48.02
1995-03-29 | 13:00 | 12.2 | 53.96 | WEEKDAY | #N/A | 1990-03-29 | 13:00 | 7.2 | 44.96 |  |  | 2000-03-29 | 13:00 | 9 | 48.2 |  |  | 2004-03-29 | 13:00 | 7.8 | 46.04 | [5 empty] | 11.1 | 51.98 |  |  |  | 7 | 44.6 |  |  |  |  | 12.2 | 53.96 |  |  |  |  | 11.1 | 51.98 | [5 empty] | 7.2 | 44.96 |  |  |  | 10 | 50 |  |  |  |  | 23.3 | 73.94 |  |  |  |  | 10 | 50
1995-03-29 | 14:00 | 14.4 | 57.92 | WEEKDAY | #N/A | 1990-03-29 | 14:00 | 8.9 | 48.02 |  |  | 2000-03-29 | 14:00 | 10 | 50 |  |  | 2004-03-29 | 14:00 | 7.8 | 46.04 | [5 empty] | 11.1 | 51.98 |  |  |  | 8 | 46.4 |  |  |  |  | 13.9 | 57.02 |  |  |  |  | 11.5 | 52.7 | [5 empty] | 8.3 | 46.94 |  |  |  | 9.4 | 48.92 |  |  |  |  | 23.9 | 75.02 |  |  |  |  | 8.9 | 48.02
1995-03-29 | 15:00 | 12.8 | 55.04 | WEEKDAY | #N/A | 1990-03-29 | 15:00 | 7.8 | 46.04 |  |  | 2000-03-29 | 15:00 | 10 | 50 |  |  | 2004-03-29 | 15:00 | 7.2 | 44.96 | [5 empty] | 10 | 50 |  |  |  | 9 | 48.2 |  |  |  |  | 14.4 | 57.92 |  |  |  |  | 11.8 | 53.24 | [5 empty] | 8.3 | 46.94 |  |  |  | 10 | 50 |  |  |  |  | 24.4 | 75.92 |  |  |  |  | 9.4 | 48.92
1995-03-29 | 16:00 | 12.2 | 53.96 | WEEKDAY | #N/A | 1990-03-29 | 16:00 | 7.8 | 46.04 |  |  | 2000-03-29 | 16:00 | 10 | 50 |  |  | 2004-03-29 | 16:00 | 7.2 | 44.96 | [5 empty] | 9.4 | 48.92 |  |  |  | 8 | 46.4 |  |  |  |  | 14.4 | 57.92 |  |  |  |  | 12.2 | 53.96 | [5 empty] | 7.8 | 46.04 |  |  |  | 7.8 | 46.04 |  |  |  |  | 24.4 | 75.92 |  |  |  |  | 10 | 50
1995-03-29 | 17:00 | 10.6 | 51.08 | WEEKDAY | #N/A | 1990-03-29 | 17:00 | 7.2 | 44.96 |  |  | 2000-03-29 | 17:00 | 9 | 48.2 |  |  | 2004-03-29 | 17:00 | 6.1 | 42.98 | [5 empty] | 8.9 | 48.02 |  |  |  | 8 | 46.4 |  |  |  |  | 13.9 | 57.02 |  |  |  |  | 10.9 | 51.62 | [5 empty] | 7.2 | 44.96 |  |  |  | 6.7 | 44.06 |  |  |  |  | 24.4 | 75.92 |  |  |  |  | 10 | 50
1995-03-29 | 18:00 | 9.4 | 48.92 | WEEKDAY | #N/A | 1990-03-29 | 18:00 | 6.7 | 44.06 |  |  | 2000-03-29 | 18:00 | 9 | 48.2 |  |  | 2004-03-29 | 18:00 | 5 | 41 | [5 empty] | 8.9 | 48.02 |  |  |  | 7 | 44.6 |  |  |  |  | 12.8 | 55.04 |  |  |  |  | 9.6 | 49.28 | [5 empty] | 6.7 | 44.06 |  |  |  | 6.1 | 42.98 |  |  |  |  | 22.8 | 73.04 |  |  |  |  | 10 | 50
1995-03-29 | 19:00 | 7.8 | 46.04 | WEEKDAY | #N/A | 1990-03-29 | 19:00 | 6.7 | 44.06 |  |  | 2000-03-29 | 19:00 | 8 | 46.4 |  |  | 2004-03-29 | 19:00 | 3.9 | 39.02 | [5 empty] | 8.3 | 46.94 |  |  |  | 8 | 46.4 |  |  |  |  | 12.2 | 53.96 |  |  |  |  | 8.3 | 46.94 | [5 empty] | 6.1 | 42.98 |  |  |  | 4.4 | 39.92 |  |  |  |  | 21.1 | 69.98 |  |  |  |  | 8.9 | 48.02
1995-03-29 | 20:00 | 7.8 | 46.04 | WEEKDAY | #N/A | 1990-03-29 | 20:00 | 6.1 | 42.98 |  |  | 2000-03-29 | 20:00 | 8 | 46.4 |  |  | 2004-03-29 | 20:00 | 3.9 | 39.02 | [5 empty] | 8.3 | 46.94 |  |  |  | 7 | 44.6 |  |  |  |  | 11.1 | 51.98 |  |  |  |  | 7 | 44.6 | [5 empty] | 5.6 | 42.08 |  |  |  | 3.9 | 39.02 |  |  |  |  | 18.9 | 66.02 |  |  |  |  | 8.9 | 48.02
1995-03-29 | 21:00 | 7.2 | 44.96 | WEEKDAY | #N/A | 1990-03-29 | 21:00 | 6.1 | 42.98 |  |  | 2000-03-29 | 21:00 | 8 | 46.4 |  |  | 2004-03-29 | 21:00 | 3.3 | 37.94 | [5 empty] | 8.3 | 46.94 |  |  |  | 7 | 44.6 |  |  |  |  | 10.6 | 51.08 |  |  |  |  | 5.7 | 42.26 | [5 empty] | 3.9 | 39.02 |  |  |  | 4.4 | 39.92 |  |  |  |  | 15 | 59 |  |  |  |  | 8.3 | 46.94
1995-03-29 | 22:00 | 7.2 | 44.96 | WEEKDAY | #N/A | 1990-03-29 | 22:00 | 6.1 | 42.98 |  |  | 2000-03-29 | 22:00 | 8 | 46.4 |  |  | 2004-03-29 | 22:00 | 3.3 | 37.94 | [5 empty] | 8.9 | 48.02 |  |  |  | 7 | 44.6 |  |  |  |  | 10.6 | 51.08 |  |  |  |  | 4.4 | 39.92 | [5 empty] | 3.9 | 39.02 |  |  |  | 4.4 | 39.92 |  |  |  |  | 16.7 | 62.06 |  |  |  |  | 6.7 | 44.06
1995-03-29 | 23:00 | 6.7 | 44.06 | WEEKDAY | #N/A | 1990-03-29 | 23:00 | 5 | 41 |  |  | 2000-03-29 | 23:00 | 7 | 44.6 |  |  | 2004-03-29 | 23:00 | 3.3 | 37.94 | [5 empty] | 8.9 | 48.02 |  |  |  | 7 | 44.6 |  |  |  |  | 10.6 | 51.08 |  |  |  |  | 3.9 | 39.02 | [5 empty] | 2.8 | 37.04 |  |  |  | 5.6 | 42.08 |  |  |  |  | 16.7 | 62.06 |  |  |  |  | 5.6 | 42.08
1995-03-29 | 24:00 | 6.7 | 44.06 | WEEKDAY | #N/A | 1990-03-29 | 24:00 | 4.4 | 39.92 |  |  | 2000-03-29 | 24:00 | 7 | 44.6 |  |  | 2004-03-29 | 24:00 | 2.8 | 37.04 | [5 empty] | 8.3 | 46.94 |  |  |  | 7 | 44.6 |  |  |  |  | 10 | 50 |  |  |  |  | 3.3 | 37.94 | [5 empty] | 2.8 | 37.04 |  |  |  | 5 | 41 |  |  |  |  | 16.7 | 62.06 |  |  |  |  | 5 | 41
1995-03-30 | 1:00 | 6.7 | 44.06 | WEEKDAY | #N/A | 1990-03-30 | 1:00 | 4.4 | 39.92 |  |  | 2000-03-30 | 1:00 | 6 | 42.8 |  |  | 2004-03-30 | 1:00 | 2.8 | 37.04 | [5 empty] | 5.6 | 42.08 |  |  |  | 7 | 44.6 |  |  |  |  | 9.4 | 48.92 |  |  |  |  | 2.8 | 37.04 | [5 empty] | 4.4 | 39.92 |  |  |  | 4.4 | 39.92 |  |  |  |  | 17.2 | 62.96 |  |  |  |  | 4.4 | 39.92
1995-03-30 | 2:00 | 7.2 | 44.96 | WEEKDAY | #N/A | 1990-03-30 | 2:00 | 3.9 | 39.02 |  |  | 2000-03-30 | 2:00 | 6 | 42.8 |  |  | 2004-03-30 | 2:00 | 2.2 | 35.96 | [5 empty] | 4.4 | 39.92 |  |  |  | 7 | 44.6 |  |  |  |  | 8.9 | 48.02 |  |  |  |  | 1.9 | 35.42 | [5 empty] | 3.3 | 37.94 |  |  |  | 3.9 | 39.02 |  |  |  |  | 17.2 | 62.96 |  |  |  |  | 3.9 | 39.02
1995-03-30 | 3:00 | 7.2 | 44.96 | WEEKDAY | #N/A | 1990-03-30 | 3:00 | 3.9 | 39.02 |  |  | 2000-03-30 | 3:00 | 5 | 41 |  |  | 2004-03-30 | 3:00 | 2.2 | 35.96 | [5 empty] | 3.3 | 37.94 |  |  |  | 7 | 44.6 |  |  |  |  | 9.4 | 48.92 |  |  |  |  | 0.9 | 33.62 | [5 empty] | 3.3 | 37.94 |  |  |  | 4.4 | 39.92 |  |  |  |  | 17.2 | 62.96 |  |  |  |  | 2.8 | 37.04
1995-03-30 | 4:00 | 7.8 | 46.04 | WEEKDAY | #N/A | 1990-03-30 | 4:00 | 3.3 | 37.94 |  |  | 2000-03-30 | 4:00 | 4 | 39.2 |  |  | 2004-03-30 | 4:00 | 2.2 | 35.96 | [5 empty] | 3.3 | 37.94 |  |  |  | 7 | 44.6 |  |  |  |  | 9.4 | 48.92 |  |  |  |  | 0 | 32 | [5 empty] | 2.2 | 35.96 |  |  |  | 5 | 41 |  |  |  |  | 17.2 | 62.96 |  |  |  |  | 2.2 | 35.96
1995-03-30 | 5:00 | 7.8 | 46.04 | WEEKDAY | #N/A | 1990-03-30 | 5:00 | 2.8 | 37.04 |  |  | 2000-03-30 | 5:00 | 5 | 41 |  |  | 2004-03-30 | 5:00 | 2.2 | 35.96 | [5 empty] | 3.3 | 37.94 |  |  |  | 6 | 42.8 |  |  |  |  | 9.4 | 48.92 |  |  |  |  | 0.2 | 32.36 | [5 empty] | 1.7 | 35.06 |  |  |  | 5 | 41 |  |  |  |  | 17.2 | 62.96 |  |  |  |  | 1.7 | 35.06
1995-03-30 | 6:00 | 7.8 | 46.04 | WEEKDAY | #N/A | 1990-03-30 | 6:00 | 2.2 | 35.96 |  |  | 2000-03-30 | 6:00 | 5 | 41 |  |  | 2004-03-30 | 6:00 | 2.2 | 35.96 | [5 empty] | 2.8 | 37.04 |  |  |  | 5.7 | 42.26 |  |  |  |  | 7.2 | 44.96 |  |  |  |  | 0.4 | 32.72 | [5 empty] | 0.6 | 33.08 |  |  |  | 4.4 | 39.92 |  |  |  |  | 16.7 | 62.06 |  |  |  |  | 2.2 | 35.96
1995-03-30 | 7:00 | 8.3 | 46.94 | WEEKDAY | #N/A | 1990-03-30 | 7:00 | 2.2 | 35.96 |  |  | 2000-03-30 | 7:00 | 6 | 42.8 |  |  | 2004-03-30 | 7:00 | 2.2 | 35.96 | [5 empty] | 2.8 | 37.04 |  |  |  | 6 | 42.8 |  |  |  |  | 6.7 | 44.06 |  |  |  |  | 0.6 | 33.08 | [5 empty] | 0.6 | 33.08 |  |  |  | 4.4 | 39.92 |  |  |  |  | 16.1 | 60.98 |  |  |  |  | 0.6 | 33.08
1995-03-30 | 8:00 | 8.9 | 48.02 | WEEKDAY | #N/A | 1990-03-30 | 8:00 | 2.8 | 37.04 |  |  | 2000-03-30 | 8:00 | 7 | 44.6 |  |  | 2004-03-30 | 8:00 | 2.8 | 37.04 | [5 empty] | 1.7 | 35.06 |  |  |  | 6 | 42.8 |  |  |  |  | 6.7 | 44.06 |  |  |  |  | 3.7 | 38.66 | [5 empty] | 0.6 | 33.08 |  |  |  | 4.4 | 39.92 |  |  |  |  | 19.4 | 66.92 |  |  |  |  | 1.1 | 33.98
1995-03-30 | 9:00 | 8.9 | 48.02 | WEEKDAY | #N/A | 1990-03-30 | 9:00 | 2.8 | 37.04 |  |  | 2000-03-30 | 9:00 | 8 | 46.4 |  |  | 2004-03-30 | 9:00 | 2.8 | 37.04 | [5 empty] | 1.7 | 35.06 |  |  |  | 7 | 44.6 |  |  |  |  | 7.8 | 46.04 |  |  |  |  | 6.9 | 44.42 | [5 empty] | 0.6 | 33.08 |  |  |  | 5 | 41 |  |  |  |  | 22.2 | 71.96 |  |  |  |  | 1.7 | 35.06
1995-03-30 | 10:00 | 8.9 | 48.02 | WEEKDAY | #N/A | 1990-03-30 | 10:00 | 3.3 | 37.94 |  |  | 2000-03-30 | 10:00 | 10 | 50 |  |  | 2004-03-30 | 10:00 | 3.9 | 39.02 | [5 empty] | 1.1 | 33.98 |  |  |  | 9 | 48.2 |  |  |  |  | 7.8 | 46.04 |  |  |  |  | 10 | 50 | [5 empty] | 1.1 | 33.98 |  |  |  | 6.1 | 42.98 |  |  |  |  | 23.9 | 75.02 |  |  |  |  | 2.8 | 37.04
1995-03-30 | 11:00 | 8.9 | 48.02 | WEEKDAY | #N/A | 1990-03-30 | 11:00 | 3.3 | 37.94 |  |  | 2000-03-30 | 11:00 | 11 | 51.8 |  |  | 2004-03-30 | 11:00 | 5 | 41 | [5 empty] | 1.7 | 35.06 |  |  |  | 9 | 48.2 |  |  |  |  | 9.4 | 48.92 |  |  |  |  | 12 | 53.6 | [5 empty] | 1.1 | 33.98 |  |  |  | 6.1 | 42.98 |  |  |  |  | 25.6 | 78.08 |  |  |  |  | 4.4 | 39.92
1995-03-30 | 12:00 | 9.4 | 48.92 | WEEKDAY | #N/A | 1990-03-30 | 12:00 | 3.3 | 37.94 |  |  | 2000-03-30 | 12:00 | 12 | 53.6 |  |  | 2004-03-30 | 12:00 | 5.6 | 42.08 | [5 empty] | 3.9 | 39.02 |  |  |  | 9 | 48.2 |  |  |  |  | 11.1 | 51.98 |  |  |  |  | 14.1 | 57.38 | [5 empty] | 1.7 | 35.06 |  |  |  | 6.7 | 44.06 |  |  |  |  | 26.7 | 80.06 |  |  |  |  | 4.4 | 39.92
1995-03-30 | 13:00 | 9.4 | 48.92 | WEEKDAY | #N/A | 1990-03-30 | 13:00 | 3.3 | 37.94 |  |  | 2000-03-30 | 13:00 | 11 | 51.8 |  |  | 2004-03-30 | 13:00 | 6.7 | 44.06 | [5 empty] | 4.4 | 39.92 |  |  |  | 11 | 51.8 |  |  |  |  | 11.7 | 53.06 |  |  |  |  | 16.1 | 60.98 | [5 empty] | 2.2 | 35.96 |  |  |  | 6.7 | 44.06 |  |  |  |  | 27.8 | 82.04 |  |  |  |  | 5.6 | 42.08
1995-03-30 | 14:00 | 10 | 50 | WEEKDAY | #N/A | 1990-03-30 | 14:00 | 3.9 | 39.02 |  |  | 2000-03-30 | 14:00 | 12 | 53.6 |  |  | 2004-03-30 | 14:00 | 6.7 | 44.06 | [5 empty] | 5.6 | 42.08 |  |  |  | 10 | 50 |  |  |  |  | 13.3 | 55.94 |  |  |  |  | 15.9 | 60.62 | [5 empty] | 2.8 | 37.04 |  |  |  | 7.2 | 44.96 |  |  |  |  | 26.1 | 78.98 |  |  |  |  | 6.1 | 42.98
1995-03-30 | 15:00 | 9.4 | 48.92 | WEEKDAY | #N/A | 1990-03-30 | 15:00 | 3.9 | 39.02 |  |  | 2000-03-30 | 15:00 | 13 | 55.4 |  |  | 2004-03-30 | 15:00 | 7.2 | 44.96 | [5 empty] | 7.2 | 44.96 |  |  |  | 10.2 | 50.36 |  |  |  |  | 13.3 | 55.94 |  |  |  |  | 15.8 | 60.44 | [5 empty] | 2.2 | 35.96 |  |  |  | 7.8 | 46.04 |  |  |  |  | 24.4 | 75.92 |  |  |  |  | 6.7 | 44.06
1995-03-30 | 16:00 | 9.4 | 48.92 | WEEKDAY | #N/A | 1990-03-30 | 16:00 | 3.9 | 39.02 |  |  | 2000-03-30 | 16:00 | 12 | 53.6 |  |  | 2004-03-30 | 16:00 | 6.7 | 44.06 | [5 empty] | 6.7 | 44.06 |  |  |  | 10 | 50 |  |  |  |  | 13.3 | 55.94 |  |  |  |  | 15.6 | 60.08 | [5 empty] | 2.8 | 37.04 |  |  |  | 8.3 | 46.94 |  |  |  |  | 22.8 | 73.04 |  |  |  |  | 6.7 | 44.06
1995-03-30 | 17:00 | 9.4 | 48.92 | WEEKDAY | #N/A | 1990-03-30 | 17:00 | 4.4 | 39.92 |  |  | 2000-03-30 | 17:00 | 11 | 51.8 |  |  | 2004-03-30 | 17:00 | 6.7 | 44.06 | [5 empty] | 6.1 | 42.98 |  |  |  | 9 | 48.2 |  |  |  |  | 12.8 | 55.04 |  |  |  |  | 14.8 | 58.64 | [5 empty] | 2.8 | 37.04 |  |  |  | 7.8 | 46.04 |  |  |  |  | 22.2 | 71.96 |  |  |  |  | 6.1 | 42.98
1995-03-30 | 18:00 | 8.9 | 48.02 | WEEKDAY | #N/A | 1990-03-30 | 18:00 | 4.4 | 39.92 |  |  | 2000-03-30 | 18:00 | 10 | 50 |  |  | 2004-03-30 | 18:00 | 6.1 | 42.98 | [5 empty] | 6.1 | 42.98 |  |  |  | 9 | 48.2 |  |  |  |  | 12.2 | 53.96 |  |  |  |  | 14.1 | 57.38 | [5 empty] | 2.8 | 37.04 |  |  |  | 7.8 | 46.04 |  |  |  |  | 20 | 68 |  |  |  |  | 3.9 | 39.02
1995-03-30 | 19:00 | 8.9 | 48.02 | WEEKDAY | #N/A | 1990-03-30 | 19:00 | 4.4 | 39.92 |  |  | 2000-03-30 | 19:00 | 9 | 48.2 |  |  | 2004-03-30 | 19:00 | 5.6 | 42.08 | [5 empty] | 3.9 | 39.02 |  |  |  | 8 | 46.4 |  |  |  |  | 11.1 | 51.98 |  |  |  |  | 13.3 | 55.94 | [5 empty] | 2.2 | 35.96 |  |  |  | 7.2 | 44.96 |  |  |  |  | 18.3 | 64.94 |  |  |  |  | 2.8 | 37.04
1995-03-30 | 20:00 | 8.9 | 48.02 | WEEKDAY | #N/A | 1990-03-30 | 20:00 | 3.9 | 39.02 |  |  | 2000-03-30 | 20:00 | 8 | 46.4 |  |  | 2004-03-30 | 20:00 | 5 | 41 | [5 empty] | 3.3 | 37.94 |  |  |  | 7 | 44.6 |  |  |  |  | 8.3 | 46.94 |  |  |  |  | 12.6 | 54.68 | [5 empty] | 1.7 | 35.06 |  |  |  | 6.7 | 44.06 |  |  |  |  | 13.9 | 57.02 |  |  |  |  | 1.1 | 33.98
1995-03-30 | 21:00 | 9.4 | 48.92 | WEEKDAY | #N/A | 1990-03-30 | 21:00 | 3.3 | 37.94 |  |  | 2000-03-30 | 21:00 | 7 | 44.6 |  |  | 2004-03-30 | 21:00 | 5.6 | 42.08 | [5 empty] | 4.4 | 39.92 |  |  |  | 3 | 37.4 |  |  |  |  | 7.8 | 46.04 |  |  |  |  | 11.8 | 53.24 | [5 empty] | 1.7 | 35.06 |  |  |  | 7.2 | 44.96 |  |  |  |  | 10.6 | 51.08 |  |  |  |  | 0 | 32
1995-03-30 | 22:00 | 9.4 | 48.92 | WEEKDAY | #N/A | 1990-03-30 | 22:00 | 3.9 | 39.02 |  |  | 2000-03-30 | 22:00 | 7 | 44.6 |  |  | 2004-03-30 | 22:00 | 5.6 | 42.08 | [5 empty] | 2.2 | 35.96 |  |  |  | 2 | 35.6 |  |  |  |  | 6.7 | 44.06 |  |  |  |  | 11.1 | 51.98 | [5 empty] | 1.7 | 35.06 |  |  |  | 6.7 | 44.06 |  |  |  |  | 8.3 | 46.94 |  |  |  |  | -0.6 | 30.92
1995-03-30 | 23:00 | 9.4 | 48.92 | WEEKDAY | #N/A | 1990-03-30 | 23:00 | 3.9 | 39.02 |  |  | 2000-03-30 | 23:00 | 6 | 42.8 |  |  | 2004-03-30 | 23:00 | 5.6 | 42.08 | [5 empty] | 2.8 | 37.04 |  |  |  | 1 | 33.8 |  |  |  |  | 6.1 | 42.98 |  |  |  |  | 9.8 | 49.64 | [5 empty] | 2.2 | 35.96 |  |  |  | 6.7 | 44.06 |  |  |  |  | 8.3 | 46.94 |  |  |  |  | -1.1 | 30.02
1995-03-30 | 24:00 | 9.4 | 48.92 | WEEKDAY | #N/A | 1990-03-30 | 24:00 | 3.9 | 39.02 |  |  | 2000-03-30 | 24:00 | 4 | 39.2 |  |  | 2004-03-30 | 24:00 | 5 | 41 | [5 empty] | 2.2 | 35.96 |  |  |  | 0 | 32 |  |  |  |  | 6.7 | 44.06 |  |  |  |  | 8.5 | 47.3 | [5 empty] | 2.2 | 35.96 |  |  |  | 6.7 | 44.06 |  |  |  |  | 7.2 | 44.96 |  |  |  |  | -1.1 | 30.02
1995-03-31 | 1:00 | 8.9 | 48.02 | WEEKDAY | #N/A | 1990-03-31 | 1:00 | 3.9 | 39.02 |  |  | 2000-03-31 | 1:00 | 3 | 37.4 |  |  | 2004-03-31 | 1:00 | 5 | 41 | [5 empty] | 1.1 | 33.98 |  |  |  | -1 | 30.2 |  |  |  |  | 6.7 | 44.06 |  |  |  |  | 7.2 | 44.96 | [5 empty] | 2.2 | 35.96 |  |  |  | 6.1 | 42.98 |  |  |  |  | 6.7 | 44.06 |  |  |  |  | -2.2 | 28.04
1995-03-31 | 2:00 | 8.3 | 46.94 | WEEKDAY | #N/A | 1990-03-31 | 2:00 | 3.9 | 39.02 |  |  | 2000-03-31 | 2:00 | 3 | 37.4 |  |  | 2004-03-31 | 2:00 | 5 | 41 | [5 empty] | 0.6 | 33.08 |  |  |  | -3 | 26.6 |  |  |  |  | 6.1 | 42.98 |  |  |  |  | 6.7 | 44.06 | [5 empty] | 2.2 | 35.96 |  |  |  | 6.1 | 42.98 |  |  |  |  | 4.4 | 39.92 |  |  |  |  | -2.8 | 26.96
1995-03-31 | 3:00 | 7.8 | 46.04 | WEEKDAY | #N/A | 1990-03-31 | 3:00 | 3.9 | 39.02 |  |  | 2000-03-31 | 3:00 | 2 | 35.6 |  |  | 2004-03-31 | 3:00 | 5.6 | 42.08 | [5 empty] | -0.6 | 30.92 |  |  |  | -3 | 26.6 |  |  |  |  | 5.6 | 42.08 |  |  |  |  | 6.1 | 42.98 | [5 empty] | 2.2 | 35.96 |  |  |  | 6.1 | 42.98 |  |  |  |  | 3.3 | 37.94 |  |  |  |  | -2.2 | 28.04
1995-03-31 | 4:00 | 7.2 | 44.96 | WEEKDAY | #N/A | 1990-03-31 | 4:00 | 3.9 | 39.02 |  |  | 2000-03-31 | 4:00 | 3 | 37.4 |  |  | 2004-03-31 | 4:00 | 5.6 | 42.08 | [5 empty] | -1.1 | 30.02 |  |  |  | -3 | 26.6 |  |  |  |  | 5.6 | 42.08 |  |  |  |  | 5.6 | 42.08 | [5 empty] | 2.2 | 35.96 |  |  |  | 6.1 | 42.98 |  |  |  |  | 2.8 | 37.04 |  |  |  |  | -2.2 | 28.04
1995-03-31 | 5:00 | 6.7 | 44.06 | WEEKDAY | #N/A | 1990-03-31 | 5:00 | 3.9 | 39.02 |  |  | 2000-03-31 | 5:00 | 2 | 35.6 |  |  | 2004-03-31 | 5:00 | 5 | 41 | [5 empty] | -1.7 | 28.94 |  |  |  | -3 | 26.6 |  |  |  |  | 5.6 | 42.08 |  |  |  |  | 5.8 | 42.44 | [5 empty] | 2.2 | 35.96 |  |  |  | 6.1 | 42.98 |  |  |  |  | 2.2 | 35.96 |  |  |  |  | -2.2 | 28.04
1995-03-31 | 6:00 | 6.7 | 44.06 | WEEKDAY | #N/A | 1990-03-31 | 6:00 | 3.9 | 39.02 |  |  | 2000-03-31 | 6:00 | 2 | 35.6 |  |  | 2004-03-31 | 6:00 | 5.6 | 42.08 | [5 empty] | -2.2 | 28.04 |  |  |  | -3 | 26.6 |  |  |  |  | 3.9 | 39.02 |  |  |  |  | 5.9 | 42.62 | [5 empty] | 2.2 | 35.96 |  |  |  | 6.1 | 42.98 |  |  |  |  | 1.1 | 33.98 |  |  |  |  | -2.8 | 26.96
1995-03-31 | 7:00 | 6.7 | 44.06 | WEEKDAY | #N/A | 1990-03-31 | 7:00 | 3.9 | 39.02 |  |  | 2000-03-31 | 7:00 | 3 | 37.4 |  |  | 2004-03-31 | 7:00 | 5.6 | 42.08 | [5 empty] | 0 | 32 |  |  |  | -3 | 26.6 |  |  |  |  | 5.6 | 42.08 |  |  |  |  | 6.1 | 42.98 | [5 empty] | 2.2 | 35.96 |  |  |  | 6.1 | 42.98 |  |  |  |  | 2.8 | 37.04 |  |  |  |  | -2.2 | 28.04
1995-03-31 | 8:00 | 7.2 | 44.96 | WEEKDAY | #N/A | 1990-03-31 | 8:00 | 4.4 | 39.92 |  |  | 2000-03-31 | 8:00 | 6 | 42.8 |  |  | 2004-03-31 | 8:00 | 6.1 | 42.98 | [5 empty] | 2.2 | 35.96 |  |  |  | 3 | 37.4 |  |  |  |  | 7.2 | 44.96 |  |  |  |  | 6.7 | 44.06 | [5 empty] | 2.8 | 37.04 |  |  |  | 6.1 | 42.98 |  |  |  |  | 6.1 | 42.98 |  |  |  |  | -1.7 | 28.94
1995-03-31 | 9:00 | 7.8 | 46.04 | WEEKDAY | #N/A | 1990-03-31 | 9:00 | 4.4 | 39.92 |  |  | 2000-03-31 | 9:00 | 7 | 44.6 |  |  | 2004-03-31 | 9:00 | 6.7 | 44.06 | [5 empty] | 4.4 | 39.92 |  |  |  | 6 | 42.8 |  |  |  |  | 8.3 | 46.94 |  |  |  |  | 7.2 | 44.96 | [5 empty] | 3.9 | 39.02 |  |  |  | 6.7 | 44.06 |  |  |  |  | 8.3 | 46.94 |  |  |  |  | -1.7 | 28.94
1995-03-31 | 10:00 | 8.3 | 46.94 | WEEKDAY | #N/A | 1990-03-31 | 10:00 | 5.6 | 42.08 |  |  | 2000-03-31 | 10:00 | 9 | 48.2 |  |  | 2004-03-31 | 10:00 | 6.7 | 44.06 | [5 empty] | 5.6 | 42.08 |  |  |  | 8 | 46.4 |  |  |  |  | 9.4 | 48.92 |  |  |  |  | 7.8 | 46.04 | [5 empty] | 5.6 | 42.08 |  |  |  | 7.2 | 44.96 |  |  |  |  | 9.4 | 48.92 |  |  |  |  | -0.6 | 30.92
1995-03-31 | 11:00 | 8.9 | 48.02 | WEEKDAY | #N/A | 1990-03-31 | 11:00 | 5.6 | 42.08 |  |  | 2000-03-31 | 11:00 | 11 | 51.8 |  |  | 2004-03-31 | 11:00 | 7.8 | 46.04 | [5 empty] | 5.6 | 42.08 |  |  |  | 9 | 48.2 |  |  |  |  | 11.1 | 51.98 |  |  |  |  | 9.6 | 49.28 | [5 empty] | 7.2 | 44.96 |  |  |  | 7.2 | 44.96 |  |  |  |  | 10.6 | 51.08 |  |  |  |  | 0 | 32
1995-03-31 | 12:00 | 10 | 50 | WEEKDAY | #N/A | 1990-03-31 | 12:00 | 6.7 | 44.06 |  |  | 2000-03-31 | 12:00 | 11 | 51.8 |  |  | 2004-03-31 | 12:00 | 8.9 | 48.02 | [5 empty] | 6.1 | 42.98 |  |  |  | 9 | 48.2 |  |  |  |  | 11.1 | 51.98 |  |  |  |  | 11.5 | 52.7 | [5 empty] | 8.9 | 48.02 |  |  |  | 7.8 | 46.04 |  |  |  |  | 11.7 | 53.06 |  |  |  |  | 0 | 32
1995-03-31 | 13:00 | 9.4 | 48.92 | WEEKDAY | #N/A | 1990-03-31 | 13:00 | 6.7 | 44.06 |  |  | 2000-03-31 | 13:00 | 10 | 50 |  |  | 2004-03-31 | 13:00 | 8.9 | 48.02 | [5 empty] | 5.6 | 42.08 |  |  |  | 10 | 50 |  |  |  |  | 12.2 | 53.96 |  |  |  |  | 13.3 | 55.94 | [5 empty] | 9.4 | 48.92 |  |  |  | 8.3 | 46.94 |  |  |  |  | 13.9 | 57.02 |  |  |  |  | 0 | 32
1995-03-31 | 14:00 | 10 | 50 | WEEKDAY | #N/A | 1990-03-31 | 14:00 | 7.2 | 44.96 |  |  | 2000-03-31 | 14:00 | 11 | 51.8 |  |  | 2004-03-31 | 14:00 | 8.3 | 46.94 | [5 empty] | 6.1 | 42.98 |  |  |  | 11 | 51.8 |  |  |  |  | 12.8 | 55.04 |  |  |  |  | 12.6 | 54.68 | [5 empty] | 10 | 50 |  |  |  | 9.4 | 48.92 |  |  |  |  | 15 | 59 |  |  |  |  | 0 | 32
1995-03-31 | 15:00 | 10.6 | 51.08 | WEEKDAY | #N/A | 1990-03-31 | 15:00 | 7.8 | 46.04 |  |  | 2000-03-31 | 15:00 | 12 | 53.6 |  |  | 2004-03-31 | 15:00 | 8.3 | 46.94 | [5 empty] | 6.7 | 44.06 |  |  |  | 11 | 51.8 |  |  |  |  | 12.8 | 55.04 |  |  |  |  | 11.8 | 53.24 | [5 empty] | 10 | 50 |  |  |  | 9.4 | 48.92 |  |  |  |  | 15.6 | 60.08 |  |  |  |  | 0.6 | 33.08
1995-03-31 | 16:00 | 10.6 | 51.08 | WEEKDAY | #N/A | 1990-03-31 | 16:00 | 8.9 | 48.02 |  |  | 2000-03-31 | 16:00 | 12 | 53.6 |  |  | 2004-03-31 | 16:00 | 8.3 | 46.94 | [5 empty] | 6.7 | 44.06 |  |  |  | 10.7 | 51.26 |  |  |  |  | 12.2 | 53.96 |  |  |  |  | 11.1 | 51.98 | [5 empty] | 10 | 50 |  |  |  | 9.4 | 48.92 |  |  |  |  | 13.9 | 57.02 |  |  |  |  | 0 | 32
1995-03-31 | 17:00 | 10 | 50 | WEEKDAY | #N/A | 1990-03-31 | 17:00 | 8.3 | 46.94 |  |  | 2000-03-31 | 17:00 | 12 | 53.6 |  |  | 2004-03-31 | 17:00 | 7.8 | 46.04 | [5 empty] | 5.6 | 42.08 |  |  |  | 10.2 | 50.36 |  |  |  |  | 12.2 | 53.96 |  |  |  |  | 10.4 | 50.72 | [5 empty] | 10 | 50 |  |  |  | 8.9 | 48.02 |  |  |  |  | 12.8 | 55.04 |  |  |  |  | 0 | 32
1995-03-31 | 18:00 | 10 | 50 | WEEKDAY | #N/A | 1990-03-31 | 18:00 | 8.3 | 46.94 |  |  | 2000-03-31 | 18:00 | 11 | 51.8 |  |  | 2004-03-31 | 18:00 | 7.8 | 46.04 | [5 empty] | 5 | 41 |  |  |  | 9 | 48.2 |  |  |  |  | 11.1 | 51.98 |  |  |  |  | 9.6 | 49.28 | [5 empty] | 9.4 | 48.92 |  |  |  | 8.3 | 46.94 |  |  |  |  | 11.7 | 53.06 |  |  |  |  | 0.6 | 33.08
1995-03-31 | 19:00 | 10 | 50 | WEEKDAY | #N/A | 1990-03-31 | 19:00 | 7.2 | 44.96 |  |  | 2000-03-31 | 19:00 | 10 | 50 |  |  | 2004-03-31 | 19:00 | 7.8 | 46.04 | [5 empty] | 3.9 | 39.02 |  |  |  | 7 | 44.6 |  |  |  |  | 8.9 | 48.02 |  |  |  |  | 8.9 | 48.02 | [5 empty] | 9.4 | 48.92 |  |  |  | 7.8 | 46.04 |  |  |  |  | 9.4 | 48.92 |  |  |  |  | -1.1 | 30.02
1995-03-31 | 20:00 | 9.4 | 48.92 | WEEKDAY | #N/A | 1990-03-31 | 20:00 | 6.7 | 44.06 |  |  | 2000-03-31 | 20:00 | 6 | 42.8 |  |  | 2004-03-31 | 20:00 | 7.8 | 46.04 | [5 empty] | 3.3 | 37.94 |  |  |  | 6 | 42.8 |  |  |  |  | 7.8 | 46.04 |  |  |  |  | 8.7 | 47.66 | [5 empty] | 8.9 | 48.02 |  |  |  | 7.2 | 44.96 |  |  |  |  | 8.9 | 48.02 |  |  |  |  | -1.1 | 30.02
1995-03-31 | 21:00 | 8.3 | 46.94 | WEEKDAY | #N/A | 1990-03-31 | 21:00 | 7.2 | 44.96 |  |  | 2000-03-31 | 21:00 | 7 | 44.6 |  |  | 2004-03-31 | 21:00 | 7.8 | 46.04 | [5 empty] | 2.8 | 37.04 |  |  |  | 2 | 35.6 |  |  |  |  | 6.1 | 42.98 |  |  |  |  | 8.5 | 47.3 | [5 empty] | 8.9 | 48.02 |  |  |  | 6.1 | 42.98 |  |  |  |  | 8.3 | 46.94 |  |  |  |  | 0 | 32
1995-03-31 | 22:00 | 8.2 | 46.76 | WEEKDAY | #N/A | 1990-03-31 | 22:00 | 7 | 44.6 |  |  | 2000-03-31 | 22:00 | 6.1 | 42.98 |  |  | 2004-03-31 | 22:00 | 7 | 44.6 | [5 empty] | 3.1 | 37.58 |  |  |  | 1.2 | 34.16 |  |  |  |  | 5.2 | 41.36 |  |  |  |  | 7 | 44.6 | [5 empty] | 8.1 | 46.58 |  |  |  | 5.5 | 41.9 |  |  |  |  | 7.9 | 46.22 |  |  |  |  | 0.2 | 32.36
1995-03-31 | 23:00 | 8.2 | 46.76 | WEEKDAY | #N/A | 1990-03-31 | 23:00 | 6.7 | 44.06 |  |  | 2000-03-31 | 23:00 | 5.2 | 41.36 |  |  | 2004-03-31 | 23:00 | 6.2 | 43.16 | [5 empty] | 3.4 | 38.12 |  |  |  | 0.3 | 32.54 |  |  |  |  | 4.4 | 39.92 |  |  |  |  | 5.6 | 42.08 | [5 empty] | 7.3 | 45.14 |  |  |  | 4.8 | 40.64 |  |  |  |  | 7.5 | 45.5 |  |  |  |  | 0.5 | 32.9
1995-03-31 | 24:00 | 8.1 | 46.58 | WEEKDAY | #N/A | 1990-03-31 | 24:00 | 6.5 | 43.7 |  |  | 2000-03-31 | 24:00 | 4.3 | 39.74 |  |  | 2004-03-31 | 24:00 | 5.4 | 41.72 | [5 empty] | 3.7 | 38.66 |  |  |  | -0.4 | 31.28 |  |  |  |  | 3.5 | 38.3 |  |  |  |  | 4.1 | 39.38 | [5 empty] | 6.5 | 43.7 |  |  |  | 4.2 | 39.56 |  |  |  |  | 7.1 | 44.78 |  |  |  |  | 0.7 | 33.26
1994-04-01 | 1:00 | 8 | 46.4 | WEEKDAY | #N/A | 1990-04-01 | 1:00 | 6.3 | 43.34 |  |  | 1991-04-01 | 1:00 | 3.5 | 38.3 |  |  | 1991-04-01 | 1:00 | 4.6 | 40.28 | [5 empty] | 4.1 | 39.38 |  |  |  | -1.2 | 29.84 |  |  |  |  | 2.6 | 36.68 |  |  |  |  | 2.7 | 36.86 | [5 empty] | 5.7 | 42.26 |  |  |  | 3.6 | 38.48 |  |  |  |  | 6.8 | 44.24 |  |  |  |  | 1 | 33.8
1994-04-01 | 2:00 | 7.9 | 46.22 | WEEKDAY | #N/A | 1990-04-01 | 2:00 | 6.1 | 42.98 |  |  | 1991-04-01 | 2:00 | 2.6 | 36.68 |  |  | 1991-04-01 | 2:00 | 3.8 | 38.84 | [5 empty] | 4.4 | 39.92 |  |  |  | -2 | 28.4 |  |  |  |  | 1.7 | 35.06 |  |  |  |  | 1.2 | 34.16 | [5 empty] | 4.9 | 40.82 |  |  |  | 3 | 37.4 |  |  |  |  | 6.4 | 43.52 |  |  |  |  | 1.2 | 34.16
1994-04-01 | 3:00 | 7.9 | 46.22 | WEEKDAY | #N/A | 1990-04-01 | 3:00 | 5.8 | 42.44 |  |  | 1991-04-01 | 3:00 | 1.7 | 35.06 |  |  | 1991-04-01 | 3:00 | 3 | 37.4 | [5 empty] | 4.7 | 40.46 |  |  |  | -2.9 | 26.78 |  |  |  |  | 0.9 | 33.62 |  |  |  |  | -0.1 | 31.82 | [5 empty] | 4.1 | 39.38 |  |  |  | 2.3 | 36.14 |  |  |  |  | 6 | 42.8 |  |  |  |  | 1.5 | 34.7
1994-04-01 | 4:00 | 7.8 | 46.04 | WEEKDAY | #N/A | 1990-04-01 | 4:00 | 5.6 | 42.08 |  |  | 1991-04-01 | 4:00 | 0.8 | 33.44 |  |  | 1991-04-01 | 4:00 | 2.2 | 35.96 | [5 empty] | 5 | 41 |  |  |  | -3.8 | 25.16 |  |  |  |  | 0 | 32 |  |  |  |  | -1.7 | 28.94 | [5 empty] | 3.3 | 37.94 |  |  |  | 1.7 | 35.06 |  |  |  |  | 5.6 | 42.08 |  |  |  |  | 1.7 | 35.06
1994-04-01 | 5:00 | 6.7 | 44.06 | WEEKDAY | #N/A | 1990-04-01 | 5:00 | 5.6 | 42.08 |  |  | 1991-04-01 | 5:00 | 0.6 | 33.08 |  |  | 1991-04-01 | 5:00 | 2.8 | 37.04 | [5 empty] | 3.9 | 39.02 |  |  |  | -4.3 | 24.26 |  |  |  |  | -0.6 | 30.92 |  |  |  |  | -2.8 | 26.96 | [5 empty] | 2.2 | 35.96 |  |  |  | 0.6 | 33.08 |  |  |  |  | 5 | 41 |  |  |  |  | 1.7 | 35.06
1994-04-01 | 6:00 | 7.8 | 46.04 | WEEKDAY | #N/A | 1990-04-01 | 6:00 | 5.6 | 42.08 |  |  | 1991-04-01 | 6:00 | 1.1 | 33.98 |  |  | 1991-04-01 | 6:00 | 2.2 | 35.96 | [5 empty] | 4.4 | 39.92 |  |  |  | -5.5 | 22.1 |  |  |  |  | -0.6 | 30.92 |  |  |  |  | -3.3 | 26.06 | [5 empty] | 2.2 | 35.96 |  |  |  | 0 | 32 |  |  |  |  | 4.4 | 39.92 |  |  |  |  | 1.7 | 35.06
1994-04-01 | 7:00 | 6.7 | 44.06 | WEEKDAY | #N/A | 1990-04-01 | 7:00 | 5.6 | 42.08 |  |  | 1991-04-01 | 7:00 | 1.1 | 33.98 |  |  | 1991-04-01 | 7:00 | 3.3 | 37.94 | [5 empty] | 4.4 | 39.92 |  |  |  | -2.7 | 27.14 |  |  |  |  | 0.6 | 33.08 |  |  |  |  | 0 | 32 | [5 empty] | 2.2 | 35.96 |  |  |  | 0.6 | 33.08 |  |  |  |  | 2.2 | 35.96 |  |  |  |  | 2.2 | 35.96
1994-04-01 | 8:00 | 8.3 | 46.94 | WEEKDAY | #N/A | 1990-04-01 | 8:00 | 5.6 | 42.08 |  |  | 1991-04-01 | 8:00 | 2.8 | 37.04 |  |  | 1991-04-01 | 8:00 | 5 | 41 | [5 empty] | 5.6 | 42.08 |  |  |  | 1.7 | 35.06 |  |  |  |  | 1.7 | 35.06 |  |  |  |  | 4.4 | 39.92 | [5 empty] | 1.7 | 35.06 |  |  |  | 2.8 | 37.04 |  |  |  |  | 2.2 | 35.96 |  |  |  |  | 2.2 | 35.96
1994-04-01 | 9:00 | 9.4 | 48.92 | WEEKDAY | #N/A | 1990-04-01 | 9:00 | 6.1 | 42.98 |  |  | 1991-04-01 | 9:00 | 4.4 | 39.92 |  |  | 1991-04-01 | 9:00 | 6.1 | 42.98 | [5 empty] | 8.9 | 48.02 |  |  |  | 5 | 41 |  |  |  |  | 3.3 | 37.94 |  |  |  |  | 7.2 | 44.96 | [5 empty] | 2.2 | 35.96 |  |  |  | 5 | 41 |  |  |  |  | 2.8 | 37.04 |  |  |  |  | 3.3 | 37.94
1994-04-01 | 10:00 | 10.6 | 51.08 | WEEKDAY | #N/A | 1990-04-01 | 10:00 | 6.7 | 44.06 |  |  | 1991-04-01 | 10:00 | 4.4 | 39.92 |  |  | 1991-04-01 | 10:00 | 5.6 | 42.08 | [5 empty] | 7.2 | 44.96 |  |  |  | 4.4 | 39.92 |  |  |  |  | 5.6 | 42.08 |  |  |  |  | 8.3 | 46.94 | [5 empty] | 2.8 | 37.04 |  |  |  | 7.8 | 46.04 |  |  |  |  | 3.9 | 39.02 |  |  |  |  | 4.4 | 39.92
1994-04-01 | 11:00 | 11.7 | 53.06 | WEEKDAY | #N/A | 1990-04-01 | 11:00 | 6.7 | 44.06 |  |  | 1991-04-01 | 11:00 | 5.6 | 42.08 |  |  | 1991-04-01 | 11:00 | 5 | 41 | [5 empty] | 6.7 | 44.06 |  |  |  | 4.4 | 39.92 |  |  |  |  | 6.7 | 44.06 |  |  |  |  | 10 | 50 | [5 empty] | 3.3 | 37.94 |  |  |  | 9.4 | 48.92 |  |  |  |  | 4.4 | 39.92 |  |  |  |  | 4.4 | 39.92
1994-04-01 | 12:00 | 12.8 | 55.04 | WEEKDAY | #N/A | 1990-04-01 | 12:00 | 7.2 | 44.96 |  |  | 1991-04-01 | 12:00 | 3.9 | 39.02 |  |  | 1991-04-01 | 12:00 | 4.4 | 39.92 | [5 empty] | 6.7 | 44.06 |  |  |  | 5.6 | 42.08 |  |  |  |  | 6.7 | 44.06 |  |  |  |  | 11.1 | 51.98 | [5 empty] | 3.9 | 39.02 |  |  |  | 10 | 50 |  |  |  |  | 5.6 | 42.08 |  |  |  |  | 5.6 | 42.08
1994-04-01 | 13:00 | 14.4 | 57.92 | WEEKDAY | #N/A | 1990-04-01 | 13:00 | 7.2 | 44.96 |  |  | 1991-04-01 | 13:00 | 4.4 | 39.92 |  |  | 1991-04-01 | 13:00 | 6.1 | 42.98 | [5 empty] | 5.6 | 42.08 |  |  |  | 5.4 | 41.72 |  |  |  |  | 8.3 | 46.94 |  |  |  |  | 11.1 | 51.98 | [5 empty] | 5.6 | 42.08 |  |  |  | 11.7 | 53.06 |  |  |  |  | 6.7 | 44.06 |  |  |  |  | 5.6 | 42.08
1994-04-01 | 14:00 | 13.9 | 57.02 | WEEKDAY | #N/A | 1990-04-01 | 14:00 | 7.2 | 44.96 |  |  | 1991-04-01 | 14:00 | 4.4 | 39.92 |  |  | 1991-04-01 | 14:00 | 6.1 | 42.98 | [5 empty] | 4.4 | 39.92 |  |  |  | 5 | 41 |  |  |  |  | 8.9 | 48.02 |  |  |  |  | 11.7 | 53.06 | [5 empty] | 3.9 | 39.02 |  |  |  | 11.1 | 51.98 |  |  |  |  | 3 | 37.4 |  |  |  |  | 5.6 | 42.08
1994-04-01 | 15:00 | 14.4 | 57.92 | WEEKDAY | #N/A | 1990-04-01 | 15:00 | 7.2 | 44.96 |  |  | 1991-04-01 | 15:00 | 4.4 | 39.92 |  |  | 1991-04-01 | 15:00 | 6.1 | 42.98 | [5 empty] | 4.4 | 39.92 |  |  |  | 5 | 41 |  |  |  |  | 9.4 | 48.92 |  |  |  |  | 12.8 | 55.04 | [5 empty] | 4.4 | 39.92 |  |  |  | 9.4 | 48.92 |  |  |  |  | 3.9 | 39.02 |  |  |  |  | 4.4 | 39.92
1994-04-01 | 16:00 | 14.4 | 57.92 | WEEKDAY | #N/A | 1990-04-01 | 16:00 | 7.2 | 44.96 |  |  | 1991-04-01 | 16:00 | 4.4 | 39.92 |  |  | 1991-04-01 | 16:00 | 7.2 | 44.96 | [5 empty] | 5 | 41 |  |  |  | 5.6 | 42.08 |  |  |  |  | 10 | 50 |  |  |  |  | 12.2 | 53.96 | [5 empty] | 3.9 | 39.02 |  |  |  | 7.2 | 44.96 |  |  |  |  | 3.3 | 37.94 |  |  |  |  | 5.6 | 42.08
1994-04-01 | 17:00 | 14.4 | 57.92 | WEEKDAY | #N/A | 1990-04-01 | 17:00 | 7.2 | 44.96 |  |  | 1991-04-01 | 17:00 | 5.6 | 42.08 |  |  | 1991-04-01 | 17:00 | 6.7 | 44.06 | [5 empty] | 5.6 | 42.08 |  |  |  | 6.1 | 42.98 |  |  |  |  | 10 | 50 |  |  |  |  | 11.1 | 51.98 | [5 empty] | 3.9 | 39.02 |  |  |  | 6.1 | 42.98 |  |  |  |  | 3.9 | 39.02 |  |  |  |  | 4.4 | 39.92
1994-04-01 | 18:00 | 13.3 | 55.94 | WEEKDAY | #N/A | 1990-04-01 | 18:00 | 6.7 | 44.06 |  |  | 1991-04-01 | 18:00 | 5.6 | 42.08 |  |  | 1991-04-01 | 18:00 | 6.1 | 42.98 | [5 empty] | 5.6 | 42.08 |  |  |  | 5 | 41 |  |  |  |  | 8.3 | 46.94 |  |  |  |  | 10.6 | 51.08 | [5 empty] | 2.8 | 37.04 |  |  |  | 6.1 | 42.98 |  |  |  |  | 3.3 | 37.94 |  |  |  |  | 1.1 | 33.98
1994-04-01 | 19:00 | 12.8 | 55.04 | WEEKDAY | #N/A | 1990-04-01 | 19:00 | 6.7 | 44.06 |  |  | 1991-04-01 | 19:00 | 4.4 | 39.92 |  |  | 1991-04-01 | 19:00 | 6.1 | 42.98 | [5 empty] | 6.1 | 42.98 |  |  |  | 4.4 | 39.92 |  |  |  |  | 6.7 | 44.06 |  |  |  |  | 3.9 | 39.02 | [5 empty] | 2.8 | 37.04 |  |  |  | 6.1 | 42.98 |  |  |  |  | 3.3 | 37.94 |  |  |  |  | 1.1 | 33.98
1994-04-01 | 20:00 | 12.2 | 53.96 | WEEKDAY | #N/A | 1990-04-01 | 20:00 | 6.7 | 44.06 |  |  | 1991-04-01 | 20:00 | 3.3 | 37.94 |  |  | 1991-04-01 | 20:00 | 6.1 | 42.98 | [5 empty] | 5 | 41 |  |  |  | 4.4 | 39.92 |  |  |  |  | 5 | 41 |  |  |  |  | 1.7 | 35.06 | [5 empty] | 2.8 | 37.04 |  |  |  | 6.7 | 44.06 |  |  |  |  | 3.3 | 37.94 |  |  |  |  | 1.1 | 33.98
1994-04-01 | 21:00 | 13.3 | 55.94 | WEEKDAY | #N/A | 1990-04-01 | 21:00 | 6.7 | 44.06 |  |  | 1991-04-01 | 21:00 | 3.3 | 37.94 |  |  | 1991-04-01 | 21:00 | 5.6 | 42.08 | [5 empty] | 5.6 | 42.08 |  |  |  | 3.9 | 39.02 |  |  |  |  | 4.4 | 39.92 |  |  |  |  | 0.6 | 33.08 | [5 empty] | 1.7 | 35.06 |  |  |  | 6.7 | 44.06 |  |  |  |  | 2.8 | 37.04 |  |  |  |  | 1.1 | 33.98
1994-04-01 | 22:00 | 13.3 | 55.94 | WEEKDAY | #N/A | 1990-04-01 | 22:00 | 6.7 | 44.06 |  |  | 1991-04-01 | 22:00 | 3.9 | 39.02 |  |  | 1991-04-01 | 22:00 | 5.6 | 42.08 | [5 empty] | 5.6 | 42.08 |  |  |  | 3.9 | 39.02 |  |  |  |  | 5.6 | 42.08 |  |  |  |  | -0.6 | 30.92 | [5 empty] | 1.7 | 35.06 |  |  |  | 6.7 | 44.06 |  |  |  |  | 2.2 | 35.96 |  |  |  |  | 1.7 | 35.06
1994-04-01 | 23:00 | 12.8 | 55.04 | WEEKDAY | #N/A | 1990-04-01 | 23:00 | 6.7 | 44.06 |  |  | 1991-04-01 | 23:00 | 4.4 | 39.92 |  |  | 1991-04-01 | 23:00 | 5 | 41 | [5 empty] | 4.4 | 39.92 |  |  |  | 4.4 | 39.92 |  |  |  |  | 5.6 | 42.08 |  |  |  |  | -1.1 | 30.02 | [5 empty] | 1.7 | 35.06 |  |  |  | 6.1 | 42.98 |  |  |  |  | 1.7 | 35.06 |  |  |  |  | 1.7 | 35.06
1994-04-01 | 24:00 | 12.2 | 53.96 | WEEKDAY | #N/A | 1990-04-01 | 24:00 | 6.7 | 44.06 |  |  | 1991-04-01 | 24:00 | 4.4 | 39.92 |  |  | 1991-04-01 | 24:00 | 5 | 41 | [5 empty] | 3.9 | 39.02 |  |  |  | 3.3 | 37.94 |  |  |  |  | 5.6 | 42.08 |  |  |  |  | -1.7 | 28.94 | [5 empty] | 1.7 | 35.06 |  |  |  | 6.1 | 42.98 |  |  |  |  | 1.1 | 33.98 |  |  |  |  | 1.7 | 35.06
1994-04-02 | 1:00 | 11.1 | 51.98 | SATURDAY | #N/A | 1990-04-02 | 1:00 | 6.7 | 44.06 |  |  | 1991-04-02 | 1:00 | 3.9 | 39.02 |  |  | 1991-04-02 | 1:00 | 4.4 | 39.92 | [5 empty] | 3.9 | 39.02 |  |  |  | 3.9 | 39.02 |  |  |  |  | 5 | 41 |  |  |  |  | -1.7 | 28.94 | [5 empty] | 1.7 | 35.06 |  |  |  | 5.6 | 42.08 |  |  |  |  | -0.6 | 30.92 |  |  |  |  | 2.2 | 35.96
1994-04-02 | 2:00 | 10.6 | 51.08 | SATURDAY | #N/A | 1990-04-02 | 2:00 | 6.7 | 44.06 |  |  | 1991-04-02 | 2:00 | 3.3 | 37.94 |  |  | 1991-04-02 | 2:00 | 3.9 | 39.02 | [5 empty] | 2.8 | 37.04 |  |  |  | 3.3 | 37.94 |  |  |  |  | 4.4 | 39.92 |  |  |  |  | -2.8 | 26.96 | [5 empty] | 1.1 | 33.98 |  |  |  | 5.6 | 42.08 |  |  |  |  | -1.7 | 28.94 |  |  |  |  | 1.7 | 35.06
1994-04-02 | 3:00 | 9.4 | 48.92 | SATURDAY | #N/A | 1990-04-02 | 3:00 | 6.7 | 44.06 |  |  | 1991-04-02 | 3:00 | 2.2 | 35.96 |  |  | 1991-04-02 | 3:00 | 3.9 | 39.02 | [5 empty] | 2.2 | 35.96 |  |  |  | 2.2 | 35.96 |  |  |  |  | 5 | 41 |  |  |  |  | -3.3 | 26.06 | [5 empty] | 1.1 | 33.98 |  |  |  | 5 | 41 |  |  |  |  | 0 | 32 |  |  |  |  | 1.7 | 35.06
1994-04-02 | 4:00 | 7.2 | 44.96 | SATURDAY | #N/A | 1990-04-02 | 4:00 | 6.7 | 44.06 |  |  | 1991-04-02 | 4:00 | 1.7 | 35.06 |  |  | 1991-04-02 | 4:00 | 3.9 | 39.02 | [5 empty] | 1.7 | 35.06 |  |  |  | 2.8 | 37.04 |  |  |  |  | 5 | 41 |  |  |  |  | -3.3 | 26.06 | [5 empty] | 0.6 | 33.08 |  |  |  | 5.6 | 42.08 |  |  |  |  | 0 | 32 |  |  |  |  | 1.7 | 35.06
1994-04-02 | 5:00 | 6.7 | 44.06 | SATURDAY | #N/A | 1990-04-02 | 5:00 | 6.7 | 44.06 |  |  | 1991-04-02 | 5:00 | 1.7 | 35.06 |  |  | 1991-04-02 | 5:00 | 3.9 | 39.02 | [5 empty] | 1.7 | 35.06 |  |  |  | 2.8 | 37.04 |  |  |  |  | 4.4 | 39.92 |  |  |  |  | -2.2 | 28.04 | [5 empty] | 0.6 | 33.08 |  |  |  | 5 | 41 |  |  |  |  | 0 | 32 |  |  |  |  | 1.7 | 35.06
1994-04-02 | 6:00 | 6.1 | 42.98 | SATURDAY | #N/A | 1990-04-02 | 6:00 | 6.7 | 44.06 |  |  | 1991-04-02 | 6:00 | 1.1 | 33.98 |  |  | 1991-04-02 | 6:00 | 3.3 | 37.94 | [5 empty] | 1.7 | 35.06 |  |  |  | 2.8 | 37.04 |  |  |  |  | 4.4 | 39.92 |  |  |  |  | -2.2 | 28.04 | [5 empty] | 0.6 | 33.08 |  |  |  | 5 | 41 |  |  |  |  | 0 | 32 |  |  |  |  | 1.1 | 33.98
1994-04-02 | 7:00 | 6.1 | 42.98 | SATURDAY | #N/A | 1990-04-02 | 7:00 | 7.2 | 44.96 |  |  | 1991-04-02 | 7:00 | 2.8 | 37.04 |  |  | 1991-04-02 | 7:00 | 3.9 | 39.02 | [5 empty] | 3.9 | 39.02 |  |  |  | 2.8 | 37.04 |  |  |  |  | 4.4 | 39.92 |  |  |  |  | -1.7 | 28.94 | [5 empty] | 0.6 | 33.08 |  |  |  | 5 | 41 |  |  |  |  | 1.1 | 33.98 |  |  |  |  | 1.1 | 33.98
1994-04-02 | 8:00 | 7.2 | 44.96 | SATURDAY | #N/A | 1990-04-02 | 8:00 | 7.2 | 44.96 |  |  | 1991-04-02 | 8:00 | 3.3 | 37.94 |  |  | 1991-04-02 | 8:00 | 5.6 | 42.08 | [5 empty] | 5.6 | 42.08 |  |  |  | 3.9 | 39.02 |  |  |  |  | 3.9 | 39.02 |  |  |  |  | -0.6 | 30.92 | [5 empty] | 0.6 | 33.08 |  |  |  | 5 | 41 |  |  |  |  | 2.2 | 35.96 |  |  |  |  | 1.7 | 35.06
1994-04-02 | 9:00 | 6.7 | 44.06 | SATURDAY | #N/A | 1990-04-02 | 9:00 | 8.3 | 46.94 |  |  | 1991-04-02 | 9:00 | 5 | 41 |  |  | 1991-04-02 | 9:00 | 6.7 | 44.06 | [5 empty] | 7.8 | 46.04 |  |  |  | 3.9 | 39.02 |  |  |  |  | 3.9 | 39.02 |  |  |  |  | 1.1 | 33.98 | [5 empty] | 0.6 | 33.08 |  |  |  | 5 | 41 |  |  |  |  | 3.9 | 39.02 |  |  |  |  | 1.7 | 35.06
1994-04-02 | 10:00 | 6.7 | 44.06 | SATURDAY | #N/A | 1990-04-02 | 10:00 | 8.3 | 46.94 |  |  | 1991-04-02 | 10:00 | 6.1 | 42.98 |  |  | 1991-04-02 | 10:00 | 8.3 | 46.94 | [5 empty] | 8.3 | 46.94 |  |  |  | 5 | 41 |  |  |  |  | 4.4 | 39.92 |  |  |  |  | 3.9 | 39.02 | [5 empty] | 1.7 | 35.06 |  |  |  | 6.1 | 42.98 |  |  |  |  | 4.4 | 39.92 |  |  |  |  | 2.8 | 37.04
1994-04-02 | 11:00 | 7.2 | 44.96 | SATURDAY | #N/A | 1990-04-02 | 11:00 | 8.9 | 48.02 |  |  | 1991-04-02 | 11:00 | 8.3 | 46.94 |  |  | 1991-04-02 | 11:00 | 8.9 | 48.02 | [5 empty] | 8.3 | 46.94 |  |  |  | 5.6 | 42.08 |  |  |  |  | 5.6 | 42.08 |  |  |  |  | 6.1 | 42.98 | [5 empty] | 2.2 | 35.96 |  |  |  | 6.7 | 44.06 |  |  |  |  | 5 | 41 |  |  |  |  | 3.9 | 39.02
1994-04-02 | 12:00 | 7.2 | 44.96 | SATURDAY | #N/A | 1990-04-02 | 12:00 | 8.9 | 48.02 |  |  | 1991-04-02 | 12:00 | 6.7 | 44.06 |  |  | 1991-04-02 | 12:00 | 8.3 | 46.94 | [5 empty] | 7.2 | 44.96 |  |  |  | 8.3 | 46.94 |  |  |  |  | 7.8 | 46.04 |  |  |  |  | 8.9 | 48.02 | [5 empty] | 0 | 32 |  |  |  | 6.1 | 42.98 |  |  |  |  | 5 | 41 |  |  |  |  | 3.9 | 39.02
1994-04-02 | 13:00 | 9.4 | 48.92 | SATURDAY | #N/A | 1990-04-02 | 13:00 | 8.9 | 48.02 |  |  | 1991-04-02 | 13:00 | 7.8 | 46.04 |  |  | 1991-04-02 | 13:00 | 10 | 50 | [5 empty] | 8.9 | 48.02 |  |  |  | 7.2 | 44.96 |  |  |  |  | 7.2 | 44.96 |  |  |  |  | 10 | 50 | [5 empty] | 0.6 | 33.08 |  |  |  | 5.6 | 42.08 |  |  |  |  | 3.3 | 37.94 |  |  |  |  | 4.4 | 39.92
1994-04-02 | 14:00 | 8.9 | 48.02 | SATURDAY | #N/A | 1990-04-02 | 14:00 | 8.9 | 48.02 |  |  | 1991-04-02 | 14:00 | 8.3 | 46.94 |  |  | 1991-04-02 | 14:00 | 10 | 50 | [5 empty] | 10 | 50 |  |  |  | 7.8 | 46.04 |  |  |  |  | 6.1 | 42.98 |  |  |  |  | 11.1 | 51.98 | [5 empty] | 1.7 | 35.06 |  |  |  | 7.2 | 44.96 |  |  |  |  | 2.8 | 37.04 |  |  |  |  | 4.4 | 39.92
1994-04-02 | 15:00 | 7.2 | 44.96 | SATURDAY | #N/A | 1990-04-02 | 15:00 | 8.9 | 48.02 |  |  | 1991-04-02 | 15:00 | 9.4 | 48.92 |  |  | 1991-04-02 | 15:00 | 10 | 50 | [5 empty] | 10 | 50 |  |  |  | 8.3 | 46.94 |  |  |  |  | 7.2 | 44.96 |  |  |  |  | 11.7 | 53.06 | [5 empty] | 0 | 32 |  |  |  | 8.3 | 46.94 |  |  |  |  | 2.8 | 37.04 |  |  |  |  | 3.9 | 39.02
1994-04-02 | 16:00 | 7.2 | 44.96 | SATURDAY | #N/A | 1990-04-02 | 16:00 | 9.4 | 48.92 |  |  | 1991-04-02 | 16:00 | 7.8 | 46.04 |  |  | 1991-04-02 | 16:00 | 9.4 | 48.92 | [5 empty] | 9.4 | 48.92 |  |  |  | 6.7 | 44.06 |  |  |  |  | 6.7 | 44.06 |  |  |  |  | 12.2 | 53.96 | [5 empty] | 0.6 | 33.08 |  |  |  | 8.3 | 46.94 |  |  |  |  | 3.3 | 37.94 |  |  |  |  | 4.4 | 39.92
1994-04-02 | 17:00 | 6.7 | 44.06 | SATURDAY | #N/A | 1990-04-02 | 17:00 | 9.4 | 48.92 |  |  | 1991-04-02 | 17:00 | 7.2 | 44.96 |  |  | 1991-04-02 | 17:00 | 8.9 | 48.02 | [5 empty] | 10 | 50 |  |  |  | 8.3 | 46.94 |  |  |  |  | 6.7 | 44.06 |  |  |  |  | 11.7 | 53.06 | [5 empty] | 0.6 | 33.08 |  |  |  | 6.7 | 44.06 |  |  |  |  | 3.9 | 39.02 |  |  |  |  | 3.3 | 37.94
1994-04-02 | 18:00 | 6.1 | 42.98 | SATURDAY | #N/A | 1990-04-02 | 18:00 | 8.9 | 48.02 |  |  | 1991-04-02 | 18:00 | 6.1 | 42.98 |  |  | 1991-04-02 | 18:00 | 7.8 | 46.04 | [5 empty] | 7.8 | 46.04 |  |  |  | 6.1 | 42.98 |  |  |  |  | 6.7 | 44.06 |  |  |  |  | 10 | 50 | [5 empty] | 0 | 32 |  |  |  | 6.1 | 42.98 |  |  |  |  | 4.4 | 39.92 |  |  |  |  | 2.8 | 37.04
1994-04-02 | 19:00 | 6.1 | 42.98 | SATURDAY | #N/A | 1990-04-02 | 19:00 | 9.4 | 48.92 |  |  | 1991-04-02 | 19:00 | 5.6 | 42.08 |  |  | 1991-04-02 | 19:00 | 7.8 | 46.04 | [5 empty] | 6.1 | 42.98 |  |  |  | 5.6 | 42.08 |  |  |  |  | 5.6 | 42.08 |  |  |  |  | 8.9 | 48.02 | [5 empty] | 0 | 32 |  |  |  | 3.9 | 39.02 |  |  |  |  | 4.4 | 39.92 |  |  |  |  | 2.2 | 35.96
1994-04-02 | 20:00 | 6.7 | 44.06 | SATURDAY | #N/A | 1990-04-02 | 20:00 | 8.3 | 46.94 |  |  | 1991-04-02 | 20:00 | 5 | 41 |  |  | 1991-04-02 | 20:00 | 6.7 | 44.06 | [5 empty] | 5 | 41 |  |  |  | 3.9 | 39.02 |  |  |  |  | 5 | 41 |  |  |  |  | 7.2 | 44.96 | [5 empty] | 0 | 32 |  |  |  | 3.3 | 37.94 |  |  |  |  | 5 | 41 |  |  |  |  | 2.2 | 35.96
1994-04-02 | 21:00 | 6.1 | 42.98 | SATURDAY | #N/A | 1990-04-02 | 21:00 | 8.3 | 46.94 |  |  | 1991-04-02 | 21:00 | 4.4 | 39.92 |  |  | 1991-04-02 | 21:00 | 6.1 | 42.98 | [5 empty] | 4.4 | 39.92 |  |  |  | 2.8 | 37.04 |  |  |  |  | 3.9 | 39.02 |  |  |  |  | 5 | 41 | [5 empty] | 0 | 32 |  |  |  | 3.3 | 37.94 |  |  |  |  | 5 | 41 |  |  |  |  | 1.7 | 35.06
1994-04-02 | 22:00 | 6.1 | 42.98 | SATURDAY | #N/A | 1990-04-02 | 22:00 | 7.8 | 46.04 |  |  | 1991-04-02 | 22:00 | 3.9 | 39.02 |  |  | 1991-04-02 | 22:00 | 5.6 | 42.08 | [5 empty] | 4.4 | 39.92 |  |  |  | 1.7 | 35.06 |  |  |  |  | 3.9 | 39.02 |  |  |  |  | 4.4 | 39.92 | [5 empty] | 0 | 32 |  |  |  | 3.3 | 37.94 |  |  |  |  | 5.6 | 42.08 |  |  |  |  | 1.7 | 35.06
1994-04-02 | 23:00 | 5.6 | 42.08 | SATURDAY | #N/A | 1990-04-02 | 23:00 | 7.8 | 46.04 |  |  | 1991-04-02 | 23:00 | 3.3 | 37.94 |  |  | 1991-04-02 | 23:00 | 5 | 41 | [5 empty] | 3.9 | 39.02 |  |  |  | 0 | 32 |  |  |  |  | 2.8 | 37.04 |  |  |  |  | 4.4 | 39.92 | [5 empty] | -0.6 | 30.92 |  |  |  | 2.8 | 37.04 |  |  |  |  | 7.2 | 44.96 |  |  |  |  | 1.7 | 35.06
1994-04-02 | 24:00 | 4.4 | 39.92 | SATURDAY | #N/A | 1990-04-02 | 24:00 | 7.8 | 46.04 |  |  | 1991-04-02 | 24:00 | 2.2 | 35.96 |  |  | 1991-04-02 | 24:00 | 4.4 | 39.92 | [5 empty] | 3.3 | 37.94 |  |  |  | -1.6 | 29.12 |  |  |  |  | 3.3 | 37.94 |  |  |  |  | 4.4 | 39.92 | [5 empty] | -0.6 | 30.92 |  |  |  | 1.7 | 35.06 |  |  |  |  | 9 | 48.2 |  |  |  |  | 1.7 | 35.06
1994-04-03 | 1:00 | 4.4 | 39.92 | SUNDAY | #N/A | 1990-04-03 | 1:00 | 7.8 | 46.04 |  |  | 1991-04-03 | 1:00 | 2.2 | 35.96 |  |  | 1991-04-03 | 1:00 | 4.4 | 39.92 | [5 empty] | 1.7 | 35.06 |  |  |  | -2.7 | 27.14 |  |  |  |  | 3.3 | 37.94 |  |  |  |  | 4.4 | 39.92 | [5 empty] | -0.6 | 30.92 |  |  |  | 0.6 | 33.08 |  |  |  |  | 9.4 | 48.92 |  |  |  |  | 0.6 | 33.08
1994-04-03 | 2:00 | 4.7 | 40.46 | SUNDAY | #N/A | 1990-04-03 | 2:00 | 6.1 | 42.98 |  |  | 1991-04-03 | 2:00 | 1.7 | 35.06 |  |  | 1991-04-03 | 2:00 | 3.9 | 39.02 | [5 empty] | 1.7 | 35.06 |  |  |  | -3.8 | 25.16 |  |  |  |  | 2.8 | 37.04 |  |  |  |  | 4.7 | 40.46 | [5 empty] | -1.7 | 28.94 |  |  |  | 0 | 32 |  |  |  |  | 10 | 50 |  |  |  |  | 0.6 | 33.08
1994-04-03 | 3:00 | 5 | 41 | SUNDAY | #N/A | 1990-04-03 | 3:00 | 5.6 | 42.08 |  |  | 1991-04-03 | 3:00 | 1.1 | 33.98 |  |  | 1991-04-03 | 3:00 | 3.3 | 37.94 | [5 empty] | 0 | 32 |  |  |  | -3.8 | 25.16 |  |  |  |  | 1.7 | 35.06 |  |  |  |  | 5 | 41 | [5 empty] | -2.2 | 28.04 |  |  |  | -1.7 | 28.94 |  |  |  |  | 8.3 | 46.94 |  |  |  |  | 0 | 32
1994-04-03 | 4:00 | 7.8 | 46.04 | SUNDAY | #N/A | 1990-04-03 | 4:00 | 5.6 | 42.08 |  |  | 1991-04-03 | 4:00 | 1.1 | 33.98 |  |  | 1991-04-03 | 4:00 | 2.8 | 37.04 | [5 empty] | 0.6 | 33.08 |  |  |  | -4.9 | 23.18 |  |  |  |  | 1.1 | 33.98 |  |  |  |  | 5.6 | 42.08 | [5 empty] | -2.2 | 28.04 |  |  |  | -2.2 | 28.04 |  |  |  |  | 7.2 | 44.96 |  |  |  |  | 0 | 32
1994-04-03 | 5:00 | 7.8 | 46.04 | SUNDAY | #N/A | 1990-04-03 | 5:00 | 5.6 | 42.08 |  |  | 1991-04-03 | 5:00 | 0 | 32 |  |  | 1991-04-03 | 5:00 | 2.8 | 37.04 | [5 empty] | 0 | 32 |  |  |  | -4.9 | 23.18 |  |  |  |  | 1.1 | 33.98 |  |  |  |  | 6.7 | 44.06 | [5 empty] | -3.3 | 26.06 |  |  |  | -2.8 | 26.96 |  |  |  |  | 5.6 | 42.08 |  |  |  |  | -0.6 | 30.92
1994-04-03 | 6:00 | 8.9 | 48.02 | SUNDAY | #N/A | 1990-04-03 | 6:00 | 5.6 | 42.08 |  |  | 1991-04-03 | 6:00 | -1.6 | 29.12 |  |  | 1991-04-03 | 6:00 | 2.2 | 35.96 | [5 empty] | 0.6 | 33.08 |  |  |  | -5.5 | 22.1 |  |  |  |  | 0.6 | 33.08 |  |  |  |  | 7.2 | 44.96 | [5 empty] | -0.6 | 30.92 |  |  |  | -2.8 | 26.96 |  |  |  |  | 3.9 | 39.02 |  |  |  |  | -0.6 | 30.92
1994-04-03 | 7:00 | 9.4 | 48.92 | SUNDAY | #N/A | 1990-04-03 | 7:00 | 5.6 | 42.08 |  |  | 1991-04-03 | 7:00 | 1.7 | 35.06 |  |  | 1991-04-03 | 7:00 | 3.3 | 37.94 | [5 empty] | 2.8 | 37.04 |  |  |  | -3.8 | 25.16 |  |  |  |  | 1.7 | 35.06 |  |  |  |  | 7.8 | 46.04 | [5 empty] | 0.6 | 33.08 |  |  |  | -2.8 | 26.96 |  |  |  |  | 3.9 | 39.02 |  |  |  |  | 0.6 | 33.08
1994-04-03 | 8:00 | 10.6 | 51.08 | SUNDAY | #N/A | 1990-04-03 | 8:00 | 5.6 | 42.08 |  |  | 1991-04-03 | 8:00 | 4.4 | 39.92 |  |  | 1991-04-03 | 8:00 | 5.6 | 42.08 | [5 empty] | 5 | 41 |  |  |  | 0.6 | 33.08 |  |  |  |  | 2.8 | 37.04 |  |  |  |  | 8.3 | 46.94 | [5 empty] | 1.7 | 35.06 |  |  |  | 0 | 32 |  |  |  |  | 3.3 | 37.94 |  |  |  |  | 1.1 | 33.98
1994-04-03 | 9:00 | 12.2 | 53.96 | SUNDAY | #N/A | 1990-04-03 | 9:00 | 6.1 | 42.98 |  |  | 1991-04-03 | 9:00 | 5.6 | 42.08 |  |  | 1991-04-03 | 9:00 | 6.1 | 42.98 | [5 empty] | 6.1 | 42.98 |  |  |  | 3.9 | 39.02 |  |  |  |  | 3.9 | 39.02 |  |  |  |  | 8.9 | 48.02 | [5 empty] | 1.7 | 35.06 |  |  |  | 3.3 | 37.94 |  |  |  |  | 2.8 | 37.04 |  |  |  |  | 1.1 | 33.98
1994-04-03 | 10:00 | 14.4 | 57.92 | SUNDAY | #N/A | 1990-04-03 | 10:00 | 6.1 | 42.98 |  |  | 1991-04-03 | 10:00 | 7.2 | 44.96 |  |  | 1991-04-03 | 10:00 | 7.8 | 46.04 | [5 empty] | 7.2 | 44.96 |  |  |  | 6.1 | 42.98 |  |  |  |  | 6.1 | 42.98 |  |  |  |  | 10 | 50 | [5 empty] | 1.1 | 33.98 |  |  |  | 6.1 | 42.98 |  |  |  |  | 2.8 | 37.04 |  |  |  |  | 1.1 | 33.98
1994-04-03 | 11:00 | 12.8 | 55.04 | SUNDAY | #N/A | 1990-04-03 | 11:00 | 6.7 | 44.06 |  |  | 1991-04-03 | 11:00 | 9.4 | 48.92 |  |  | 1991-04-03 | 11:00 | 10 | 50 | [5 empty] | 8.3 | 46.94 |  |  |  | 7.2 | 44.96 |  |  |  |  | 7.8 | 46.04 |  |  |  |  | 11.1 | 51.98 | [5 empty] | 1.7 | 35.06 |  |  |  | 7.8 | 46.04 |  |  |  |  | 3.3 | 37.94 |  |  |  |  | 5 | 41
1994-04-03 | 12:00 | 13.3 | 55.94 | SUNDAY | #N/A | 1990-04-03 | 12:00 | 6.7 | 44.06 |  |  | 1991-04-03 | 12:00 | 9.4 | 48.92 |  |  | 1991-04-03 | 12:00 | 9.4 | 48.92 | [5 empty] | 9.4 | 48.92 |  |  |  | 8.3 | 46.94 |  |  |  |  | 9.4 | 48.92 |  |  |  |  | 12.2 | 53.96 | [5 empty] | 3.3 | 37.94 |  |  |  | 8.9 | 48.02 |  |  |  |  | 3.3 | 37.94 |  |  |  |  | 6.1 | 42.98
1994-04-03 | 13:00 | 13.3 | 55.94 | SUNDAY | #N/A | 1990-04-03 | 13:00 | 6.7 | 44.06 |  |  | 1991-04-03 | 13:00 | 11.1 | 51.98 |  |  | 1991-04-03 | 13:00 | 9.4 | 48.92 | [5 empty] | 10 | 50 |  |  |  | 10 | 50 |  |  |  |  | 10.6 | 51.08 |  |  |  |  | 15 | 59 | [5 empty] | 3.9 | 39.02 |  |  |  | 11.1 | 51.98 |  |  |  |  | 3.3 | 37.94 |  |  |  |  | 5 | 41
1994-04-03 | 14:00 | 12.8 | 55.04 | SUNDAY | #N/A | 1990-04-03 | 14:00 | 6.7 | 44.06 |  |  | 1991-04-03 | 14:00 | 11.1 | 51.98 |  |  | 1991-04-03 | 14:00 | 10 | 50 | [5 empty] | 11.1 | 51.98 |  |  |  | 10 | 50 |  |  |  |  | 11.7 | 53.06 |  |  |  |  | 15 | 59 | [5 empty] | 3.3 | 37.94 |  |  |  | 11.1 | 51.98 |  |  |  |  | 2.8 | 37.04 |  |  |  |  | 5 | 41
1994-04-03 | 15:00 | 12.8 | 55.04 | SUNDAY | #N/A | 1990-04-03 | 15:00 | 7.2 | 44.96 |  |  | 1991-04-03 | 15:00 | 11.7 | 53.06 |  |  | 1991-04-03 | 15:00 | 10 | 50 | [5 empty] | 10 | 50 |  |  |  | 11.1 | 51.98 |  |  |  |  | 12.8 | 55.04 |  |  |  |  | 11.1 | 51.98 | [5 empty] | 3.3 | 37.94 |  |  |  | 12.2 | 53.96 |  |  |  |  | 3.9 | 39.02 |  |  |  |  | 4.4 | 39.92
1994-04-03 | 16:00 | 12.2 | 53.96 | SUNDAY | #N/A | 1990-04-03 | 16:00 | 7.2 | 44.96 |  |  | 1991-04-03 | 16:00 | 11.7 | 53.06 |  |  | 1991-04-03 | 16:00 | 8.9 | 48.02 | [5 empty] | 9.4 | 48.92 |  |  |  | 11.1 | 51.98 |  |  |  |  | 12.8 | 55.04 |  |  |  |  | 7.2 | 44.96 | [5 empty] | 5 | 41 |  |  |  | 11.7 | 53.06 |  |  |  |  | 3 | 37.4 |  |  |  |  | 4.4 | 39.92
1994-04-03 | 17:00 | 11.1 | 51.98 | SUNDAY | #N/A | 1990-04-03 | 17:00 | 6.7 | 44.06 |  |  | 1991-04-03 | 17:00 | 12.2 | 53.96 |  |  | 1991-04-03 | 17:00 | 7.8 | 46.04 | [5 empty] | 8.9 | 48.02 |  |  |  | 11.7 | 53.06 |  |  |  |  | 11.7 | 53.06 |  |  |  |  | 5.6 | 42.08 | [5 empty] | 5 | 41 |  |  |  | 10 | 50 |  |  |  |  | 3.3 | 37.94 |  |  |  |  | 3.9 | 39.02
1994-04-03 | 18:00 | 11.1 | 51.98 | SUNDAY | #N/A | 1990-04-03 | 18:00 | 6.7 | 44.06 |  |  | 1991-04-03 | 18:00 | 11.1 | 51.98 |  |  | 1991-04-03 | 18:00 | 6.7 | 44.06 | [5 empty] | 7.8 | 46.04 |  |  |  | 11.1 | 51.98 |  |  |  |  | 10.6 | 51.08 |  |  |  |  | 4.4 | 39.92 | [5 empty] | 5 | 41 |  |  |  | 7.2 | 44.96 |  |  |  |  | 1.7 | 35.06 |  |  |  |  | 2.2 | 35.96
1994-04-03 | 19:00 | 11.1 | 51.98 | SUNDAY | #N/A | 1990-04-03 | 19:00 | 6.7 | 44.06 |  |  | 1991-04-03 | 19:00 | 8.3 | 46.94 |  |  | 1991-04-03 | 19:00 | 6.1 | 42.98 | [5 empty] | 6.1 | 42.98 |  |  |  | 7.8 | 46.04 |  |  |  |  | 9.4 | 48.92 |  |  |  |  | 3.9 | 39.02 | [5 empty] | 4.4 | 39.92 |  |  |  | 6.7 | 44.06 |  |  |  |  | 1.7 | 35.06 |  |  |  |  | 2.2 | 35.96
1994-04-03 | 20:00 | 11.1 | 51.98 | SUNDAY | #N/A | 1990-04-03 | 20:00 | 6.7 | 44.06 |  |  | 1991-04-03 | 20:00 | 6.1 | 42.98 |  |  | 1991-04-03 | 20:00 | 5.6 | 42.08 | [5 empty] | 5 | 41 |  |  |  | 5 | 41 |  |  |  |  | 8.9 | 48.02 |  |  |  |  | 2.8 | 37.04 | [5 empty] | 3.3 | 37.94 |  |  |  | 5.6 | 42.08 |  |  |  |  | 2.2 | 35.96 |  |  |  |  | 1.7 | 35.06
1994-04-03 | 21:00 | 10.6 | 51.08 | SUNDAY | #N/A | 1990-04-03 | 21:00 | 6.7 | 44.06 |  |  | 1991-04-03 | 21:00 | 4.4 | 39.92 |  |  | 1991-04-03 | 21:00 | 5 | 41 | [5 empty] | 3.9 | 39.02 |  |  |  | 1.7 | 35.06 |  |  |  |  | 8.3 | 46.94 |  |  |  |  | 2.2 | 35.96 | [5 empty] | 2.8 | 37.04 |  |  |  | 5.6 | 42.08 |  |  |  |  | 0.6 | 33.08 |  |  |  |  | 1.7 | 35.06
1994-04-03 | 22:00 | 11.1 | 51.98 | SUNDAY | #N/A | 1990-04-03 | 22:00 | 6.7 | 44.06 |  |  | 1991-04-03 | 22:00 | 4.4 | 39.92 |  |  | 1991-04-03 | 22:00 | 4.4 | 39.92 | [5 empty] | 3.3 | 37.94 |  |  |  | 1.1 | 33.98 |  |  |  |  | 8.9 | 48.02 |  |  |  |  | 1.7 | 35.06 | [5 empty] | 2.2 | 35.96 |  |  |  | 5.6 | 42.08 |  |  |  |  | 1.1 | 33.98 |  |  |  |  | 2.2 | 35.96
1994-04-03 | 23:00 | 10.6 | 51.08 | SUNDAY | #N/A | 1990-04-03 | 23:00 | 6.7 | 44.06 |  |  | 1991-04-03 | 23:00 | 3.3 | 37.94 |  |  | 1991-04-03 | 23:00 | 5 | 41 | [5 empty] | 3.3 | 37.94 |  |  |  | -0.5 | 31.1 |  |  |  |  | 9.4 | 48.92 |  |  |  |  | 1.1 | 33.98 | [5 empty] | 2.2 | 35.96 |  |  |  | 6.1 | 42.98 |  |  |  |  | 0.6 | 33.08 |  |  |  |  | 2.8 | 37.04
1994-04-03 | 24:00 | 10 | 50 | SUNDAY | #N/A | 1990-04-03 | 24:00 | 6.7 | 44.06 |  |  | 1991-04-03 | 24:00 | 2.2 | 35.96 |  |  | 1991-04-03 | 24:00 | 3.9 | 39.02 | [5 empty] | 2.8 | 37.04 |  |  |  | -2.1 | 28.22 |  |  |  |  | 10 | 50 |  |  |  |  | 0.6 | 33.08 | [5 empty] | 2.2 | 35.96 |  |  |  | 5 | 41 |  |  |  |  | 0.6 | 33.08 |  |  |  |  | 3.3 | 37.94
1994-04-04 | 1:00 | 10 | 50 | WEEKDAY | #N/A | 1990-04-04 | 1:00 | 6.1 | 42.98 |  |  | 1991-04-04 | 1:00 | 0.6 | 33.08 |  |  | 1991-04-04 | 1:00 | 4.4 | 39.92 | [5 empty] | 3.9 | 39.02 |  |  |  | -1.6 | 29.12 |  |  |  |  | 9.4 | 48.92 |  |  |  |  | 0.6 | 33.08 | [5 empty] | 2.2 | 35.96 |  |  |  | 5.6 | 42.08 |  |  |  |  | 0 | 32 |  |  |  |  | 3.9 | 39.02
1994-04-04 | 2:00 | 8.9 | 48.02 | WEEKDAY | #N/A | 1990-04-04 | 2:00 | 6.1 | 42.98 |  |  | 1991-04-04 | 2:00 | 0.6 | 33.08 |  |  | 1991-04-04 | 2:00 | 3.9 | 39.02 | [5 empty] | 2.8 | 37.04 |  |  |  | -2.7 | 27.14 |  |  |  |  | 8.3 | 46.94 |  |  |  |  | 0.6 | 33.08 | [5 empty] | 2.2 | 35.96 |  |  |  | 6.7 | 44.06 |  |  |  |  | -0.6 | 30.92 |  |  |  |  | 3.3 | 37.94
1994-04-04 | 3:00 | 8.3 | 46.94 | WEEKDAY | #N/A | 1990-04-04 | 3:00 | 6.1 | 42.98 |  |  | 1991-04-04 | 3:00 | 0 | 32 |  |  | 1991-04-04 | 3:00 | 4.4 | 39.92 | [5 empty] | 2.2 | 35.96 |  |  |  | -3.2 | 26.24 |  |  |  |  | 6.1 | 42.98 |  |  |  |  | 1.1 | 33.98 | [5 empty] | 1.7 | 35.06 |  |  |  | 7.2 | 44.96 |  |  |  |  | -1.1 | 30.02 |  |  |  |  | 2.8 | 37.04
1994-04-04 | 4:00 | 7.2 | 44.96 | WEEKDAY | #N/A | 1990-04-04 | 4:00 | 6.1 | 42.98 |  |  | 1991-04-04 | 4:00 | 0 | 32 |  |  | 1991-04-04 | 4:00 | 3.9 | 39.02 | [5 empty] | 1.7 | 35.06 |  |  |  | -4.3 | 24.26 |  |  |  |  | 5 | 41 |  |  |  |  | 1.1 | 33.98 | [5 empty] | 1.1 | 33.98 |  |  |  | 7.8 | 46.04 |  |  |  |  | -1.1 | 30.02 |  |  |  |  | 2.2 | 35.96
1994-04-04 | 5:00 | 5.6 | 42.08 | WEEKDAY | #N/A | 1990-04-04 | 5:00 | 6.1 | 42.98 |  |  | 1991-04-04 | 5:00 | 0 | 32 |  |  | 1991-04-04 | 5:00 | 3.9 | 39.02 | [5 empty] | 1.7 | 35.06 |  |  |  | -3.8 | 25.16 |  |  |  |  | 4.4 | 39.92 |  |  |  |  | 1.1 | 33.98 | [5 empty] | 0.6 | 33.08 |  |  |  | 8.3 | 46.94 |  |  |  |  | -1.1 | 30.02 |  |  |  |  | 2.8 | 37.04
1994-04-04 | 6:00 | 4.4 | 39.92 | WEEKDAY | #N/A | 1990-04-04 | 6:00 | 6.1 | 42.98 |  |  | 1991-04-04 | 6:00 | 0.6 | 33.08 |  |  | 1991-04-04 | 6:00 | 3.3 | 37.94 | [5 empty] | 1.7 | 35.06 |  |  |  | -4.3 | 24.26 |  |  |  |  | 5 | 41 |  |  |  |  | 1.1 | 33.98 | [5 empty] | 1.1 | 33.98 |  |  |  | 8.3 | 46.94 |  |  |  |  | -1.1 | 30.02 |  |  |  |  | 2.8 | 37.04
1994-04-04 | 7:00 | 3.9 | 39.02 | WEEKDAY | #N/A | 1990-04-04 | 7:00 | 6.1 | 42.98 |  |  | 1991-04-04 | 7:00 | 3.3 | 37.94 |  |  | 1991-04-04 | 7:00 | 4.4 | 39.92 | [5 empty] | 4.4 | 39.92 |  |  |  | -2.1 | 28.22 |  |  |  |  | 5.6 | 42.08 |  |  |  |  | 1.1 | 33.98 | [5 empty] | 1.7 | 35.06 |  |  |  | 6.7 | 44.06 |  |  |  |  | -1.1 | 30.02 |  |  |  |  | 1.1 | 33.98
1994-04-04 | 8:00 | 4.4 | 39.92 | WEEKDAY | #N/A | 1990-04-04 | 8:00 | 6.1 | 42.98 |  |  | 1991-04-04 | 8:00 | 6.7 | 44.06 |  |  | 1991-04-04 | 8:00 | 7.2 | 44.96 | [5 empty] | 7.8 | 46.04 |  |  |  | 3.9 | 39.02 |  |  |  |  | 6.1 | 42.98 |  |  |  |  | 2.8 | 37.04 | [5 empty] | 3.3 | 37.94 |  |  |  | 5.6 | 42.08 |  |  |  |  | -1.1 | 30.02 |  |  |  |  | 2.2 | 35.96
1994-04-04 | 9:00 | 5.6 | 42.08 | WEEKDAY | #N/A | 1990-04-04 | 9:00 | 6.7 | 44.06 |  |  | 1991-04-04 | 9:00 | 10.6 | 51.08 |  |  | 1991-04-04 | 9:00 | 9.4 | 48.92 | [5 empty] | 11.1 | 51.98 |  |  |  | 8.9 | 48.02 |  |  |  |  | 7.2 | 44.96 |  |  |  |  | 2.8 | 37.04 | [5 empty] | 4.4 | 39.92 |  |  |  | 5 | 41 |  |  |  |  | 0 | 32 |  |  |  |  | 4.4 | 39.92
1994-04-04 | 10:00 | 7.2 | 44.96 | WEEKDAY | #N/A | 1990-04-04 | 10:00 | 7.2 | 44.96 |  |  | 1991-04-04 | 10:00 | 12.8 | 55.04 |  |  | 1991-04-04 | 10:00 | 10.6 | 51.08 | [5 empty] | 12.8 | 55.04 |  |  |  | 11.7 | 53.06 |  |  |  |  | 7.8 | 46.04 |  |  |  |  | 3.3 | 37.94 | [5 empty] | 5.6 | 42.08 |  |  |  | 5 | 41 |  |  |  |  | -1 | 30.2 |  |  |  |  | 4.4 | 39.92
1994-04-04 | 11:00 | 7.8 | 46.04 | WEEKDAY | #N/A | 1990-04-04 | 11:00 | 7.8 | 46.04 |  |  | 1991-04-04 | 11:00 | 14.4 | 57.92 |  |  | 1991-04-04 | 11:00 | 12.2 | 53.96 | [5 empty] | 13.3 | 55.94 |  |  |  | 13.9 | 57.02 |  |  |  |  | 8.9 | 48.02 |  |  |  |  | 5 | 41 | [5 empty] | 6.7 | 44.06 |  |  |  | 5.6 | 42.08 |  |  |  |  | 1.7 | 35.06 |  |  |  |  | 6.1 | 42.98
1994-04-04 | 12:00 | 9.4 | 48.92 | WEEKDAY | #N/A | 1990-04-04 | 12:00 | 8.3 | 46.94 |  |  | 1991-04-04 | 12:00 | 15.6 | 60.08 |  |  | 1991-04-04 | 12:00 | 12.2 | 53.96 | [5 empty] | 13.3 | 55.94 |  |  |  | 15.6 | 60.08 |  |  |  |  | 10.6 | 51.08 |  |  |  |  | 6.7 | 44.06 | [5 empty] | 7.8 | 46.04 |  |  |  | 4.4 | 39.92 |  |  |  |  | 1.1 | 33.98 |  |  |  |  | 6.1 | 42.98
1994-04-04 | 13:00 | 10.6 | 51.08 | WEEKDAY | #N/A | 1990-04-04 | 13:00 | 8.3 | 46.94 |  |  | 1991-04-04 | 13:00 | 16.1 | 60.98 |  |  | 1991-04-04 | 13:00 | 11.7 | 53.06 | [5 empty] | 12.8 | 55.04 |  |  |  | 17.2 | 62.96 |  |  |  |  | 11.1 | 51.98 |  |  |  |  | 7.2 | 44.96 | [5 empty] | 8.3 | 46.94 |  |  |  | 5 | 41 |  |  |  |  | 1.7 | 35.06 |  |  |  |  | 7.2 | 44.96
1994-04-04 | 14:00 | 11.7 | 53.06 | WEEKDAY | #N/A | 1990-04-04 | 14:00 | 7.8 | 46.04 |  |  | 1991-04-04 | 14:00 | 17.8 | 64.04 |  |  | 1991-04-04 | 14:00 | 11.7 | 53.06 | [5 empty] | 12.8 | 55.04 |  |  |  | 17.8 | 64.04 |  |  |  |  | 12.2 | 53.96 |  |  |  |  | 8.3 | 46.94 | [5 empty] | 8.9 | 48.02 |  |  |  | 5 | 41 |  |  |  |  | 1.1 | 33.98 |  |  |  |  | 8.3 | 46.94
1994-04-04 | 15:00 | 13.3 | 55.94 | WEEKDAY | #N/A | 1990-04-04 | 15:00 | 8.3 | 46.94 |  |  | 1991-04-04 | 15:00 | 16.7 | 62.06 |  |  | 1991-04-04 | 15:00 | 11.7 | 53.06 | [5 empty] | 12.8 | 55.04 |  |  |  | 18.9 | 66.02 |  |  |  |  | 12.8 | 55.04 |  |  |  |  | 9.4 | 48.92 | [5 empty] | 10 | 50 |  |  |  | 4.4 | 39.92 |  |  |  |  | 1.7 | 35.06 |  |  |  |  | 8.9 | 48.02
1994-04-04 | 16:00 | 15 | 59 | WEEKDAY | #N/A | 1990-04-04 | 16:00 | 7.2 | 44.96 |  |  | 1991-04-04 | 16:00 | 15.6 | 60.08 |  |  | 1991-04-04 | 16:00 | 11.1 | 51.98 | [5 empty] | 11.7 | 53.06 |  |  |  | 18.3 | 64.94 |  |  |  |  | 7.8 | 46.04 |  |  |  |  | 9.4 | 48.92 | [5 empty] | 8.9 | 48.02 |  |  |  | 3.9 | 39.02 |  |  |  |  | 2.2 | 35.96 |  |  |  |  | 9.4 | 48.92
1994-04-04 | 17:00 | 15 | 59 | WEEKDAY | #N/A | 1990-04-04 | 17:00 | 6.7 | 44.06 |  |  | 1991-04-04 | 17:00 | 14.4 | 57.92 |  |  | 1991-04-04 | 17:00 | 10 | 50 | [5 empty] | 10.6 | 51.08 |  |  |  | 18.3 | 64.94 |  |  |  |  | 7.8 | 46.04 |  |  |  |  | 10 | 50 | [5 empty] | 8.3 | 46.94 |  |  |  | 2.8 | 37.04 |  |  |  |  | 1.7 | 35.06 |  |  |  |  | 8.3 | 46.94
1994-04-04 | 18:00 | 13.9 | 57.02 | WEEKDAY | #N/A | 1990-04-04 | 18:00 | 6.1 | 42.98 |  |  | 1991-04-04 | 18:00 | 11.7 | 53.06 |  |  | 1991-04-04 | 18:00 | 8.3 | 46.94 | [5 empty] | 8.9 | 48.02 |  |  |  | 16.1 | 60.98 |  |  |  |  | 8.3 | 46.94 |  |  |  |  | 8.3 | 46.94 | [5 empty] | 7.8 | 46.04 |  |  |  | 2.2 | 35.96 |  |  |  |  | 1.7 | 35.06 |  |  |  |  | 6.7 | 44.06
1994-04-04 | 19:00 | 12.8 | 55.04 | WEEKDAY | #N/A | 1990-04-04 | 19:00 | 5.6 | 42.08 |  |  | 1991-04-04 | 19:00 | 9.4 | 48.92 |  |  | 1991-04-04 | 19:00 | 8.3 | 46.94 | [5 empty] | 7.8 | 46.04 |  |  |  | 15.6 | 60.08 |  |  |  |  | 6.7 | 44.06 |  |  |  |  | 6.1 | 42.98 | [5 empty] | 7.2 | 44.96 |  |  |  | 1.7 | 35.06 |  |  |  |  | 0.6 | 33.08 |  |  |  |  | 6.1 | 42.98
1994-04-04 | 20:00 | 12.8 | 55.04 | WEEKDAY | #N/A | 1990-04-04 | 20:00 | 5.6 | 42.08 |  |  | 1991-04-04 | 20:00 | 8.9 | 48.02 |  |  | 1991-04-04 | 20:00 | 8.3 | 46.94 | [5 empty] | 7.8 | 46.04 |  |  |  | 13.3 | 55.94 |  |  |  |  | 6.7 | 44.06 |  |  |  |  | 3.9 | 39.02 | [5 empty] | 6.1 | 42.98 |  |  |  | 2.2 | 35.96 |  |  |  |  | 0 | 32 |  |  |  |  | 6.1 | 42.98
1994-04-04 | 21:00 | 12.2 | 53.96 | WEEKDAY | #N/A | 1990-04-04 | 21:00 | 5.6 | 42.08 |  |  | 1991-04-04 | 21:00 | 8.3 | 46.94 |  |  | 1991-04-04 | 21:00 | 8.3 | 46.94 | [5 empty] | 7.8 | 46.04 |  |  |  | 11.1 | 51.98 |  |  |  |  | 5.6 | 42.08 |  |  |  |  | 2.2 | 35.96 | [5 empty] | 5.6 | 42.08 |  |  |  | 2.2 | 35.96 |  |  |  |  | 0 | 32 |  |  |  |  | 6.1 | 42.98
1994-04-04 | 22:00 | 10 | 50 | WEEKDAY | #N/A | 1990-04-04 | 22:00 | 5.6 | 42.08 |  |  | 1991-04-04 | 22:00 | 7.8 | 46.04 |  |  | 1991-04-04 | 22:00 | 8.9 | 48.02 | [5 empty] | 7.8 | 46.04 |  |  |  | 10 | 50 |  |  |  |  | 3.9 | 39.02 |  |  |  |  | 2.8 | 37.04 | [5 empty] | 5.6 | 42.08 |  |  |  | 1.7 | 35.06 |  |  |  |  | 0 | 32 |  |  |  |  | 5.6 | 42.08
1994-04-04 | 23:00 | 9.4 | 48.92 | WEEKDAY | #N/A | 1990-04-04 | 23:00 | 6.1 | 42.98 |  |  | 1991-04-04 | 23:00 | 7.8 | 46.04 |  |  | 1991-04-04 | 23:00 | 7.2 | 44.96 | [5 empty] | 7.8 | 46.04 |  |  |  | 8.9 | 48.02 |  |  |  |  | 2.8 | 37.04 |  |  |  |  | 0 | 32 | [5 empty] | 5.6 | 42.08 |  |  |  | 1.7 | 35.06 |  |  |  |  | -1 | 30.2 |  |  |  |  | 5 | 41
1994-04-04 | 24:00 | 8.9 | 48.02 | WEEKDAY | #N/A | 1990-04-04 | 24:00 | 7.2 | 44.96 |  |  | 1991-04-04 | 24:00 | 7.8 | 46.04 |  |  | 1991-04-04 | 24:00 | 7.2 | 44.96 | [5 empty] | 7.2 | 44.96 |  |  |  | 5 | 41 |  |  |  |  | 1.7 | 35.06 |  |  |  |  | -1.1 | 30.02 | [5 empty] | 5.6 | 42.08 |  |  |  | 1.1 | 33.98 |  |  |  |  | -1.1 | 30.02 |  |  |  |  | 5 | 41
1994-04-05 | 1:00 | 8.3 | 46.94 | WEEKDAY | #N/A | 1990-04-05 | 1:00 | 7.2 | 44.96 |  |  | 1991-04-05 | 1:00 | 6.1 | 42.98 |  |  | 1991-04-05 | 1:00 | 6.7 | 44.06 | [5 empty] | 7.2 | 44.96 |  |  |  | 4.4 | 39.92 |  |  |  |  | 1.7 | 35.06 |  |  |  |  | -2.2 | 28.04 | [5 empty] | 7.2 | 44.96 |  |  |  | 1.1 | 33.98 |  |  |  |  | -1.7 | 28.94 |  |  |  |  | 2.8 | 37.04
1994-04-05 | 2:00 | 7.8 | 46.04 | WEEKDAY | #N/A | 1990-04-05 | 2:00 | 7.8 | 46.04 |  |  | 1991-04-05 | 2:00 | 5.6 | 42.08 |  |  | 1991-04-05 | 2:00 | 6.7 | 44.06 | [5 empty] | 6.7 | 44.06 |  |  |  | 3.3 | 37.94 |  |  |  |  | 1.1 | 33.98 |  |  |  |  | -3.3 | 26.06 | [5 empty] | 7.8 | 46.04 |  |  |  | 1.1 | 33.98 |  |  |  |  | -1.1 | 30.02 |  |  |  |  | 1.7 | 35.06
1994-04-05 | 3:00 | 7.2 | 44.96 | WEEKDAY | #N/A | 1990-04-05 | 3:00 | 7.2 | 44.96 |  |  | 1991-04-05 | 3:00 | 6.7 | 44.06 |  |  | 1991-04-05 | 3:00 | 6.7 | 44.06 | [5 empty] | 7.2 | 44.96 |  |  |  | 3.3 | 37.94 |  |  |  |  | 1.1 | 33.98 |  |  |  |  | -2.8 | 26.96 | [5 empty] | 9.4 | 48.92 |  |  |  | 2.2 | 35.96 |  |  |  |  | -1.7 | 28.94 |  |  |  |  | 1.7 | 35.06
1994-04-05 | 4:00 | 6.7 | 44.06 | WEEKDAY | #N/A | 1990-04-05 | 4:00 | 7.2 | 44.96 |  |  | 1991-04-05 | 4:00 | 6.7 | 44.06 |  |  | 1991-04-05 | 4:00 | 6.1 | 42.98 | [5 empty] | 6.7 | 44.06 |  |  |  | 3.3 | 37.94 |  |  |  |  | 0 | 32 |  |  |  |  | -3.3 | 26.06 | [5 empty] | 7.2 | 44.96 |  |  |  | 2.2 | 35.96 |  |  |  |  | -1.7 | 28.94 |  |  |  |  | 1.1 | 33.98
1994-04-05 | 5:00 | 6.1 | 42.98 | WEEKDAY | #N/A | 1990-04-05 | 5:00 | 6.7 | 44.06 |  |  | 1991-04-05 | 5:00 | 6.7 | 44.06 |  |  | 1991-04-05 | 5:00 | 6.1 | 42.98 | [5 empty] | 7.2 | 44.96 |  |  |  | 7.2 | 44.96 |  |  |  |  | 0.6 | 33.08 |  |  |  |  | -3.9 | 24.98 | [5 empty] | 5.6 | 42.08 |  |  |  | 1.7 | 35.06 |  |  |  |  | -2.2 | 28.04 |  |  |  |  | 1.1 | 33.98
1994-04-05 | 6:00 | 6.7 | 44.06 | WEEKDAY | #N/A | 1990-04-05 | 6:00 | 7.2 | 44.96 |  |  | 1991-04-05 | 6:00 | 6.1 | 42.98 |  |  | 1991-04-05 | 6:00 | 6.7 | 44.06 | [5 empty] | 7.2 | 44.96 |  |  |  | 5.6 | 42.08 |  |  |  |  | 0.6 | 33.08 |  |  |  |  | -3.9 | 24.98 | [5 empty] | 6.1 | 42.98 |  |  |  | 1.1 | 33.98 |  |  |  |  | -2.2 | 28.04 |  |  |  |  | 1.1 | 33.98
1994-04-05 | 7:00 | 7.8 | 46.04 | WEEKDAY | #N/A | 1990-04-05 | 7:00 | 7.8 | 46.04 |  |  | 1991-04-05 | 7:00 | 7.2 | 44.96 |  |  | 1991-04-05 | 7:00 | 8.3 | 46.94 | [5 empty] | 8.9 | 48.02 |  |  |  | 7.8 | 46.04 |  |  |  |  | 0.6 | 33.08 |  |  |  |  | -0.6 | 30.92 | [5 empty] | 6.1 | 42.98 |  |  |  | 1.7 | 35.06 |  |  |  |  | -2.2 | 28.04 |  |  |  |  | 1.7 | 35.06
1994-04-05 | 8:00 | 11.1 | 51.98 | WEEKDAY | #N/A | 1990-04-05 | 8:00 | 7.8 | 46.04 |  |  | 1991-04-05 | 8:00 | 8.9 | 48.02 |  |  | 1991-04-05 | 8:00 | 9.4 | 48.92 | [5 empty] | 10 | 50 |  |  |  | 10 | 50 |  |  |  |  | 0.6 | 33.08 |  |  |  |  | 3.9 | 39.02 | [5 empty] | 7.2 | 44.96 |  |  |  | 3.3 | 37.94 |  |  |  |  | -1.7 | 28.94 |  |  |  |  | 2.8 | 37.04
1994-04-05 | 9:00 | 12.8 | 55.04 | WEEKDAY | #N/A | 1990-04-05 | 9:00 | 8.3 | 46.94 |  |  | 1991-04-05 | 9:00 | 12.8 | 55.04 |  |  | 1991-04-05 | 9:00 | 11.1 | 51.98 | [5 empty] | 11.1 | 51.98 |  |  |  | 12.8 | 55.04 |  |  |  |  | 1.1 | 33.98 |  |  |  |  | 7.2 | 44.96 | [5 empty] | 10 | 50 |  |  |  | 5 | 41 |  |  |  |  | -1.1 | 30.02 |  |  |  |  | 3.3 | 37.94
1994-04-05 | 10:00 | 13.9 | 57.02 | WEEKDAY | #N/A | 1990-04-05 | 10:00 | 9.4 | 48.92 |  |  | 1991-04-05 | 10:00 | 14.4 | 57.92 |  |  | 1991-04-05 | 10:00 | 12.2 | 53.96 | [5 empty] | 13.3 | 55.94 |  |  |  | 15.6 | 60.08 |  |  |  |  | 3.9 | 39.02 |  |  |  |  | 8.3 | 46.94 | [5 empty] | 15 | 59 |  |  |  | 7.2 | 44.96 |  |  |  |  | -1.1 | 30.02 |  |  |  |  | 7.2 | 44.96
1994-04-05 | 11:00 | 13.9 | 57.02 | WEEKDAY | #N/A | 1990-04-05 | 11:00 | 9.4 | 48.92 |  |  | 1991-04-05 | 11:00 | 17.8 | 64.04 |  |  | 1991-04-05 | 11:00 | 13.9 | 57.02 | [5 empty] | 14.4 | 57.92 |  |  |  | 17.8 | 64.04 |  |  |  |  | 6.1 | 42.98 |  |  |  |  | 11.1 | 51.98 | [5 empty] | 17.2 | 62.96 |  |  |  | 8.9 | 48.02 |  |  |  |  | 0 | 32 |  |  |  |  | 5.6 | 42.08
1994-04-05 | 12:00 | 13.9 | 57.02 | WEEKDAY | #N/A | 1990-04-05 | 12:00 | 10.6 | 51.08 |  |  | 1991-04-05 | 12:00 | 17.8 | 64.04 |  |  | 1991-04-05 | 12:00 | 12.8 | 55.04 | [5 empty] | 15.6 | 60.08 |  |  |  | 18.9 | 66.02 |  |  |  |  | 7.8 | 46.04 |  |  |  |  | 11.7 | 53.06 | [5 empty] | 18.9 | 66.02 |  |  |  | 7.8 | 46.04 |  |  |  |  | 1.1 | 33.98 |  |  |  |  | 7.2 | 44.96
1994-04-05 | 13:00 | 13.3 | 55.94 | WEEKDAY | #N/A | 1990-04-05 | 13:00 | 11.1 | 51.98 |  |  | 1991-04-05 | 13:00 | 17.8 | 64.04 |  |  | 1991-04-05 | 13:00 | 13.9 | 57.02 | [5 empty] | 12.8 | 55.04 |  |  |  | 17.2 | 62.96 |  |  |  |  | 7.8 | 46.04 |  |  |  |  | 13.3 | 55.94 | [5 empty] | 16.7 | 62.06 |  |  |  | 6.1 | 42.98 |  |  |  |  | 0.6 | 33.08 |  |  |  |  | 7.2 | 44.96
1994-04-05 | 14:00 | 13.3 | 55.94 | WEEKDAY | #N/A | 1990-04-05 | 14:00 | 12.2 | 53.96 |  |  | 1991-04-05 | 14:00 | 16.1 | 60.98 |  |  | 1991-04-05 | 14:00 | 13.9 | 57.02 | [5 empty] | 12.8 | 55.04 |  |  |  | 17.8 | 64.04 |  |  |  |  | 8.3 | 46.94 |  |  |  |  | 16.1 | 60.98 | [5 empty] | 17.8 | 64.04 |  |  |  | 7.2 | 44.96 |  |  |  |  | 0 | 32 |  |  |  |  | 7.2 | 44.96
1994-04-05 | 15:00 | 12.8 | 55.04 | WEEKDAY | #N/A | 1990-04-05 | 15:00 | 12.8 | 55.04 |  |  | 1991-04-05 | 15:00 | 16.1 | 60.98 |  |  | 1991-04-05 | 15:00 | 13.3 | 55.94 | [5 empty] | 12.2 | 53.96 |  |  |  | 17.2 | 62.96 |  |  |  |  | 10 | 50 |  |  |  |  | 17.8 | 64.04 | [5 empty] | 20 | 68 |  |  |  | 6.7 | 44.06 |  |  |  |  | -0.6 | 30.92 |  |  |  |  | 5.6 | 42.08
1994-04-05 | 16:00 | 12.2 | 53.96 | WEEKDAY | #N/A | 1990-04-05 | 16:00 | 13.3 | 55.94 |  |  | 1991-04-05 | 16:00 | 14.4 | 57.92 |  |  | 1991-04-05 | 16:00 | 13.3 | 55.94 | [5 empty] | 11.1 | 51.98 |  |  |  | 15.6 | 60.08 |  |  |  |  | 10.6 | 51.08 |  |  |  |  | 17.8 | 64.04 | [5 empty] | 21.1 | 69.98 |  |  |  | 6.1 | 42.98 |  |  |  |  | 1.1 | 33.98 |  |  |  |  | 5.6 | 42.08
1994-04-05 | 17:00 | 11.7 | 53.06 | WEEKDAY | #N/A | 1990-04-05 | 17:00 | 13.9 | 57.02 |  |  | 1991-04-05 | 17:00 | 13.3 | 55.94 |  |  | 1991-04-05 | 17:00 | 11.1 | 51.98 | [5 empty] | 11.1 | 51.98 |  |  |  | 14.4 | 57.92 |  |  |  |  | 10 | 50 |  |  |  |  | 17.2 | 62.96 | [5 empty] | 21.7 | 71.06 |  |  |  | 6.1 | 42.98 |  |  |  |  | 1.7 | 35.06 |  |  |  |  | 5.6 | 42.08
1994-04-05 | 18:00 | 10.6 | 51.08 | WEEKDAY | #N/A | 1990-04-05 | 18:00 | 13.3 | 55.94 |  |  | 1991-04-05 | 18:00 | 13.3 | 55.94 |  |  | 1991-04-05 | 18:00 | 13.3 | 55.94 | [5 empty] | 11.1 | 51.98 |  |  |  | 13.9 | 57.02 |  |  |  |  | 8.9 | 48.02 |  |  |  |  | 16.7 | 62.06 | [5 empty] | 21.7 | 71.06 |  |  |  | 5 | 41 |  |  |  |  | 1.1 | 33.98 |  |  |  |  | 5 | 41
1994-04-05 | 19:00 | 9.4 | 48.92 | WEEKDAY | #N/A | 1990-04-05 | 19:00 | 12.8 | 55.04 |  |  | 1991-04-05 | 19:00 | 13.3 | 55.94 |  |  | 1991-04-05 | 19:00 | 12.2 | 53.96 | [5 empty] | 11.1 | 51.98 |  |  |  | 13.9 | 57.02 |  |  |  |  | 7.8 | 46.04 |  |  |  |  | 15.6 | 60.08 | [5 empty] | 18.9 | 66.02 |  |  |  | 3.9 | 39.02 |  |  |  |  | 0.6 | 33.08 |  |  |  |  | 5.6 | 42.08
1994-04-05 | 20:00 | 9.4 | 48.92 | WEEKDAY | #N/A | 1990-04-05 | 20:00 | 12.2 | 53.96 |  |  | 1991-04-05 | 20:00 | 13.3 | 55.94 |  |  | 1991-04-05 | 20:00 | 12.8 | 55.04 | [5 empty] | 11.7 | 53.06 |  |  |  | 13.3 | 55.94 |  |  |  |  | 6.7 | 44.06 |  |  |  |  | 14.4 | 57.92 | [5 empty] | 18.3 | 64.94 |  |  |  | 3.3 | 37.94 |  |  |  |  | -0.6 | 30.92 |  |  |  |  | 5 | 41
1994-04-05 | 21:00 | 9.4 | 48.92 | WEEKDAY | #N/A | 1990-04-05 | 21:00 | 12.2 | 53.96 |  |  | 1991-04-05 | 21:00 | 13.3 | 55.94 |  |  | 1991-04-05 | 21:00 | 11.7 | 53.06 | [5 empty] | 10.6 | 51.08 |  |  |  | 12.8 | 55.04 |  |  |  |  | 6.1 | 42.98 |  |  |  |  | 13.9 | 57.02 | [5 empty] | 17.8 | 64.04 |  |  |  | 2.8 | 37.04 |  |  |  |  | -1.1 | 30.02 |  |  |  |  | 3.3 | 37.94
1994-04-05 | 22:00 | 10 | 50 | WEEKDAY | #N/A | 1990-04-05 | 22:00 | 10 | 50 |  |  | 1991-04-05 | 22:00 | 13.3 | 55.94 |  |  | 1991-04-05 | 22:00 | 11.1 | 51.98 | [5 empty] | 10.6 | 51.08 |  |  |  | 12.2 | 53.96 |  |  |  |  | 6.1 | 42.98 |  |  |  |  | 12.8 | 55.04 | [5 empty] | 18.3 | 64.94 |  |  |  | 2.2 | 35.96 |  |  |  |  | -1.7 | 28.94 |  |  |  |  | 3.9 | 39.02
1994-04-05 | 23:00 | 9.4 | 48.92 | WEEKDAY | #N/A | 1990-04-05 | 23:00 | 10 | 50 |  |  | 1991-04-05 | 23:00 | 12.8 | 55.04 |  |  | 1991-04-05 | 23:00 | 10 | 50 | [5 empty] | 10 | 50 |  |  |  | 12.8 | 55.04 |  |  |  |  | 5.6 | 42.08 |  |  |  |  | 10.6 | 51.08 | [5 empty] | 18.3 | 64.94 |  |  |  | 2.2 | 35.96 |  |  |  |  | -1.7 | 28.94 |  |  |  |  | 3.9 | 39.02
1994-04-05 | 24:00 | 8.9 | 48.02 | WEEKDAY | #N/A | 1990-04-05 | 24:00 | 11.1 | 51.98 |  |  | 1991-04-05 | 24:00 | 12.8 | 55.04 |  |  | 1991-04-05 | 24:00 | 11.1 | 51.98 | [5 empty] | 10 | 50 |  |  |  | 12.8 | 55.04 |  |  |  |  | 5 | 41 |  |  |  |  | 10.6 | 51.08 | [5 empty] | 18.3 | 64.94 |  |  |  | 2.2 | 35.96 |  |  |  |  | -1.7 | 28.94 |  |  |  |  | 3.3 | 37.94
1994-04-06 | 1:00 | 8.3 | 46.94 | WEEKDAY | #N/A | 1990-04-06 | 1:00 | 11.7 | 53.06 |  |  | 1991-04-06 | 1:00 | 11.7 | 53.06 |  |  | 1991-04-06 | 1:00 | 11.1 | 51.98 | [5 empty] | 10 | 50 |  |  |  | 12.2 | 53.96 |  |  |  |  | 3.9 | 39.02 |  |  |  |  | 10 | 50 | [5 empty] | 17.8 | 64.04 |  |  |  | 2.8 | 37.04 |  |  |  |  | -2.8 | 26.96 |  |  |  |  | 4.4 | 39.92
1994-04-06 | 2:00 | 7.8 | 46.04 | WEEKDAY | #N/A | 1990-04-06 | 2:00 | 10 | 50 |  |  | 1991-04-06 | 2:00 | 11.7 | 53.06 |  |  | 1991-04-06 | 2:00 | 11.7 | 53.06 | [5 empty] | 9.4 | 48.92 |  |  |  | 11.1 | 51.98 |  |  |  |  | 3.3 | 37.94 |  |  |  |  | 10 | 50 | [5 empty] | 17.2 | 62.96 |  |  |  | 2.8 | 37.04 |  |  |  |  | -2.2 | 28.04 |  |  |  |  | 4.4 | 39.92
1994-04-06 | 3:00 | 7.2 | 44.96 | WEEKDAY | #N/A | 1990-04-06 | 3:00 | 9.4 | 48.92 |  |  | 1991-04-06 | 3:00 | 11.1 | 51.98 |  |  | 1991-04-06 | 3:00 | 10.6 | 51.08 | [5 empty] | 8.9 | 48.02 |  |  |  | 10.6 | 51.08 |  |  |  |  | 2.2 | 35.96 |  |  |  |  | 9.4 | 48.92 | [5 empty] | 17.8 | 64.04 |  |  |  | 2.2 | 35.96 |  |  |  |  | -2 | 28.4 |  |  |  |  | 3.9 | 39.02
1994-04-06 | 4:00 | 7.2 | 44.96 | WEEKDAY | #N/A | 1990-04-06 | 4:00 | 9.4 | 48.92 |  |  | 1991-04-06 | 4:00 | 10.6 | 51.08 |  |  | 1991-04-06 | 4:00 | 10 | 50 | [5 empty] | 8.9 | 48.02 |  |  |  | 8.3 | 46.94 |  |  |  |  | 1.7 | 35.06 |  |  |  |  | 9.4 | 48.92 | [5 empty] | 17.8 | 64.04 |  |  |  | 1.7 | 35.06 |  |  |  |  | -1.7 | 28.94 |  |  |  |  | 4.4 | 39.92
1994-04-06 | 5:00 | 6.7 | 44.06 | WEEKDAY | #N/A | 1990-04-06 | 5:00 | 9.4 | 48.92 |  |  | 1991-04-06 | 5:00 | 9.4 | 48.92 |  |  | 1991-04-06 | 5:00 | 10 | 50 | [5 empty] | 9.4 | 48.92 |  |  |  | 6.1 | 42.98 |  |  |  |  | 2.2 | 35.96 |  |  |  |  | 8.9 | 48.02 | [5 empty] | 17.8 | 64.04 |  |  |  | 1.1 | 33.98 |  |  |  |  | -2 | 28.4 |  |  |  |  | 5 | 41
1994-04-06 | 6:00 | 7.2 | 44.96 | WEEKDAY | #N/A | 1990-04-06 | 6:00 | 9.4 | 48.92 |  |  | 1991-04-06 | 6:00 | 11.1 | 51.98 |  |  | 1991-04-06 | 6:00 | 9.4 | 48.92 | [5 empty] | 9.4 | 48.92 |  |  |  | 5.6 | 42.08 |  |  |  |  | 1.7 | 35.06 |  |  |  |  | 8.3 | 46.94 | [5 empty] | 9.4 | 48.92 |  |  |  | 1.1 | 33.98 |  |  |  |  | -1 | 30.2 |  |  |  |  | 6.1 | 42.98
1994-04-06 | 7:00 | 6.7 | 44.06 | WEEKDAY | #N/A | 1990-04-06 | 7:00 | 8.3 | 46.94 |  |  | 1991-04-06 | 7:00 | 11.7 | 53.06 |  |  | 1991-04-06 | 7:00 | 10.6 | 51.08 | [5 empty] | 10.6 | 51.08 |  |  |  | 6.1 | 42.98 |  |  |  |  | 3.3 | 37.94 |  |  |  |  | 8.3 | 46.94 | [5 empty] | 8.3 | 46.94 |  |  |  | 1.7 | 35.06 |  |  |  |  | -2.2 | 28.04 |  |  |  |  | 11.1 | 51.98
1994-04-06 | 8:00 | 7.2 | 44.96 | WEEKDAY | #N/A | 1990-04-06 | 8:00 | 8.9 | 48.02 |  |  | 1991-04-06 | 8:00 | 14.4 | 57.92 |  |  | 1991-04-06 | 8:00 | 13.3 | 55.94 | [5 empty] | 13.3 | 55.94 |  |  |  | 8.9 | 48.02 |  |  |  |  | 5.6 | 42.08 |  |  |  |  | 8.9 | 48.02 | [5 empty] | 8.3 | 46.94 |  |  |  | 4.4 | 39.92 |  |  |  |  | -1.7 | 28.94 |  |  |  |  | 8.9 | 48.02
1994-04-06 | 9:00 | 7.2 | 44.96 | WEEKDAY | #N/A | 1990-04-06 | 9:00 | 8.9 | 48.02 |  |  | 1991-04-06 | 9:00 | 16.7 | 62.06 |  |  | 1991-04-06 | 9:00 | 17.2 | 62.96 | [5 empty] | 17.2 | 62.96 |  |  |  | 15 | 59 |  |  |  |  | 7.2 | 44.96 |  |  |  |  | 8.3 | 46.94 | [5 empty] | 8.9 | 48.02 |  |  |  | 5.6 | 42.08 |  |  |  |  | -1.1 | 30.02 |  |  |  |  | 7.2 | 44.96
1994-04-06 | 10:00 | 7.2 | 44.96 | WEEKDAY | #N/A | 1990-04-06 | 10:00 | 9.4 | 48.92 |  |  | 1991-04-06 | 10:00 | 19.4 | 66.92 |  |  | 1991-04-06 | 10:00 | 18.9 | 66.02 | [5 empty] | 18.3 | 64.94 |  |  |  | 18.3 | 64.94 |  |  |  |  | 8.3 | 46.94 |  |  |  |  | 7.8 | 46.04 | [5 empty] | 10.6 | 51.08 |  |  |  | 7.8 | 46.04 |  |  |  |  | -0.6 | 30.92 |  |  |  |  | 7.2 | 44.96
1994-04-06 | 11:00 | 10 | 50 | WEEKDAY | #N/A | 1990-04-06 | 11:00 | 9.4 | 48.92 |  |  | 1991-04-06 | 11:00 | 20.6 | 69.08 |  |  | 1991-04-06 | 11:00 | 19.4 | 66.92 | [5 empty] | 20.6 | 69.08 |  |  |  | 20 | 68 |  |  |  |  | 9.4 | 48.92 |  |  |  |  | 7.8 | 46.04 | [5 empty] | 11.7 | 53.06 |  |  |  | 8.9 | 48.02 |  |  |  |  | 0 | 32 |  |  |  |  | 9.4 | 48.92
1994-04-06 | 12:00 | 11.1 | 51.98 | WEEKDAY | #N/A | 1990-04-06 | 12:00 | 10 | 50 |  |  | 1991-04-06 | 12:00 | 21.7 | 71.06 |  |  | 1991-04-06 | 12:00 | 19.4 | 66.92 | [5 empty] | 21.1 | 69.98 |  |  |  | 21.7 | 71.06 |  |  |  |  | 10.6 | 51.08 |  |  |  |  | 7.8 | 46.04 | [5 empty] | 12.2 | 53.96 |  |  |  | 11.7 | 53.06 |  |  |  |  | 0 | 32 |  |  |  |  | 11.1 | 51.98
1994-04-06 | 13:00 | 10.6 | 51.08 | WEEKDAY | #N/A | 1990-04-06 | 13:00 | 10.6 | 51.08 |  |  | 1991-04-06 | 13:00 | 23.9 | 75.02 |  |  | 1991-04-06 | 13:00 | 18.9 | 66.02 | [5 empty] | 20.6 | 69.08 |  |  |  | 22.8 | 73.04 |  |  |  |  | 11.7 | 53.06 |  |  |  |  | 6.7 | 44.06 | [5 empty] | 13.3 | 55.94 |  |  |  | 12.2 | 53.96 |  |  |  |  | 0.6 | 33.08 |  |  |  |  | 12.8 | 55.04
1994-04-06 | 14:00 | 10.6 | 51.08 | WEEKDAY | #N/A | 1990-04-06 | 14:00 | 10.6 | 51.08 |  |  | 1991-04-06 | 14:00 | 23.9 | 75.02 |  |  | 1991-04-06 | 14:00 | 18.9 | 66.02 | [5 empty] | 20.6 | 69.08 |  |  |  | 23.9 | 75.02 |  |  |  |  | 12.2 | 53.96 |  |  |  |  | 5.6 | 42.08 | [5 empty] | 13.3 | 55.94 |  |  |  | 13.3 | 55.94 |  |  |  |  | 1.1 | 33.98 |  |  |  |  | 12.2 | 53.96
1994-04-06 | 15:00 | 11.1 | 51.98 | WEEKDAY | #N/A | 1990-04-06 | 15:00 | 10.6 | 51.08 |  |  | 1991-04-06 | 15:00 | 24.4 | 75.92 |  |  | 1991-04-06 | 15:00 | 17.2 | 62.96 | [5 empty] | 20.6 | 69.08 |  |  |  | 25 | 77 |  |  |  |  | 12.2 | 53.96 |  |  |  |  | 5.6 | 42.08 | [5 empty] | 12.2 | 53.96 |  |  |  | 14.4 | 57.92 |  |  |  |  | 1.1 | 33.98 |  |  |  |  | 12.2 | 53.96
1994-04-06 | 16:00 | 11.7 | 53.06 | WEEKDAY | #N/A | 1990-04-06 | 16:00 | 10 | 50 |  |  | 1991-04-06 | 16:00 | 23.9 | 75.02 |  |  | 1991-04-06 | 16:00 | 15.6 | 60.08 | [5 empty] | 21.1 | 69.98 |  |  |  | 25 | 77 |  |  |  |  | 12.2 | 53.96 |  |  |  |  | 4.4 | 39.92 | [5 empty] | 10.6 | 51.08 |  |  |  | 15 | 59 |  |  |  |  | 1.7 | 35.06 |  |  |  |  | 11.1 | 51.98
1994-04-06 | 17:00 | 12.2 | 53.96 | WEEKDAY | #N/A | 1990-04-06 | 17:00 | 10 | 50 |  |  | 1991-04-06 | 17:00 | 22.8 | 73.04 |  |  | 1991-04-06 | 17:00 | 15.6 | 60.08 | [5 empty] | 18.3 | 64.94 |  |  |  | 24.4 | 75.92 |  |  |  |  | 12.2 | 53.96 |  |  |  |  | 4.4 | 39.92 | [5 empty] | 7.2 | 44.96 |  |  |  | 14.4 | 57.92 |  |  |  |  | 1.7 | 35.06 |  |  |  |  | 8.3 | 46.94
1994-04-06 | 18:00 | 13.9 | 57.02 | WEEKDAY | #N/A | 1990-04-06 | 18:00 | 10 | 50 |  |  | 1991-04-06 | 18:00 | 20.6 | 69.08 |  |  | 1991-04-06 | 18:00 | 13.9 | 57.02 | [5 empty] | 15.6 | 60.08 |  |  |  | 23.9 | 75.02 |  |  |  |  | 11.1 | 51.98 |  |  |  |  | 3.3 | 37.94 | [5 empty] | 7.2 | 44.96 |  |  |  | 11.7 | 53.06 |  |  |  |  | 1.1 | 33.98 |  |  |  |  | 7.2 | 44.96
1994-04-06 | 19:00 | 12.8 | 55.04 | WEEKDAY | #N/A | 1990-04-06 | 19:00 | 9.4 | 48.92 |  |  | 1991-04-06 | 19:00 | 18.9 | 66.02 |  |  | 1991-04-06 | 19:00 | 12.2 | 53.96 | [5 empty] | 13.9 | 57.02 |  |  |  | 19.4 | 66.92 |  |  |  |  | 8.9 | 48.02 |  |  |  |  | 2.8 | 37.04 | [5 empty] | 6.7 | 44.06 |  |  |  | 10 | 50 |  |  |  |  | 0 | 32 |  |  |  |  | 7.2 | 44.96
1994-04-06 | 20:00 | 12.2 | 53.96 | WEEKDAY | #N/A | 1990-04-06 | 20:00 | 7.8 | 46.04 |  |  | 1991-04-06 | 20:00 | 19.4 | 66.92 |  |  | 1991-04-06 | 20:00 | 12.2 | 53.96 | [5 empty] | 12.8 | 55.04 |  |  |  | 17.8 | 64.04 |  |  |  |  | 7.8 | 46.04 |  |  |  |  | 2.8 | 37.04 | [5 empty] | 6.1 | 42.98 |  |  |  | 8.3 | 46.94 |  |  |  |  | -0.6 | 30.92 |  |  |  |  | 6.1 | 42.98
1994-04-06 | 21:00 | 11.7 | 53.06 | WEEKDAY | #N/A | 1990-04-06 | 21:00 | 6.7 | 44.06 |  |  | 1991-04-06 | 21:00 | 17.8 | 64.04 |  |  | 1991-04-06 | 21:00 | 16.7 | 62.06 | [5 empty] | 13.9 | 57.02 |  |  |  | 16.1 | 60.98 |  |  |  |  | 7.2 | 44.96 |  |  |  |  | 2.2 | 35.96 | [5 empty] | 6.1 | 42.98 |  |  |  | 7.2 | 44.96 |  |  |  |  | -1.1 | 30.02 |  |  |  |  | 5 | 41
1994-04-06 | 22:00 | 11.1 | 51.98 | WEEKDAY | #N/A | 1990-04-06 | 22:00 | 6.1 | 42.98 |  |  | 1991-04-06 | 22:00 | 15.6 | 60.08 |  |  | 1991-04-06 | 22:00 | 16.1 | 60.98 | [5 empty] | 14.4 | 57.92 |  |  |  | 16.1 | 60.98 |  |  |  |  | 6.7 | 44.06 |  |  |  |  | 1.7 | 35.06 | [5 empty] | 6.1 | 42.98 |  |  |  | 6.7 | 44.06 |  |  |  |  | -2.8 | 26.96 |  |  |  |  | 4.4 | 39.92
1994-04-06 | 23:00 | 11.1 | 51.98 | WEEKDAY | #N/A | 1990-04-06 | 23:00 | 5.6 | 42.08 |  |  | 1991-04-06 | 23:00 | 16.1 | 60.98 |  |  | 1991-04-06 | 23:00 | 13.9 | 57.02 | [5 empty] | 13.9 | 57.02 |  |  |  | 16.1 | 60.98 |  |  |  |  | 6.1 | 42.98 |  |  |  |  | 1.7 | 35.06 | [5 empty] | 5 | 41 |  |  |  | 6.1 | 42.98 |  |  |  |  | -2.8 | 26.96 |  |  |  |  | 3.9 | 39.02
1994-04-06 | 24:00 | 11.7 | 53.06 | WEEKDAY | #N/A | 1990-04-06 | 24:00 | 5.6 | 42.08 |  |  | 1991-04-06 | 24:00 | 16.7 | 62.06 |  |  | 1991-04-06 | 24:00 | 14.4 | 57.92 | [5 empty] | 13.9 | 57.02 |  |  |  | 16.1 | 60.98 |  |  |  |  | 4.4 | 39.92 |  |  |  |  | 1.1 | 33.98 | [5 empty] | 4.4 | 39.92 |  |  |  | 6.1 | 42.98 |  |  |  |  | -3.3 | 26.06 |  |  |  |  | 4.4 | 39.92
1994-04-07 | 1:00 | 12.2 | 53.96 | WEEKDAY | #N/A | 1990-04-07 | 1:00 | 5 | 41 |  |  | 1991-04-07 | 1:00 | 16.7 | 62.06 |  |  | 1991-04-07 | 1:00 | 15.6 | 60.08 | [5 empty] | 13.9 | 57.02 |  |  |  | 15.6 | 60.08 |  |  |  |  | 5 | 41 |  |  |  |  | 0.6 | 33.08 | [5 empty] | 4.4 | 39.92 |  |  |  | 7.2 | 44.96 |  |  |  |  | -3.3 | 26.06 |  |  |  |  | 4.4 | 39.92
1994-04-07 | 2:00 | 11.7 | 53.06 | WEEKDAY | #N/A | 1990-04-07 | 2:00 | 3.9 | 39.02 |  |  | 1991-04-07 | 2:00 | 16.8 | 62.24 |  |  | 1991-04-07 | 2:00 | 14.5 | 58.1 | [5 empty] | 14.2 | 57.56 |  |  |  | 14.9 | 58.82 |  |  |  |  | 5.6 | 42.08 |  |  |  |  | 0.6 | 33.08 | [5 empty] | 4.4 | 39.92 |  |  |  | 6.7 | 44.06 |  |  |  |  | -3.6 | 25.52 |  |  |  |  | 4.4 | 39.92
1994-04-07 | 3:00 | 11.1 | 51.98 | WEEKDAY | #N/A | 1990-04-07 | 3:00 | 1.7 | 35.06 |  |  | 1991-04-07 | 3:00 | 16.6 | 61.88 |  |  | 1991-04-07 | 3:00 | 13.3 | 55.94 | [5 empty] | 14.4 | 57.92 |  |  |  | 14.4 | 57.92 |  |  |  |  | 5.6 | 42.08 |  |  |  |  | 0.6 | 33.08 | [5 empty] | 2.8 | 37.04 |  |  |  | 5.6 | 42.08 |  |  |  |  | -3.9 | 24.98 |  |  |  |  | 3.3 | 37.94
1994-04-07 | 4:00 | 12.8 | 55.04 | WEEKDAY | #N/A | 1990-04-07 | 4:00 | 1.1 | 33.98 |  |  | 1991-04-07 | 4:00 | 16.6 | 61.88 |  |  | 1991-04-07 | 4:00 | 13.3 | 55.94 | [5 empty] | 13.3 | 55.94 |  |  |  | 12.2 | 53.96 |  |  |  |  | 5 | 41 |  |  |  |  | 0.6 | 33.08 | [5 empty] | 3.3 | 37.94 |  |  |  | 6.1 | 42.98 |  |  |  |  | -4.4 | 24.08 |  |  |  |  | 3.9 | 39.02
1994-04-07 | 5:00 | 13.3 | 55.94 | WEEKDAY | #N/A | 1990-04-07 | 5:00 | 1.1 | 33.98 |  |  | 1991-04-07 | 5:00 | 16.7 | 62.06 |  |  | 1991-04-07 | 5:00 | 15 | 59 | [5 empty] | 13.3 | 55.94 |  |  |  | 11.7 | 53.06 |  |  |  |  | 5.6 | 42.08 |  |  |  |  | 1.1 | 33.98 | [5 empty] | 2.8 | 37.04 |  |  |  | 10.6 | 51.08 |  |  |  |  | -5 | 23 |  |  |  |  | 3.3 | 37.94
1994-04-07 | 6:00 | 13.9 | 57.02 | WEEKDAY | #N/A | 1990-04-07 | 6:00 | 0.6 | 33.08 |  |  | 1991-04-07 | 6:00 | 14.4 | 57.92 |  |  | 1991-04-07 | 6:00 | 13.9 | 57.02 | [5 empty] | 12.2 | 53.96 |  |  |  | 10.6 | 51.08 |  |  |  |  | 5 | 41 |  |  |  |  | 0.6 | 33.08 | [5 empty] | 2.2 | 35.96 |  |  |  | 10.6 | 51.08 |  |  |  |  | -5 | 23 |  |  |  |  | 2.8 | 37.04
1994-04-07 | 7:00 | 12.2 | 53.96 | WEEKDAY | #N/A | 1990-04-07 | 7:00 | 1.1 | 33.98 |  |  | 1991-04-07 | 7:00 | 18.3 | 64.94 |  |  | 1991-04-07 | 7:00 | 15.6 | 60.08 | [5 empty] | 13.9 | 57.02 |  |  |  | 15 | 59 |  |  |  |  | 7.2 | 44.96 |  |  |  |  | 0.6 | 33.08 | [5 empty] | 2.8 | 37.04 |  |  |  | 11.1 | 51.98 |  |  |  |  | -3.3 | 26.06 |  |  |  |  | 3.3 | 37.94
1994-04-07 | 8:00 | 12.8 | 55.04 | WEEKDAY | #N/A | 1990-04-07 | 8:00 | 0.6 | 33.08 |  |  | 1991-04-07 | 8:00 | 20 | 68 |  |  | 1991-04-07 | 8:00 | 17.2 | 62.96 | [5 empty] | 16.1 | 60.98 |  |  |  | 17.8 | 64.04 |  |  |  |  | 8.9 | 48.02 |  |  |  |  | 1.7 | 35.06 | [5 empty] | 4.4 | 39.92 |  |  |  | 13.3 | 55.94 |  |  |  |  | -1.1 | 30.02 |  |  |  |  | 4.4 | 39.92
1994-04-07 | 9:00 | 14.4 | 57.92 | WEEKDAY | #N/A | 1990-04-07 | 9:00 | 1.7 | 35.06 |  |  | 1991-04-07 | 9:00 | 22.8 | 73.04 |  |  | 1991-04-07 | 9:00 | 19.4 | 66.92 | [5 empty] | 17.8 | 64.04 |  |  |  | 21.1 | 69.98 |  |  |  |  | 11.7 | 53.06 |  |  |  |  | 2.2 | 35.96 | [5 empty] | 6.1 | 42.98 |  |  |  | 15.6 | 60.08 |  |  |  |  | 0.6 | 33.08 |  |  |  |  | 5 | 41
1994-04-07 | 10:00 | 11.1 | 51.98 | WEEKDAY | #N/A | 1990-04-07 | 10:00 | 2.8 | 37.04 |  |  | 1991-04-07 | 10:00 | 24.4 | 75.92 |  |  | 1991-04-07 | 10:00 | 21.7 | 71.06 | [5 empty] | 22.2 | 71.96 |  |  |  | 22.2 | 71.96 |  |  |  |  | 14.4 | 57.92 |  |  |  |  | 2.8 | 37.04 | [5 empty] | 6.7 | 44.06 |  |  |  | 16.1 | 60.98 |  |  |  |  | 2.2 | 35.96 |  |  |  |  | 6.1 | 42.98
1994-04-07 | 11:00 | 10 | 50 | WEEKDAY | #N/A | 1990-04-07 | 11:00 | 3.9 | 39.02 |  |  | 1991-04-07 | 11:00 | 25 | 77 |  |  | 1991-04-07 | 11:00 | 23.3 | 73.94 | [5 empty] | 22.8 | 73.04 |  |  |  | 25 | 77 |  |  |  |  | 16.1 | 60.98 |  |  |  |  | 2.8 | 37.04 | [5 empty] | 7.8 | 46.04 |  |  |  | 18.3 | 64.94 |  |  |  |  | 3.9 | 39.02 |  |  |  |  | 6.7 | 44.06
1994-04-07 | 12:00 | 10 | 50 | WEEKDAY | #N/A | 1990-04-07 | 12:00 | 5 | 41 |  |  | 1991-04-07 | 12:00 | 26.7 | 80.06 |  |  | 1991-04-07 | 12:00 | 25.6 | 78.08 | [5 empty] | 25 | 77 |  |  |  | 26.7 | 80.06 |  |  |  |  | 16.7 | 62.06 |  |  |  |  | 2.8 | 37.04 | [5 empty] | 8.3 | 46.94 |  |  |  | 19.4 | 66.92 |  |  |  |  | 3.9 | 39.02 |  |  |  |  | 7.2 | 44.96
1994-04-07 | 13:00 | 9.4 | 48.92 | WEEKDAY | #N/A | 1990-04-07 | 13:00 | 6.1 | 42.98 |  |  | 1991-04-07 | 13:00 | 27.8 | 82.04 |  |  | 1991-04-07 | 13:00 | 26.7 | 80.06 | [5 empty] | 26.1 | 78.98 |  |  |  | 28.9 | 84.02 |  |  |  |  | 16.1 | 60.98 |  |  |  |  | 3.3 | 37.94 | [5 empty] | 8.9 | 48.02 |  |  |  | 20 | 68 |  |  |  |  | 4.4 | 39.92 |  |  |  |  | 8.9 | 48.02
1994-04-07 | 14:00 | 8.9 | 48.02 | WEEKDAY | #N/A | 1990-04-07 | 14:00 | 8.3 | 46.94 |  |  | 1991-04-07 | 14:00 | 29.4 | 84.92 |  |  | 1991-04-07 | 14:00 | 26.1 | 78.98 | [5 empty] | 26.7 | 80.06 |  |  |  | 30.6 | 87.08 |  |  |  |  | 16.1 | 60.98 |  |  |  |  | 3.3 | 37.94 | [5 empty] | 10 | 50 |  |  |  | 20 | 68 |  |  |  |  | 5.6 | 42.08 |  |  |  |  | 8.9 | 48.02
1994-04-07 | 15:00 | 8.3 | 46.94 | WEEKDAY | #N/A | 1990-04-07 | 15:00 | 8.3 | 46.94 |  |  | 1991-04-07 | 15:00 | 29.4 | 84.92 |  |  | 1991-04-07 | 15:00 | 25.6 | 78.08 | [5 empty] | 25 | 77 |  |  |  | 31.1 | 87.98 |  |  |  |  | 16.1 | 60.98 |  |  |  |  | 3.9 | 39.02 | [5 empty] | 9.4 | 48.92 |  |  |  | 18.3 | 64.94 |  |  |  |  | 6.7 | 44.06 |  |  |  |  | 10 | 50
1994-04-07 | 16:00 | 9.4 | 48.92 | WEEKDAY | #N/A | 1990-04-07 | 16:00 | 9.4 | 48.92 |  |  | 1991-04-07 | 16:00 | 29.4 | 84.92 |  |  | 1991-04-07 | 16:00 | 25.6 | 78.08 | [5 empty] | 23.9 | 75.02 |  |  |  | 30.6 | 87.08 |  |  |  |  | 15.6 | 60.08 |  |  |  |  | 3.9 | 39.02 | [5 empty] | 8.9 | 48.02 |  |  |  | 17.8 | 64.04 |  |  |  |  | 7.8 | 46.04 |  |  |  |  | 8.9 | 48.02
1994-04-07 | 17:00 | 8.3 | 46.94 | WEEKDAY | #N/A | 1990-04-07 | 17:00 | 8.3 | 46.94 |  |  | 1991-04-07 | 17:00 | 28.9 | 84.02 |  |  | 1991-04-07 | 17:00 | 26.1 | 78.98 | [5 empty] | 22.8 | 73.04 |  |  |  | 30.6 | 87.08 |  |  |  |  | 14.4 | 57.92 |  |  |  |  | 3.9 | 39.02 | [5 empty] | 7.2 | 44.96 |  |  |  | 16.7 | 62.06 |  |  |  |  | 7.8 | 46.04 |  |  |  |  | 8.9 | 48.02
1994-04-07 | 18:00 | 7.8 | 46.04 | WEEKDAY | #N/A | 1990-04-07 | 18:00 | 8.9 | 48.02 |  |  | 1991-04-07 | 18:00 | 27.2 | 80.96 |  |  | 1991-04-07 | 18:00 | 22.8 | 73.04 | [5 empty] | 17.8 | 64.04 |  |  |  | 28.9 | 84.02 |  |  |  |  | 12.8 | 55.04 |  |  |  |  | 3.3 | 37.94 | [5 empty] | 6.7 | 44.06 |  |  |  | 16.1 | 60.98 |  |  |  |  | 7.2 | 44.96 |  |  |  |  | 7.2 | 44.96
1994-04-07 | 19:00 | 6.7 | 44.06 | WEEKDAY | #N/A | 1990-04-07 | 19:00 | 8.3 | 46.94 |  |  | 1991-04-07 | 19:00 | 26.1 | 78.98 |  |  | 1991-04-07 | 19:00 | 23.9 | 75.02 | [5 empty] | 17.2 | 62.96 |  |  |  | 25.6 | 78.08 |  |  |  |  | 11.7 | 53.06 |  |  |  |  | 2.8 | 37.04 | [5 empty] | 5 | 41 |  |  |  | 16.1 | 60.98 |  |  |  |  | 8.3 | 46.94 |  |  |  |  | 6.1 | 42.98
1994-04-07 | 20:00 | 6.7 | 44.06 | WEEKDAY | #N/A | 1990-04-07 | 20:00 | 7.8 | 46.04 |  |  | 1991-04-07 | 20:00 | 25 | 77 |  |  | 1991-04-07 | 20:00 | 21.7 | 71.06 | [5 empty] | 15.6 | 60.08 |  |  |  | 24.4 | 75.92 |  |  |  |  | 10.6 | 51.08 |  |  |  |  | 2.2 | 35.96 | [5 empty] | 4.4 | 39.92 |  |  |  | 17.2 | 62.96 |  |  |  |  | 6.7 | 44.06 |  |  |  |  | 4.4 | 39.92
1994-04-07 | 21:00 | 6.1 | 42.98 | WEEKDAY | #N/A | 1990-04-07 | 21:00 | 7.2 | 44.96 |  |  | 1991-04-07 | 21:00 | 23.9 | 75.02 |  |  | 1991-04-07 | 21:00 | 19.4 | 66.92 | [5 empty] | 15.6 | 60.08 |  |  |  | 23.3 | 73.94 |  |  |  |  | 9.4 | 48.92 |  |  |  |  | 2.2 | 35.96 | [5 empty] | 4.4 | 39.92 |  |  |  | 16.1 | 60.98 |  |  |  |  | 7.2 | 44.96 |  |  |  |  | 3.3 | 37.94
1994-04-07 | 22:00 | 5 | 41 | WEEKDAY | #N/A | 1990-04-07 | 22:00 | 6.7 | 44.06 |  |  | 1991-04-07 | 22:00 | 22.8 | 73.04 |  |  | 1991-04-07 | 22:00 | 18.3 | 64.94 | [5 empty] | 16.1 | 60.98 |  |  |  | 21.1 | 69.98 |  |  |  |  | 8.9 | 48.02 |  |  |  |  | 2.2 | 35.96 | [5 empty] | 4.4 | 39.92 |  |  |  | 15 | 59 |  |  |  |  | 6.7 | 44.06 |  |  |  |  | 2.8 | 37.04
1994-04-07 | 23:00 | 4.4 | 39.92 | WEEKDAY | #N/A | 1990-04-07 | 23:00 | 5.6 | 42.08 |  |  | 1991-04-07 | 23:00 | 22.2 | 71.96 |  |  | 1991-04-07 | 23:00 | 17.8 | 64.04 | [5 empty] | 16.7 | 62.06 |  |  |  | 20.6 | 69.08 |  |  |  |  | 7.8 | 46.04 |  |  |  |  | 1.1 | 33.98 | [5 empty] | 3.9 | 39.02 |  |  |  | 14.4 | 57.92 |  |  |  |  | 6.7 | 44.06 |  |  |  |  | 1.7 | 35.06
1994-04-07 | 24:00 | 3.9 | 39.02 | WEEKDAY | #N/A | 1990-04-07 | 24:00 | 4.4 | 39.92 |  |  | 1991-04-07 | 24:00 | 20 | 68 |  |  | 1991-04-07 | 24:00 | 17.2 | 62.96 | [5 empty] | 16.7 | 62.06 |  |  |  | 18.3 | 64.94 |  |  |  |  | 7.8 | 46.04 |  |  |  |  | 1.1 | 33.98 | [5 empty] | 2.2 | 35.96 |  |  |  | 13.9 | 57.02 |  |  |  |  | 7.2 | 44.96 |  |  |  |  | 1.1 | 33.98
1994-04-08 | 1:00 | 3.9 | 39.02 | WEEKDAY | #N/A | 1990-04-08 | 1:00 | 3.9 | 39.02 |  |  | 1991-04-08 | 1:00 | 20 | 68 |  |  | 1991-04-08 | 1:00 | 16.1 | 60.98 | [5 empty] | 15.6 | 60.08 |  |  |  | 13.9 | 57.02 |  |  |  |  | 7.8 | 46.04 |  |  |  |  | 0.6 | 33.08 | [5 empty] | 0.6 | 33.08 |  |  |  | 13.9 | 57.02 |  |  |  |  | 8.3 | 46.94 |  |  |  |  | 0.6 | 33.08
1994-04-08 | 2:00 | 3.9 | 39.02 | WEEKDAY | #N/A | 1990-04-08 | 2:00 | 3.3 | 37.94 |  |  | 1991-04-08 | 2:00 | 18.3 | 64.94 |  |  | 1991-04-08 | 2:00 | 16.7 | 62.06 | [5 empty] | 15.6 | 60.08 |  |  |  | 14.4 | 57.92 |  |  |  |  | 7.8 | 46.04 |  |  |  |  | 0 | 32 | [5 empty] | 0 | 32 |  |  |  | 13.3 | 55.94 |  |  |  |  | 8.3 | 46.94 |  |  |  |  | -0.6 | 30.92
1994-04-08 | 3:00 | 3.3 | 37.94 | WEEKDAY | #N/A | 1990-04-08 | 3:00 | 3.3 | 37.94 |  |  | 1991-04-08 | 3:00 | 17.2 | 62.96 |  |  | 1991-04-08 | 3:00 | 15.6 | 60.08 | [5 empty] | 13.9 | 57.02 |  |  |  | 12.8 | 55.04 |  |  |  |  | 7.8 | 46.04 |  |  |  |  | -0.6 | 30.92 | [5 empty] | 0 | 32 |  |  |  | 13.3 | 55.94 |  |  |  |  | 8.3 | 46.94 |  |  |  |  | -1.7 | 28.94
1994-04-08 | 4:00 | 2.8 | 37.04 | WEEKDAY | #N/A | 1990-04-08 | 4:00 | 2.8 | 37.04 |  |  | 1991-04-08 | 4:00 | 18.3 | 64.94 |  |  | 1991-04-08 | 4:00 | 14.4 | 57.92 | [5 empty] | 13.3 | 55.94 |  |  |  | 10.6 | 51.08 |  |  |  |  | 7.2 | 44.96 |  |  |  |  | -1.1 | 30.02 | [5 empty] | -1.1 | 30.02 |  |  |  | 12.8 | 55.04 |  |  |  |  | 7.8 | 46.04 |  |  |  |  | -3.9 | 24.98
1994-04-08 | 5:00 | 2.2 | 35.96 | WEEKDAY | #N/A | 1990-04-08 | 5:00 | 2.8 | 37.04 |  |  | 1991-04-08 | 5:00 | 18.3 | 64.94 |  |  | 1991-04-08 | 5:00 | 14.4 | 57.92 | [5 empty] | 12.2 | 53.96 |  |  |  | 10.6 | 51.08 |  |  |  |  | 7.2 | 44.96 |  |  |  |  | -1.1 | 30.02 | [5 empty] | -1.1 | 30.02 |  |  |  | 11.7 | 53.06 |  |  |  |  | 8.3 | 46.94 |  |  |  |  | -3.9 | 24.98
1994-04-08 | 6:00 | 2.2 | 35.96 | WEEKDAY | #N/A | 1990-04-08 | 6:00 | 2.8 | 37.04 |  |  | 1991-04-08 | 6:00 | 15.6 | 60.08 |  |  | 1991-04-08 | 6:00 | 13.9 | 57.02 | [5 empty] | 10.6 | 51.08 |  |  |  | 10 | 50 |  |  |  |  | 7.2 | 44.96 |  |  |  |  | -0.6 | 30.92 | [5 empty] | -1.1 | 30.02 |  |  |  | 11.7 | 53.06 |  |  |  |  | 8.9 | 48.02 |  |  |  |  | -2.2 | 28.04
1994-04-08 | 7:00 | 2.8 | 37.04 | WEEKDAY | #N/A | 1990-04-08 | 7:00 | 3.3 | 37.94 |  |  | 1991-04-08 | 7:00 | 17.2 | 62.96 |  |  | 1991-04-08 | 7:00 | 16.1 | 60.98 | [5 empty] | 15.6 | 60.08 |  |  |  | 12.8 | 55.04 |  |  |  |  | 7.8 | 46.04 |  |  |  |  | 0.6 | 33.08 | [5 empty] | 0 | 32 |  |  |  | 12.2 | 53.96 |  |  |  |  | 8.9 | 48.02 |  |  |  |  | 0 | 32
1994-04-08 | 8:00 | 5 | 41 | WEEKDAY | #N/A | 1990-04-08 | 8:00 | 3.9 | 39.02 |  |  | 1991-04-08 | 8:00 | 21.7 | 71.06 |  |  | 1991-04-08 | 8:00 | 20 | 68 | [5 empty] | 21.1 | 69.98 |  |  |  | 20.6 | 69.08 |  |  |  |  | 9.4 | 48.92 |  |  |  |  | 2.2 | 35.96 | [5 empty] | 3.9 | 39.02 |  |  |  | 13.9 | 57.02 |  |  |  |  | 7.2 | 44.96 |  |  |  |  | 3.9 | 39.02
1994-04-08 | 9:00 | 7.2 | 44.96 | WEEKDAY | #N/A | 1990-04-08 | 9:00 | 5 | 41 |  |  | 1991-04-08 | 9:00 | 26.1 | 78.98 |  |  | 1991-04-08 | 9:00 | 21.7 | 71.06 | [5 empty] | 25 | 77 |  |  |  | 23.3 | 73.94 |  |  |  |  | 9.4 | 48.92 |  |  |  |  | 3.9 | 39.02 | [5 empty] | 3.3 | 37.94 |  |  |  | 16.7 | 62.06 |  |  |  |  | 8.3 | 46.94 |  |  |  |  | 4.4 | 39.92
1994-04-08 | 10:00 | 8.9 | 48.02 | WEEKDAY | #N/A | 1990-04-08 | 10:00 | 5 | 41 |  |  | 1991-04-08 | 10:00 | 27.8 | 82.04 |  |  | 1991-04-08 | 10:00 | 26.1 | 78.98 | [5 empty] | 27.8 | 82.04 |  |  |  | 25.6 | 78.08 |  |  |  |  | 11.1 | 51.98 |  |  |  |  | 5.6 | 42.08 | [5 empty] | 2.2 | 35.96 |  |  |  | 17.8 | 64.04 |  |  |  |  | 10.6 | 51.08 |  |  |  |  | 6.1 | 42.98
1994-04-08 | 11:00 | 10 | 50 | WEEKDAY | #N/A | 1990-04-08 | 11:00 | 5.6 | 42.08 |  |  | 1991-04-08 | 11:00 | 28.3 | 82.94 |  |  | 1991-04-08 | 11:00 | 22.8 | 73.04 | [5 empty] | 27.8 | 82.04 |  |  |  | 27.3 | 81.14 |  |  |  |  | 13.3 | 55.94 |  |  |  |  | 6.1 | 42.98 | [5 empty] | 3.9 | 39.02 |  |  |  | 19.4 | 66.92 |  |  |  |  | 13.3 | 55.94 |  |  |  |  | 7.2 | 44.96
1994-04-08 | 12:00 | 11.1 | 51.98 | WEEKDAY | #N/A | 1990-04-08 | 12:00 | 5.6 | 42.08 |  |  | 1991-04-08 | 12:00 | 28.9 | 84.02 |  |  | 1991-04-08 | 12:00 | 24.4 | 75.92 | [5 empty] | 28.9 | 84.02 |  |  |  | 28.9 | 84.02 |  |  |  |  | 13.9 | 57.02 |  |  |  |  | 7.8 | 46.04 | [5 empty] | 1.7 | 35.06 |  |  |  | 19.4 | 66.92 |  |  |  |  | 14.4 | 57.92 |  |  |  |  | 5.6 | 42.08
1994-04-08 | 13:00 | 12.2 | 53.96 | WEEKDAY | #N/A | 1990-04-08 | 13:00 | 6.1 | 42.98 |  |  | 1991-04-08 | 13:00 | 30 | 86 |  |  | 1991-04-08 | 13:00 | 22.8 | 73.04 | [5 empty] | 28.3 | 82.94 |  |  |  | 27.8 | 82.04 |  |  |  |  | 15.6 | 60.08 |  |  |  |  | 8.3 | 46.94 | [5 empty] | 4.4 | 39.92 |  |  |  | 21.1 | 69.98 |  |  |  |  | 15 | 59 |  |  |  |  | 6.7 | 44.06
1994-04-08 | 14:00 | 12.8 | 55.04 | WEEKDAY | #N/A | 1990-04-08 | 14:00 | 7.2 | 44.96 |  |  | 1991-04-08 | 14:00 | 30 | 86 |  |  | 1991-04-08 | 14:00 | 20.6 | 69.08 | [5 empty] | 27.2 | 80.96 |  |  |  | 28.3 | 82.94 |  |  |  |  | 15 | 59 |  |  |  |  | 9.4 | 48.92 | [5 empty] | 4.4 | 39.92 |  |  |  | 20.6 | 69.08 |  |  |  |  | 13.3 | 55.94 |  |  |  |  | 5 | 41
1994-04-08 | 15:00 | 13.9 | 57.02 | WEEKDAY | #N/A | 1990-04-08 | 15:00 | 8.3 | 46.94 |  |  | 1991-04-08 | 15:00 | 29.4 | 84.92 |  |  | 1991-04-08 | 15:00 | 21.7 | 71.06 | [5 empty] | 24.4 | 75.92 |  |  |  | 28.3 | 82.94 |  |  |  |  | 14.4 | 57.92 |  |  |  |  | 9.4 | 48.92 | [5 empty] | 5 | 41 |  |  |  | 19.4 | 66.92 |  |  |  |  | 11.7 | 53.06 |  |  |  |  | 5 | 41
1994-04-08 | 16:00 | 13.9 | 57.02 | WEEKDAY | #N/A | 1990-04-08 | 16:00 | 8.9 | 48.02 |  |  | 1991-04-08 | 16:00 | 29.4 | 84.92 |  |  | 1991-04-08 | 16:00 | 17.2 | 62.96 | [5 empty] | 21.7 | 71.06 |  |  |  | 28.9 | 84.02 |  |  |  |  | 14.4 | 57.92 |  |  |  |  | 9.4 | 48.92 | [5 empty] | 5 | 41 |  |  |  | 17.8 | 64.04 |  |  |  |  | 11.1 | 51.98 |  |  |  |  | 5 | 41
1994-04-08 | 17:00 | 13.9 | 57.02 | WEEKDAY | #N/A | 1990-04-08 | 17:00 | 8.9 | 48.02 |  |  | 1991-04-08 | 17:00 | 28.9 | 84.02 |  |  | 1991-04-08 | 17:00 | 17.2 | 62.96 | [5 empty] | 18.9 | 66.02 |  |  |  | 27.8 | 82.04 |  |  |  |  | 15 | 59 |  |  |  |  | 10 | 50 | [5 empty] | 3.9 | 39.02 |  |  |  | 16.1 | 60.98 |  |  |  |  | 11.1 | 51.98 |  |  |  |  | 4.4 | 39.92
1994-04-08 | 18:00 | 10.6 | 51.08 | WEEKDAY | #N/A | 1990-04-08 | 18:00 | 8.3 | 46.94 |  |  | 1991-04-08 | 18:00 | 28.9 | 84.02 |  |  | 1991-04-08 | 18:00 | 15.6 | 60.08 | [5 empty] | 17.2 | 62.96 |  |  |  | 26.1 | 78.98 |  |  |  |  | 13.9 | 57.02 |  |  |  |  | 8.9 | 48.02 | [5 empty] | 2.8 | 37.04 |  |  |  | 16.7 | 62.06 |  |  |  |  | 11.1 | 51.98 |  |  |  |  | 1.7 | 35.06
1994-04-08 | 19:00 | 9.4 | 48.92 | WEEKDAY | #N/A | 1990-04-08 | 19:00 | 8.3 | 46.94 |  |  | 1991-04-08 | 19:00 | 26.1 | 78.98 |  |  | 1991-04-08 | 19:00 | 14.4 | 57.92 | [5 empty] | 17.2 | 62.96 |  |  |  | 25.6 | 78.08 |  |  |  |  | 12.8 | 55.04 |  |  |  |  | 7.2 | 44.96 | [5 empty] | 1.7 | 35.06 |  |  |  | 16.7 | 62.06 |  |  |  |  | 11.1 | 51.98 |  |  |  |  | 1.7 | 35.06
1994-04-08 | 20:00 | 8.9 | 48.02 | WEEKDAY | #N/A | 1990-04-08 | 20:00 | 7.8 | 46.04 |  |  | 1991-04-08 | 20:00 | 26.7 | 80.06 |  |  | 1991-04-08 | 20:00 | 15.6 | 60.08 | [5 empty] | 17.8 | 64.04 |  |  |  | 25 | 77 |  |  |  |  | 12.2 | 53.96 |  |  |  |  | 3.9 | 39.02 | [5 empty] | 0.6 | 33.08 |  |  |  | 16.1 | 60.98 |  |  |  |  | 10 | 50 |  |  |  |  | 1.1 | 33.98
1994-04-08 | 21:00 | 7.8 | 46.04 | WEEKDAY | #N/A | 1990-04-08 | 21:00 | 7.8 | 46.04 |  |  | 1991-04-08 | 21:00 | 21.7 | 71.06 |  |  | 1991-04-08 | 21:00 | 14.4 | 57.92 | [5 empty] | 16.7 | 62.06 |  |  |  | 23.3 | 73.94 |  |  |  |  | 11.1 | 51.98 |  |  |  |  | 1.7 | 35.06 | [5 empty] | -0.6 | 30.92 |  |  |  | 15.6 | 60.08 |  |  |  |  | 10.6 | 51.08 |  |  |  |  | 0.6 | 33.08
1994-04-08 | 22:00 | 7.2 | 44.96 | WEEKDAY | #N/A | 1990-04-08 | 22:00 | 7.8 | 46.04 |  |  | 1991-04-08 | 22:00 | 22.2 | 71.96 |  |  | 1991-04-08 | 22:00 | 13.9 | 57.02 | [5 empty] | 15.6 | 60.08 |  |  |  | 19.4 | 66.92 |  |  |  |  | 10.6 | 51.08 |  |  |  |  | 0 | 32 | [5 empty] | -1.1 | 30.02 |  |  |  | 13.9 | 57.02 |  |  |  |  | 11.1 | 51.98 |  |  |  |  | 0 | 32
1994-04-08 | 23:00 | 6.7 | 44.06 | WEEKDAY | #N/A | 1990-04-08 | 23:00 | 7.2 | 44.96 |  |  | 1991-04-08 | 23:00 | 21.7 | 71.06 |  |  | 1991-04-08 | 23:00 | 13.3 | 55.94 | [5 empty] | 14.4 | 57.92 |  |  |  | 18.9 | 66.02 |  |  |  |  | 10.6 | 51.08 |  |  |  |  | -0.6 | 30.92 | [5 empty] | -2.2 | 28.04 |  |  |  | 14.4 | 57.92 |  |  |  |  | 11.7 | 53.06 |  |  |  |  | 0 | 32
1994-04-08 | 24:00 | 6.7 | 44.06 | WEEKDAY | #N/A | 1990-04-08 | 24:00 | 6.7 | 44.06 |  |  | 1991-04-08 | 24:00 | 21.5 | 70.7 |  |  | 1991-04-08 | 24:00 | 13.3 | 55.94 | [5 empty] | 14.4 | 57.92 |  |  |  | 17.2 | 62.96 |  |  |  |  | 10.6 | 51.08 |  |  |  |  | -1.1 | 30.02 | [5 empty] | -2.2 | 28.04 |  |  |  | 12.8 | 55.04 |  |  |  |  | 13.3 | 55.94 |  |  |  |  | -0.6 | 30.92
1994-04-09 | 1:00 | 6.1 | 42.98 | SATURDAY | #N/A | 1990-04-09 | 1:00 | 6.1 | 42.98 |  |  | 1991-04-09 | 1:00 | 21.1 | 69.98 |  |  | 1991-04-09 | 1:00 | 12.8 | 55.04 | [5 empty] | 13.9 | 57.02 |  |  |  | 17.2 | 62.96 |  |  |  |  | 10.6 | 51.08 |  |  |  |  | -1.7 | 28.94 | [5 empty] | -3.3 | 26.06 |  |  |  | 11.7 | 53.06 |  |  |  |  | 15 | 59 |  |  |  |  | 0 | 32
1994-04-09 | 2:00 | 6.1 | 42.98 | SATURDAY | #N/A | 1990-04-09 | 2:00 | 5 | 41 |  |  | 1991-04-09 | 2:00 | 17.8 | 64.04 |  |  | 1991-04-09 | 2:00 | 12.2 | 53.96 | [5 empty] | 13.9 | 57.02 |  |  |  | 17.8 | 64.04 |  |  |  |  | 10 | 50 |  |  |  |  | -1.1 | 30.02 | [5 empty] | -1.7 | 28.94 |  |  |  | 12.2 | 53.96 |  |  |  |  | 15.6 | 60.08 |  |  |  |  | -0.6 | 30.92
1994-04-09 | 3:00 | 6.1 | 42.98 | SATURDAY | #N/A | 1990-04-09 | 3:00 | 5.6 | 42.08 |  |  | 1991-04-09 | 3:00 | 16.7 | 62.06 |  |  | 1991-04-09 | 3:00 | 11.7 | 53.06 | [5 empty] | 13.3 | 55.94 |  |  |  | 16.7 | 62.06 |  |  |  |  | 9.4 | 48.92 |  |  |  |  | -0.6 | 30.92 | [5 empty] | -1.7 | 28.94 |  |  |  | 12.2 | 53.96 |  |  |  |  | 16.7 | 62.06 |  |  |  |  | -2.2 | 28.04
1994-04-09 | 4:00 | 5.6 | 42.08 | SATURDAY | #N/A | 1990-04-09 | 4:00 | 5 | 41 |  |  | 1991-04-09 | 4:00 | 16.7 | 62.06 |  |  | 1991-04-09 | 4:00 | 11.7 | 53.06 | [5 empty] | 13.3 | 55.94 |  |  |  | 15.6 | 60.08 |  |  |  |  | 8.9 | 48.02 |  |  |  |  | 0 | 32 | [5 empty] | -3.9 | 24.98 |  |  |  | 11.7 | 53.06 |  |  |  |  | 16.7 | 62.06 |  |  |  |  | -2.8 | 26.96
1994-04-09 | 5:00 | 5 | 41 | SATURDAY | #N/A | 1990-04-09 | 5:00 | 5 | 41 |  |  | 1991-04-09 | 5:00 | 15.6 | 60.08 |  |  | 1991-04-09 | 5:00 | 12.2 | 53.96 | [5 empty] | 12.8 | 55.04 |  |  |  | 15 | 59 |  |  |  |  | 9.4 | 48.92 |  |  |  |  | -0.6 | 30.92 | [5 empty] | -4.4 | 24.08 |  |  |  | 11.7 | 53.06 |  |  |  |  | 15.6 | 60.08 |  |  |  |  | -5 | 23
1994-04-09 | 6:00 | 5.6 | 42.08 | SATURDAY | #N/A | 1990-04-09 | 6:00 | 5 | 41 |  |  | 1991-04-09 | 6:00 | 15.6 | 60.08 |  |  | 1991-04-09 | 6:00 | 12.2 | 53.96 | [5 empty] | 13.3 | 55.94 |  |  |  | 15 | 59 |  |  |  |  | 9.4 | 48.92 |  |  |  |  | -1.1 | 30.02 | [5 empty] | -5 | 23 |  |  |  | 11.7 | 53.06 |  |  |  |  | 15 | 59 |  |  |  |  | -5 | 23
1994-04-09 | 7:00 | 6.1 | 42.98 | SATURDAY | #N/A | 1990-04-09 | 7:00 | 7.8 | 46.04 |  |  | 1991-04-09 | 7:00 | 18.9 | 66.02 |  |  | 1991-04-09 | 7:00 | 12.8 | 55.04 | [5 empty] | 15 | 59 |  |  |  | 16.7 | 62.06 |  |  |  |  | 10.6 | 51.08 |  |  |  |  | 1.7 | 35.06 | [5 empty] | -2.2 | 28.04 |  |  |  | 11.7 | 53.06 |  |  |  |  | 16.1 | 60.98 |  |  |  |  | -3.9 | 24.98
1994-04-09 | 8:00 | 8.9 | 48.02 | SATURDAY | #N/A | 1990-04-09 | 8:00 | 9.4 | 48.92 |  |  | 1991-04-09 | 8:00 | 20 | 68 |  |  | 1991-04-09 | 8:00 | 14.4 | 57.92 | [5 empty] | 16.1 | 60.98 |  |  |  | 18.9 | 66.02 |  |  |  |  | 10.6 | 51.08 |  |  |  |  | 5 | 41 | [5 empty] | 0 | 32 |  |  |  | 12.2 | 53.96 |  |  |  |  | 17.8 | 64.04 |  |  |  |  | -2.8 | 26.96
1994-04-09 | 9:00 | 11.1 | 51.98 | SATURDAY | #N/A | 1990-04-09 | 9:00 | 10.6 | 51.08 |  |  | 1991-04-09 | 9:00 | 21.7 | 71.06 |  |  | 1991-04-09 | 9:00 | 18.3 | 64.94 | [5 empty] | 17.8 | 64.04 |  |  |  | 21.1 | 69.98 |  |  |  |  | 11.1 | 51.98 |  |  |  |  | 8.9 | 48.02 | [5 empty] | 1.1 | 33.98 |  |  |  | 13.9 | 57.02 |  |  |  |  | 18.9 | 66.02 |  |  |  |  | -2.8 | 26.96
1994-04-09 | 10:00 | 11.1 | 51.98 | SATURDAY | #N/A | 1990-04-09 | 10:00 | 12.2 | 53.96 |  |  | 1991-04-09 | 10:00 | 23.3 | 73.94 |  |  | 1991-04-09 | 10:00 | 21.1 | 69.98 | [5 empty] | 19.4 | 66.92 |  |  |  | 23.3 | 73.94 |  |  |  |  | 12.2 | 53.96 |  |  |  |  | 10.6 | 51.08 | [5 empty] | 1.1 | 33.98 |  |  |  | 14.4 | 57.92 |  |  |  |  | 19.4 | 66.92 |  |  |  |  | -2.8 | 26.96
1994-04-09 | 11:00 | 12.2 | 53.96 | SATURDAY | #N/A | 1990-04-09 | 11:00 | 12.2 | 53.96 |  |  | 1991-04-09 | 11:00 | 25 | 77 |  |  | 1991-04-09 | 11:00 | 21.7 | 71.06 | [5 empty] | 18.9 | 66.02 |  |  |  | 26.7 | 80.06 |  |  |  |  | 11.7 | 53.06 |  |  |  |  | 11.1 | 51.98 | [5 empty] | 1.1 | 33.98 |  |  |  | 15 | 59 |  |  |  |  | 18.9 | 66.02 |  |  |  |  | -2.8 | 26.96
1994-04-09 | 12:00 | 10.6 | 51.08 | SATURDAY | #N/A | 1990-04-09 | 12:00 | 13.3 | 55.94 |  |  | 1991-04-09 | 12:00 | 27.2 | 80.96 |  |  | 1991-04-09 | 12:00 | 21.1 | 69.98 | [5 empty] | 21.7 | 71.06 |  |  |  | 26.1 | 78.98 |  |  |  |  | 12.2 | 53.96 |  |  |  |  | 11.7 | 53.06 | [5 empty] | 2.2 | 35.96 |  |  |  | 15.6 | 60.08 |  |  |  |  | 18.9 | 66.02 |  |  |  |  | -1.7 | 28.94
1994-04-09 | 13:00 | 10 | 50 | SATURDAY | #N/A | 1990-04-09 | 13:00 | 15 | 59 |  |  | 1991-04-09 | 13:00 | 27.2 | 80.96 |  |  | 1991-04-09 | 13:00 | 19.4 | 66.92 | [5 empty] | 22.8 | 73.04 |  |  |  | 26.7 | 80.06 |  |  |  |  | 11.7 | 53.06 |  |  |  |  | 12.8 | 55.04 | [5 empty] | 2.2 | 35.96 |  |  |  | 15.6 | 60.08 |  |  |  |  | 17.2 | 62.96 |  |  |  |  | -2.8 | 26.96
1994-04-09 | 14:00 | 10 | 50 | SATURDAY | #N/A | 1990-04-09 | 14:00 | 13.9 | 57.02 |  |  | 1991-04-09 | 14:00 | 26.7 | 80.06 |  |  | 1991-04-09 | 14:00 | 19.4 | 66.92 | [5 empty] | 22.8 | 73.04 |  |  |  | 26.1 | 78.98 |  |  |  |  | 11.7 | 53.06 |  |  |  |  | 13.9 | 57.02 | [5 empty] | 1.7 | 35.06 |  |  |  | 17.2 | 62.96 |  |  |  |  | 15.6 | 60.08 |  |  |  |  | -2.2 | 28.04
1994-04-09 | 15:00 | 11.1 | 51.98 | SATURDAY | #N/A | 1990-04-09 | 15:00 | 13.9 | 57.02 |  |  | 1991-04-09 | 15:00 | 26.7 | 80.06 |  |  | 1991-04-09 | 15:00 | 17.8 | 64.04 | [5 empty] | 21.1 | 69.98 |  |  |  | 26.1 | 78.98 |  |  |  |  | 12.2 | 53.96 |  |  |  |  | 13.9 | 57.02 | [5 empty] | 1.1 | 33.98 |  |  |  | 16.1 | 60.98 |  |  |  |  | 15.6 | 60.08 |  |  |  |  | -1.7 | 28.94
1994-04-09 | 16:00 | 11.7 | 53.06 | SATURDAY | #N/A | 1990-04-09 | 16:00 | 13.3 | 55.94 |  |  | 1991-04-09 | 16:00 | 27.2 | 80.96 |  |  | 1991-04-09 | 16:00 | 17.2 | 62.96 | [5 empty] | 20.6 | 69.08 |  |  |  | 27.2 | 80.96 |  |  |  |  | 13.3 | 55.94 |  |  |  |  | 14.4 | 57.92 | [5 empty] | 1.1 | 33.98 |  |  |  | 15.6 | 60.08 |  |  |  |  | 13 | 55.4 |  |  |  |  | -1.7 | 28.94
1994-04-09 | 17:00 | 11.7 | 53.06 | SATURDAY | #N/A | 1990-04-09 | 17:00 | 13.3 | 55.94 |  |  | 1991-04-09 | 17:00 | 27.8 | 82.04 |  |  | 1991-04-09 | 17:00 | 16.1 | 60.98 | [5 empty] | 19.4 | 66.92 |  |  |  | 26.7 | 80.06 |  |  |  |  | 13.3 | 55.94 |  |  |  |  | 13.3 | 55.94 | [5 empty] | 0 | 32 |  |  |  | 13.3 | 55.94 |  |  |  |  | 10.6 | 51.08 |  |  |  |  | -1.7 | 28.94
1994-04-09 | 18:00 | 12.8 | 55.04 | SATURDAY | #N/A | 1990-04-09 | 18:00 | 13.3 | 55.94 |  |  | 1991-04-09 | 18:00 | 26.5 | 79.7 |  |  | 1991-04-09 | 18:00 | 15 | 59 | [5 empty] | 16.7 | 62.06 |  |  |  | 25 | 77 |  |  |  |  | 13.3 | 55.94 |  |  |  |  | 13.3 | 55.94 | [5 empty] | -0.6 | 30.92 |  |  |  | 10 | 50 |  |  |  |  | 8.9 | 48.02 |  |  |  |  | -1.7 | 28.94
1994-04-09 | 19:00 | 11.7 | 53.06 | SATURDAY | #N/A | 1990-04-09 | 19:00 | 12.8 | 55.04 |  |  | 1991-04-09 | 19:00 | 25 | 77 |  |  | 1991-04-09 | 19:00 | 13.3 | 55.94 | [5 empty] | 15 | 59 |  |  |  | 23.9 | 75.02 |  |  |  |  | 12.2 | 53.96 |  |  |  |  | 11.7 | 53.06 | [5 empty] | -1.1 | 30.02 |  |  |  | 10 | 50 |  |  |  |  | 7.8 | 46.04 |  |  |  |  | -2.2 | 28.04
1994-04-09 | 20:00 | 11.1 | 51.98 | SATURDAY | #N/A | 1990-04-09 | 20:00 | 11.1 | 51.98 |  |  | 1991-04-09 | 20:00 | 21.1 | 69.98 |  |  | 1991-04-09 | 20:00 | 13.3 | 55.94 | [5 empty] | 15 | 59 |  |  |  | 23.3 | 73.94 |  |  |  |  | 12.2 | 53.96 |  |  |  |  | 10.6 | 51.08 | [5 empty] | -2.2 | 28.04 |  |  |  | 9.4 | 48.92 |  |  |  |  | 6.7 | 44.06 |  |  |  |  | -2.8 | 26.96
1994-04-09 | 21:00 | 10.6 | 51.08 | SATURDAY | #N/A | 1990-04-09 | 21:00 | 10.6 | 51.08 |  |  | 1991-04-09 | 21:00 | 19.4 | 66.92 |  |  | 1991-04-09 | 21:00 | 13.9 | 57.02 | [5 empty] | 15.6 | 60.08 |  |  |  | 21.7 | 71.06 |  |  |  |  | 12.2 | 53.96 |  |  |  |  | 10 | 50 | [5 empty] | -2.2 | 28.04 |  |  |  | 8.9 | 48.02 |  |  |  |  | 6.1 | 42.98 |  |  |  |  | -3.3 | 26.06
1994-04-09 | 22:00 | 11.1 | 51.98 | SATURDAY | #N/A | 1990-04-09 | 22:00 | 10 | 50 |  |  | 1991-04-09 | 22:00 | 16.7 | 62.06 |  |  | 1991-04-09 | 22:00 | 13.9 | 57.02 | [5 empty] | 15 | 59 |  |  |  | 17.8 | 64.04 |  |  |  |  | 8.9 | 48.02 |  |  |  |  | 10.6 | 51.08 | [5 empty] | -1.7 | 28.94 |  |  |  | 8.3 | 46.94 |  |  |  |  | 5.6 | 42.08 |  |  |  |  | -3.3 | 26.06
1994-04-09 | 23:00 | 10.6 | 51.08 | SATURDAY | #N/A | 1990-04-09 | 23:00 | 10.6 | 51.08 |  |  | 1991-04-09 | 23:00 | 18.9 | 66.02 |  |  | 1991-04-09 | 23:00 | 15 | 59 | [5 empty] | 15 | 59 |  |  |  | 15.6 | 60.08 |  |  |  |  | 7.8 | 46.04 |  |  |  |  | 10.6 | 51.08 | [5 empty] | -2.8 | 26.96 |  |  |  | 8.3 | 46.94 |  |  |  |  | 6.1 | 42.98 |  |  |  |  | -3.9 | 24.98
1994-04-09 | 24:00 | 10.6 | 51.08 | SATURDAY | #N/A | 1990-04-09 | 24:00 | 10 | 50 |  |  | 1991-04-09 | 24:00 | 18.9 | 66.02 |  |  | 1991-04-09 | 24:00 | 13.3 | 55.94 | [5 empty] | 13.9 | 57.02 |  |  |  | 16.1 | 60.98 |  |  |  |  | 7.2 | 44.96 |  |  |  |  | 10.6 | 51.08 | [5 empty] | -2.8 | 26.96 |  |  |  | 8.3 | 46.94 |  |  |  |  | 5.6 | 42.08 |  |  |  |  | -4.4 | 24.08
1994-04-10 | 1:00 | 10.6 | 51.08 | SUNDAY | #N/A | 1990-04-10 | 1:00 | 10 | 50 |  |  | 1991-04-10 | 1:00 | 18.9 | 66.02 |  |  | 1991-04-10 | 1:00 | 12.8 | 55.04 | [5 empty] | 13.9 | 57.02 |  |  |  | 21.1 | 69.98 |  |  |  |  | 7.2 | 44.96 |  |  |  |  | 10.6 | 51.08 | [5 empty] | -2.8 | 26.96 |  |  |  | 8.9 | 48.02 |  |  |  |  | 5.6 | 42.08 |  |  |  |  | -7.2 | 19.04
1994-04-10 | 2:00 | 10 | 50 | SUNDAY | #N/A | 1990-04-10 | 2:00 | 10 | 50 |  |  | 1991-04-10 | 2:00 | 18.2 | 64.76 |  |  | 1991-04-10 | 2:00 | 12.2 | 53.96 | [5 empty] | 13.9 | 57.02 |  |  |  | 20.8 | 69.44 |  |  |  |  | 6.1 | 42.98 |  |  |  |  | 11.1 | 51.98 | [5 empty] | -3.3 | 26.06 |  |  |  | 4.4 | 39.92 |  |  |  |  | 5.6 | 42.08 |  |  |  |  | -8.3 | 17.06
1994-04-10 | 3:00 | 10.6 | 51.08 | SUNDAY | #N/A | 1990-04-10 | 3:00 | 10 | 50 |  |  | 1991-04-10 | 3:00 | 17.2 | 62.96 |  |  | 1991-04-10 | 3:00 | 12.8 | 55.04 | [5 empty] | 13.3 | 55.94 |  |  |  | 20.6 | 69.08 |  |  |  |  | 5.6 | 42.08 |  |  |  |  | 11.1 | 51.98 | [5 empty] | -2.2 | 28.04 |  |  |  | 3.9 | 39.02 |  |  |  |  | 5.6 | 42.08 |  |  |  |  | -8.3 | 17.06
1994-04-10 | 4:00 | 11.1 | 51.98 | SUNDAY | #N/A | 1990-04-10 | 4:00 | 10 | 50 |  |  | 1991-04-10 | 4:00 | 16.9 | 62.42 |  |  | 1991-04-10 | 4:00 | 12.2 | 53.96 | [5 empty] | 12.2 | 53.96 |  |  |  | 18.8 | 65.84 |  |  |  |  | 5 | 41 |  |  |  |  | 11.1 | 51.98 | [5 empty] | -3.9 | 24.98 |  |  |  | 3.3 | 37.94 |  |  |  |  | 5.6 | 42.08 |  |  |  |  | -7.8 | 17.96
1994-04-10 | 5:00 | 11.7 | 53.06 | SUNDAY | #N/A | 1990-04-10 | 5:00 | 10 | 50 |  |  | 1991-04-10 | 5:00 | 16.7 | 62.06 |  |  | 1991-04-10 | 5:00 | 15 | 59 | [5 empty] | 12.2 | 53.96 |  |  |  | 17.2 | 62.96 |  |  |  |  | 5.6 | 42.08 |  |  |  |  | 10.6 | 51.08 | [5 empty] | -3.9 | 24.98 |  |  |  | 3.9 | 39.02 |  |  |  |  | 5 | 41 |  |  |  |  | -7.8 | 17.96
1994-04-10 | 6:00 | 12.8 | 55.04 | SUNDAY | #N/A | 1990-04-10 | 6:00 | 10 | 50 |  |  | 1991-04-10 | 6:00 | 13.9 | 57.02 |  |  | 1991-04-10 | 6:00 | 15.6 | 60.08 | [5 empty] | 11.1 | 51.98 |  |  |  | 16.7 | 62.06 |  |  |  |  | 6.1 | 42.98 |  |  |  |  | 10 | 50 | [5 empty] | -4.4 | 24.08 |  |  |  | 4.4 | 39.92 |  |  |  |  | 4.4 | 39.92 |  |  |  |  | -7.8 | 17.96
1994-04-10 | 7:00 | 12.2 | 53.96 | SUNDAY | #N/A | 1990-04-10 | 7:00 | 10.6 | 51.08 |  |  | 1991-04-10 | 7:00 | 15 | 59 |  |  | 1991-04-10 | 7:00 | 16.7 | 62.06 | [5 empty] | 15 | 59 |  |  |  | 17.8 | 64.04 |  |  |  |  | 6.7 | 44.06 |  |  |  |  | 10 | 50 | [5 empty] | -2.8 | 26.96 |  |  |  | 5 | 41 |  |  |  |  | 3.9 | 39.02 |  |  |  |  | -5.6 | 21.92
1994-04-10 | 8:00 | 12.8 | 55.04 | SUNDAY | #N/A | 1990-04-10 | 8:00 | 12.2 | 53.96 |  |  | 1991-04-10 | 8:00 | 15.3 | 59.54 |  |  | 1991-04-10 | 8:00 | 17.8 | 64.04 | [5 empty] | 18.3 | 64.94 |  |  |  | 18.9 | 66.02 |  |  |  |  | 8.9 | 48.02 |  |  |  |  | 10 | 50 | [5 empty] | -1.1 | 30.02 |  |  |  | 3.9 | 39.02 |  |  |  |  | 4 | 39.2 |  |  |  |  | -5 | 23
1994-04-10 | 9:00 | 15 | 59 | SUNDAY | #N/A | 1990-04-10 | 9:00 | 13.9 | 57.02 |  |  | 1991-04-10 | 9:00 | 15.6 | 60.08 |  |  | 1991-04-10 | 9:00 | 21.1 | 69.98 | [5 empty] | 18.9 | 66.02 |  |  |  | 19.9 | 67.82 |  |  |  |  | 11.1 | 51.98 |  |  |  |  | 10 | 50 | [5 empty] | 0 | 32 |  |  |  | 4.4 | 39.92 |  |  |  |  | 5.6 | 42.08 |  |  |  |  | -0.6 | 30.92
1994-04-10 | 10:00 | 17.2 | 62.96 | SUNDAY | #N/A | 1990-04-10 | 10:00 | 15 | 59 |  |  | 1991-04-10 | 10:00 | 18.4 | 65.12 |  |  | 1991-04-10 | 10:00 | 22.2 | 71.96 | [5 empty] | 21.1 | 69.98 |  |  |  | 20.3 | 68.54 |  |  |  |  | 11.7 | 53.06 |  |  |  |  | 10.6 | 51.08 | [5 empty] | 1.1 | 33.98 |  |  |  | 6.1 | 42.98 |  |  |  |  | 5.6 | 42.08 |  |  |  |  | 0 | 32
1994-04-10 | 11:00 | 17.2 | 62.96 | SUNDAY | #N/A | 1990-04-10 | 11:00 | 17.2 | 62.96 |  |  | 1991-04-10 | 11:00 | 21.1 | 69.98 |  |  | 1991-04-10 | 11:00 | 21.1 | 69.98 | [5 empty] | 23.9 | 75.02 |  |  |  | 20.6 | 69.08 |  |  |  |  | 12.8 | 55.04 |  |  |  |  | 10.6 | 51.08 | [5 empty] | 2.2 | 35.96 |  |  |  | 7.8 | 46.04 |  |  |  |  | 7.2 | 44.96 |  |  |  |  | 0 | 32
1994-04-10 | 12:00 | 17.2 | 62.96 | SUNDAY | #N/A | 1990-04-10 | 12:00 | 18.3 | 64.94 |  |  | 1991-04-10 | 12:00 | 20.6 | 69.08 |  |  | 1991-04-10 | 12:00 | 21.7 | 71.06 | [5 empty] | 24.4 | 75.92 |  |  |  | 20 | 68 |  |  |  |  | 12.8 | 55.04 |  |  |  |  | 10.6 | 51.08 | [5 empty] | 3.9 | 39.02 |  |  |  | 7.8 | 46.04 |  |  |  |  | 8.9 | 48.02 |  |  |  |  | -2.2 | 28.04
1994-04-10 | 13:00 | 17.8 | 64.04 | SUNDAY | #N/A | 1990-04-10 | 13:00 | 19.4 | 66.92 |  |  | 1991-04-10 | 13:00 | 19.4 | 66.92 |  |  | 1991-04-10 | 13:00 | 20 | 68 | [5 empty] | 23.3 | 73.94 |  |  |  | 20.6 | 69.08 |  |  |  |  | 12.2 | 53.96 |  |  |  |  | 8.9 | 48.02 | [5 empty] | 3.9 | 39.02 |  |  |  | 8.3 | 46.94 |  |  |  |  | 10 | 50 |  |  |  |  | 3.3 | 37.94
1994-04-10 | 14:00 | 16.1 | 60.98 | SUNDAY | #N/A | 1990-04-10 | 14:00 | 19.4 | 66.92 |  |  | 1991-04-10 | 14:00 | 20 | 68 |  |  | 1991-04-10 | 14:00 | 20.6 | 69.08 | [5 empty] | 22.2 | 71.96 |  |  |  | 20 | 68 |  |  |  |  | 11.7 | 53.06 |  |  |  |  | 10.6 | 51.08 | [5 empty] | 5 | 41 |  |  |  | 5.6 | 42.08 |  |  |  |  | 11.1 | 51.98 |  |  |  |  | 3.3 | 37.94
1994-04-10 | 15:00 | 15.6 | 60.08 | SUNDAY | #N/A | 1990-04-10 | 15:00 | 17.2 | 62.96 |  |  | 1991-04-10 | 15:00 | 20 | 68 |  |  | 1991-04-10 | 15:00 | 20 | 68 | [5 empty] | 21.7 | 71.06 |  |  |  | 20 | 68 |  |  |  |  | 8.9 | 48.02 |  |  |  |  | 10.6 | 51.08 | [5 empty] | 5 | 41 |  |  |  | 3.9 | 39.02 |  |  |  |  | 12.2 | 53.96 |  |  |  |  | 2.2 | 35.96
1994-04-10 | 16:00 | 15.6 | 60.08 | SUNDAY | #N/A | 1990-04-10 | 16:00 | 17.2 | 62.96 |  |  | 1991-04-10 | 16:00 | 20.6 | 69.08 |  |  | 1991-04-10 | 16:00 | 20 | 68 | [5 empty] | 21.1 | 69.98 |  |  |  | 18.9 | 66.02 |  |  |  |  | 10 | 50 |  |  |  |  | 11.1 | 51.98 | [5 empty] | 6.1 | 42.98 |  |  |  | 3.3 | 37.94 |  |  |  |  | 10.6 | 51.08 |  |  |  |  | 2.8 | 37.04
1994-04-10 | 17:00 | 15.6 | 60.08 | SUNDAY | #N/A | 1990-04-10 | 17:00 | 16.7 | 62.06 |  |  | 1991-04-10 | 17:00 | 18.9 | 66.02 |  |  | 1991-04-10 | 17:00 | 19.4 | 66.92 | [5 empty] | 20.6 | 69.08 |  |  |  | 18.9 | 66.02 |  |  |  |  | 10 | 50 |  |  |  |  | 10.6 | 51.08 | [5 empty] | 6.1 | 42.98 |  |  |  | 2.8 | 37.04 |  |  |  |  | 10 | 50 |  |  |  |  | 2.8 | 37.04
1994-04-10 | 18:00 | 13.9 | 57.02 | SUNDAY | #N/A | 1990-04-10 | 18:00 | 14.4 | 57.92 |  |  | 1991-04-10 | 18:00 | 18.3 | 64.94 |  |  | 1991-04-10 | 18:00 | 19.4 | 66.92 | [5 empty] | 19.4 | 66.92 |  |  |  | 17.2 | 62.96 |  |  |  |  | 9.4 | 48.92 |  |  |  |  | 10 | 50 | [5 empty] | 6.1 | 42.98 |  |  |  | 2.8 | 37.04 |  |  |  |  | 8.9 | 48.02 |  |  |  |  | 3.9 | 39.02
1994-04-10 | 19:00 | 12.8 | 55.04 | SUNDAY | #N/A | 1990-04-10 | 19:00 | 14.4 | 57.92 |  |  | 1991-04-10 | 19:00 | 17.2 | 62.96 |  |  | 1991-04-10 | 19:00 | 18.3 | 64.94 | [5 empty] | 18.3 | 64.94 |  |  |  | 15.6 | 60.08 |  |  |  |  | 8.3 | 46.94 |  |  |  |  | 9.4 | 48.92 | [5 empty] | 6.1 | 42.98 |  |  |  | 2.8 | 37.04 |  |  |  |  | 7.8 | 46.04 |  |  |  |  | 2.2 | 35.96
1994-04-10 | 20:00 | 12.8 | 55.04 | SUNDAY | #N/A | 1990-04-10 | 20:00 | 13.9 | 57.02 |  |  | 1991-04-10 | 20:00 | 14.4 | 57.92 |  |  | 1991-04-10 | 20:00 | 15.6 | 60.08 | [5 empty] | 17.2 | 62.96 |  |  |  | 12.8 | 55.04 |  |  |  |  | 7.8 | 46.04 |  |  |  |  | 8.3 | 46.94 | [5 empty] | 6.1 | 42.98 |  |  |  | 2.8 | 37.04 |  |  |  |  | 7.8 | 46.04 |  |  |  |  | 1.7 | 35.06
1994-04-10 | 21:00 | 12.2 | 53.96 | SUNDAY | #N/A | 1990-04-10 | 21:00 | 12.2 | 53.96 |  |  | 1991-04-10 | 21:00 | 12.2 | 53.96 |  |  | 1991-04-10 | 21:00 | 13.3 | 55.94 | [5 empty] | 15 | 59 |  |  |  | 10 | 50 |  |  |  |  | 7.8 | 46.04 |  |  |  |  | 6.7 | 44.06 | [5 empty] | 6.1 | 42.98 |  |  |  | 2.8 | 37.04 |  |  |  |  | 6.1 | 42.98 |  |  |  |  | 1.7 | 35.06
1994-04-10 | 22:00 | 12.2 | 53.96 | SUNDAY | #N/A | 1990-04-10 | 22:00 | 14.4 | 57.92 |  |  | 1991-04-10 | 22:00 | 10 | 50 |  |  | 1991-04-10 | 22:00 | 11.1 | 51.98 | [5 empty] | 12.8 | 55.04 |  |  |  | 8.9 | 48.02 |  |  |  |  | 7.8 | 46.04 |  |  |  |  | 7.2 | 44.96 | [5 empty] | 6.1 | 42.98 |  |  |  | 3.3 | 37.94 |  |  |  |  | 5.6 | 42.08 |  |  |  |  | 2.2 | 35.96
1994-04-10 | 23:00 | 10.6 | 51.08 | SUNDAY | #N/A | 1990-04-10 | 23:00 | 14.4 | 57.92 |  |  | 1991-04-10 | 23:00 | 8.3 | 46.94 |  |  | 1991-04-10 | 23:00 | 10 | 50 | [5 empty] | 10.6 | 51.08 |  |  |  | 7.8 | 46.04 |  |  |  |  | 7.2 | 44.96 |  |  |  |  | 6.7 | 44.06 | [5 empty] | 5.6 | 42.08 |  |  |  | 3.9 | 39.02 |  |  |  |  | 5 | 41 |  |  |  |  | 2.8 | 37.04
1994-04-10 | 24:00 | 10.6 | 51.08 | SUNDAY | #N/A | 1990-04-10 | 24:00 | 15.6 | 60.08 |  |  | 1991-04-10 | 24:00 | 8.3 | 46.94 |  |  | 1991-04-10 | 24:00 | 9.4 | 48.92 | [5 empty] | 8.9 | 48.02 |  |  |  | 6.7 | 44.06 |  |  |  |  | 6.1 | 42.98 |  |  |  |  | 6.7 | 44.06 | [5 empty] | 3.3 | 37.94 |  |  |  | 4.4 | 39.92 |  |  |  |  | 3.3 | 37.94 |  |  |  |  | 3.3 | 37.94
1994-04-11 | 1:00 | 10 | 50 | WEEKDAY | #N/A | 1990-04-11 | 1:00 | 17.2 | 62.96 |  |  | 1991-04-11 | 1:00 | 7.2 | 44.96 |  |  | 1991-04-11 | 1:00 | 9.4 | 48.92 | [5 empty] | 8.9 | 48.02 |  |  |  | 5 | 41 |  |  |  |  | 4.4 | 39.92 |  |  |  |  | 5.6 | 42.08 | [5 empty] | 2.8 | 37.04 |  |  |  | 3.9 | 39.02 |  |  |  |  | 3.3 | 37.94 |  |  |  |  | 2.8 | 37.04
1994-04-11 | 2:00 | 10 | 50 | WEEKDAY | #N/A | 1990-04-11 | 2:00 | 16.7 | 62.06 |  |  | 1991-04-11 | 2:00 | 6.3 | 43.34 |  |  | 1991-04-11 | 2:00 | 8.3 | 46.94 | [5 empty] | 7.8 | 46.04 |  |  |  | 5.6 | 42.08 |  |  |  |  | 3.9 | 39.02 |  |  |  |  | 4.4 | 39.92 | [5 empty] | 2.8 | 37.04 |  |  |  | 4.4 | 39.92 |  |  |  |  | 3.9 | 39.02 |  |  |  |  | 3.3 | 37.94
1994-04-11 | 3:00 | 8.9 | 48.02 | WEEKDAY | #N/A | 1990-04-11 | 3:00 | 16.1 | 60.98 |  |  | 1991-04-11 | 3:00 | 5 | 41 |  |  | 1991-04-11 | 3:00 | 6.7 | 44.06 | [5 empty] | 6.1 | 42.98 |  |  |  | 4.4 | 39.92 |  |  |  |  | 3.3 | 37.94 |  |  |  |  | 3.9 | 39.02 | [5 empty] | 3.3 | 37.94 |  |  |  | 3.9 | 39.02 |  |  |  |  | 3.9 | 39.02 |  |  |  |  | 3.3 | 37.94
1994-04-11 | 4:00 | 8.3 | 46.94 | WEEKDAY | #N/A | 1990-04-11 | 4:00 | 15 | 59 |  |  | 1991-04-11 | 4:00 | 5 | 41 |  |  | 1991-04-11 | 4:00 | 6.1 | 42.98 | [5 empty] | 5.6 | 42.08 |  |  |  | 4.4 | 39.92 |  |  |  |  | 2.8 | 37.04 |  |  |  |  | 1.7 | 35.06 | [5 empty] | 5 | 41 |  |  |  | 3.9 | 39.02 |  |  |  |  | 5 | 41 |  |  |  |  | 3.3 | 37.94
1994-04-11 | 5:00 | 8.3 | 46.94 | WEEKDAY | #N/A | 1990-04-11 | 5:00 | 15 | 59 |  |  | 1991-04-11 | 5:00 | 4.4 | 39.92 |  |  | 1991-04-11 | 5:00 | 6.1 | 42.98 | [5 empty] | 5.6 | 42.08 |  |  |  | 4.4 | 39.92 |  |  |  |  | 1.7 | 35.06 |  |  |  |  | 1.7 | 35.06 | [5 empty] | 5 | 41 |  |  |  | 3.3 | 37.94 |  |  |  |  | 4.4 | 39.92 |  |  |  |  | 3.9 | 39.02
1994-04-11 | 6:00 | 7.8 | 46.04 | WEEKDAY | #N/A | 1990-04-11 | 6:00 | 15 | 59 |  |  | 1991-04-11 | 6:00 | 4.4 | 39.92 |  |  | 1991-04-11 | 6:00 | 6.1 | 42.98 | [5 empty] | 5.6 | 42.08 |  |  |  | 5 | 41 |  |  |  |  | 1.7 | 35.06 |  |  |  |  | 2.8 | 37.04 | [5 empty] | 5.6 | 42.08 |  |  |  | 3.3 | 37.94 |  |  |  |  | 4.4 | 39.92 |  |  |  |  | 5 | 41
1994-04-11 | 7:00 | 8.3 | 46.94 | WEEKDAY | #N/A | 1990-04-11 | 7:00 | 13.9 | 57.02 |  |  | 1991-04-11 | 7:00 | 6.1 | 42.98 |  |  | 1991-04-11 | 7:00 | 7.2 | 44.96 | [5 empty] | 6.7 | 44.06 |  |  |  | 6.1 | 42.98 |  |  |  |  | 3.3 | 37.94 |  |  |  |  | 4.4 | 39.92 | [5 empty] | 6.7 | 44.06 |  |  |  | 3.3 | 37.94 |  |  |  |  | 5 | 41 |  |  |  |  | 4.4 | 39.92
1994-04-11 | 8:00 | 9.4 | 48.92 | WEEKDAY | #N/A | 1990-04-11 | 8:00 | 11.7 | 53.06 |  |  | 1991-04-11 | 8:00 | 6.7 | 44.06 |  |  | 1991-04-11 | 8:00 | 8.3 | 46.94 | [5 empty] | 7.8 | 46.04 |  |  |  | 7.2 | 44.96 |  |  |  |  | 5 | 41 |  |  |  |  | 6.1 | 42.98 | [5 empty] | 7.8 | 46.04 |  |  |  | 3.9 | 39.02 |  |  |  |  | 7.2 | 44.96 |  |  |  |  | 5.6 | 42.08
1994-04-11 | 9:00 | 10.6 | 51.08 | WEEKDAY | #N/A | 1990-04-11 | 9:00 | 12.2 | 53.96 |  |  | 1991-04-11 | 9:00 | 7.8 | 46.04 |  |  | 1991-04-11 | 9:00 | 10 | 50 | [5 empty] | 9.4 | 48.92 |  |  |  | 8.3 | 46.94 |  |  |  |  | 6.7 | 44.06 |  |  |  |  | 7.2 | 44.96 | [5 empty] | 7.8 | 46.04 |  |  |  | 5 | 41 |  |  |  |  | 10.6 | 51.08 |  |  |  |  | 5 | 41
1994-04-11 | 10:00 | 12.2 | 53.96 | WEEKDAY | #N/A | 1990-04-11 | 10:00 | 12.2 | 53.96 |  |  | 1991-04-11 | 10:00 | 8.3 | 46.94 |  |  | 1991-04-11 | 10:00 | 11.1 | 51.98 | [5 empty] | 10 | 50 |  |  |  | 8.9 | 48.02 |  |  |  |  | 7.8 | 46.04 |  |  |  |  | 8.3 | 46.94 | [5 empty] | 7.8 | 46.04 |  |  |  | 5 | 41 |  |  |  |  | 13.3 | 55.94 |  |  |  |  | 5.6 | 42.08
1994-04-11 | 11:00 | 13.3 | 55.94 | WEEKDAY | #N/A | 1990-04-11 | 11:00 | 12.2 | 53.96 |  |  | 1991-04-11 | 11:00 | 9.4 | 48.92 |  |  | 1991-04-11 | 11:00 | 11.7 | 53.06 | [5 empty] | 11.1 | 51.98 |  |  |  | 10 | 50 |  |  |  |  | 8.3 | 46.94 |  |  |  |  | 10 | 50 | [5 empty] | 7.2 | 44.96 |  |  |  | 6.1 | 42.98 |  |  |  |  | 16.7 | 62.06 |  |  |  |  | 7.2 | 44.96
1994-04-11 | 12:00 | 15 | 59 | WEEKDAY | #N/A | 1990-04-11 | 12:00 | 11.7 | 53.06 |  |  | 1991-04-11 | 12:00 | 10.6 | 51.08 |  |  | 1991-04-11 | 12:00 | 13.3 | 55.94 | [5 empty] | 12.2 | 53.96 |  |  |  | 11.1 | 51.98 |  |  |  |  | 8.3 | 46.94 |  |  |  |  | 11.1 | 51.98 | [5 empty] | 7.2 | 44.96 |  |  |  | 6.7 | 44.06 |  |  |  |  | 18.3 | 64.94 |  |  |  |  | 8.3 | 46.94
1994-04-11 | 13:00 | 16.7 | 62.06 | WEEKDAY | #N/A | 1990-04-11 | 13:00 | 12.2 | 53.96 |  |  | 1991-04-11 | 13:00 | 11.1 | 51.98 |  |  | 1991-04-11 | 13:00 | 13.9 | 57.02 | [5 empty] | 13.3 | 55.94 |  |  |  | 11.7 | 53.06 |  |  |  |  | 8.9 | 48.02 |  |  |  |  | 11.7 | 53.06 | [5 empty] | 8.3 | 46.94 |  |  |  | 7.8 | 46.04 |  |  |  |  | 20 | 68 |  |  |  |  | 9.4 | 48.92
1994-04-11 | 14:00 | 17.2 | 62.96 | WEEKDAY | #N/A | 1990-04-11 | 14:00 | 12.8 | 55.04 |  |  | 1991-04-11 | 14:00 | 12.8 | 55.04 |  |  | 1991-04-11 | 14:00 | 15 | 59 | [5 empty] | 13.9 | 57.02 |  |  |  | 11.7 | 53.06 |  |  |  |  | 8.3 | 46.94 |  |  |  |  | 12.2 | 53.96 | [5 empty] | 6.1 | 42.98 |  |  |  | 8.3 | 46.94 |  |  |  |  | 21.1 | 69.98 |  |  |  |  | 10 | 50
1994-04-11 | 15:00 | 17.8 | 64.04 | WEEKDAY | #N/A | 1990-04-11 | 15:00 | 11.7 | 53.06 |  |  | 1991-04-11 | 15:00 | 12.8 | 55.04 |  |  | 1991-04-11 | 15:00 | 15 | 59 | [5 empty] | 14.4 | 57.92 |  |  |  | 12.2 | 53.96 |  |  |  |  | 8.9 | 48.02 |  |  |  |  | 12.8 | 55.04 | [5 empty] | 9.4 | 48.92 |  |  |  | 9.4 | 48.92 |  |  |  |  | 22.8 | 73.04 |  |  |  |  | 8.3 | 46.94
1994-04-11 | 16:00 | 18.3 | 64.94 | WEEKDAY | #N/A | 1990-04-11 | 16:00 | 10.6 | 51.08 |  |  | 1991-04-11 | 16:00 | 11.7 | 53.06 |  |  | 1991-04-11 | 16:00 | 15 | 59 | [5 empty] | 13.3 | 55.94 |  |  |  | 11.7 | 53.06 |  |  |  |  | 10 | 50 |  |  |  |  | 12.8 | 55.04 | [5 empty] | 9.4 | 48.92 |  |  |  | 9.4 | 48.92 |  |  |  |  | 23.3 | 73.94 |  |  |  |  | 7.2 | 44.96
1994-04-11 | 17:00 | 17.2 | 62.96 | WEEKDAY | #N/A | 1990-04-11 | 17:00 | 9.4 | 48.92 |  |  | 1991-04-11 | 17:00 | 11.7 | 53.06 |  |  | 1991-04-11 | 17:00 | 14.4 | 57.92 | [5 empty] | 12.8 | 55.04 |  |  |  | 11.1 | 51.98 |  |  |  |  | 9.4 | 48.92 |  |  |  |  | 11.7 | 53.06 | [5 empty] | 10 | 50 |  |  |  | 8.3 | 46.94 |  |  |  |  | 22.8 | 73.04 |  |  |  |  | 6.7 | 44.06
1994-04-11 | 18:00 | 17.2 | 62.96 | WEEKDAY | #N/A | 1990-04-11 | 18:00 | 8.9 | 48.02 |  |  | 1991-04-11 | 18:00 | 10.6 | 51.08 |  |  | 1991-04-11 | 18:00 | 12.8 | 55.04 | [5 empty] | 11.7 | 53.06 |  |  |  | 9.4 | 48.92 |  |  |  |  | 8.3 | 46.94 |  |  |  |  | 10.6 | 51.08 | [5 empty] | 7.8 | 46.04 |  |  |  | 7.2 | 44.96 |  |  |  |  | 21.7 | 71.06 |  |  |  |  | 3.9 | 39.02
1994-04-11 | 19:00 | 16.7 | 62.06 | WEEKDAY | #N/A | 1990-04-11 | 19:00 | 7.8 | 46.04 |  |  | 1991-04-11 | 19:00 | 9.4 | 48.92 |  |  | 1991-04-11 | 19:00 | 11.1 | 51.98 | [5 empty] | 10 | 50 |  |  |  | 7.8 | 46.04 |  |  |  |  | 6.7 | 44.06 |  |  |  |  | 9.4 | 48.92 | [5 empty] | 6.1 | 42.98 |  |  |  | 5 | 41 |  |  |  |  | 19.4 | 66.92 |  |  |  |  | 2.8 | 37.04
1994-04-11 | 20:00 | 14.4 | 57.92 | WEEKDAY | #N/A | 1990-04-11 | 20:00 | 7.2 | 44.96 |  |  | 1991-04-11 | 20:00 | 8.3 | 46.94 |  |  | 1991-04-11 | 20:00 | 10 | 50 | [5 empty] | 9.4 | 48.92 |  |  |  | 6.1 | 42.98 |  |  |  |  | 5.6 | 42.08 |  |  |  |  | 8.9 | 48.02 | [5 empty] | 3.9 | 39.02 |  |  |  | 5 | 41 |  |  |  |  | 17.8 | 64.04 |  |  |  |  | 0.6 | 33.08
1994-04-11 | 21:00 | 14.4 | 57.92 | WEEKDAY | #N/A | 1990-04-11 | 21:00 | 6.7 | 44.06 |  |  | 1991-04-11 | 21:00 | 7.2 | 44.96 |  |  | 1991-04-11 | 21:00 | 9.4 | 48.92 | [5 empty] | 8.9 | 48.02 |  |  |  | 5.6 | 42.08 |  |  |  |  | 5 | 41 |  |  |  |  | 7.8 | 46.04 | [5 empty] | 3.3 | 37.94 |  |  |  | 5 | 41 |  |  |  |  | 16.1 | 60.98 |  |  |  |  | -0.6 | 30.92
1994-04-11 | 22:00 | 12.8 | 55.04 | WEEKDAY | #N/A | 1990-04-11 | 22:00 | 6.1 | 42.98 |  |  | 1991-04-11 | 22:00 | 6.7 | 44.06 |  |  | 1991-04-11 | 22:00 | 8.3 | 46.94 | [5 empty] | 6.7 | 44.06 |  |  |  | 5 | 41 |  |  |  |  | 5 | 41 |  |  |  |  | 7.2 | 44.96 | [5 empty] | 1.7 | 35.06 |  |  |  | 5.6 | 42.08 |  |  |  |  | 15 | 59 |  |  |  |  | -2.8 | 26.96
1994-04-11 | 23:00 | 13.3 | 55.94 | WEEKDAY | #N/A | 1990-04-11 | 23:00 | 5.6 | 42.08 |  |  | 1991-04-11 | 23:00 | 5 | 41 |  |  | 1991-04-11 | 23:00 | 7.2 | 44.96 | [5 empty] | 6.1 | 42.98 |  |  |  | 3.9 | 39.02 |  |  |  |  | 5 | 41 |  |  |  |  | 6.7 | 44.06 | [5 empty] | 0.6 | 33.08 |  |  |  | 5 | 41 |  |  |  |  | 14.4 | 57.92 |  |  |  |  | -4.4 | 24.08
1994-04-11 | 24:00 | 12.8 | 55.04 | WEEKDAY | #N/A | 1990-04-11 | 24:00 | 5.6 | 42.08 |  |  | 1991-04-11 | 24:00 | 4.4 | 39.92 |  |  | 1991-04-11 | 24:00 | 6.7 | 44.06 | [5 empty] | 5.6 | 42.08 |  |  |  | 3.3 | 37.94 |  |  |  |  | 5.6 | 42.08 |  |  |  |  | 6.1 | 42.98 | [5 empty] | -0.6 | 30.92 |  |  |  | 5 | 41 |  |  |  |  | 13.9 | 57.02 |  |  |  |  | -4.4 | 24.08
1994-04-12 | 1:00 | 12.2 | 53.96 | WEEKDAY | #N/A | 1990-04-12 | 1:00 | 5.6 | 42.08 |  |  | 1991-04-12 | 1:00 | 3.9 | 39.02 |  |  | 1991-04-12 | 1:00 | 6.1 | 42.98 | [5 empty] | 5 | 41 |  |  |  | 2.8 | 37.04 |  |  |  |  | 5 | 41 |  |  |  |  | 3.3 | 37.94 | [5 empty] | -1.1 | 30.02 |  |  |  | 5 | 41 |  |  |  |  | 13.9 | 57.02 |  |  |  |  | -5.6 | 21.92
1994-04-12 | 2:00 | 11.7 | 53.06 | WEEKDAY | #N/A | 1990-04-12 | 2:00 | 5.6 | 42.08 |  |  | 1991-04-12 | 2:00 | 3.3 | 37.94 |  |  | 1991-04-12 | 2:00 | 5.6 | 42.08 | [5 empty] | 4.4 | 39.92 |  |  |  | 1.7 | 35.06 |  |  |  |  | 5 | 41 |  |  |  |  | 1.1 | 33.98 | [5 empty] | -2.2 | 28.04 |  |  |  | 5 | 41 |  |  |  |  | 13.3 | 55.94 |  |  |  |  | -6.1 | 21.02
1994-04-12 | 3:00 | 10.6 | 51.08 | WEEKDAY | #N/A | 1990-04-12 | 3:00 | 5.6 | 42.08 |  |  | 1991-04-12 | 3:00 | 3.3 | 37.94 |  |  | 1991-04-12 | 3:00 | 5 | 41 | [5 empty] | 4.4 | 39.92 |  |  |  | 2.2 | 35.96 |  |  |  |  | 4.4 | 39.92 |  |  |  |  | 0.6 | 33.08 | [5 empty] | -1.7 | 28.94 |  |  |  | 5 | 41 |  |  |  |  | 12.8 | 55.04 |  |  |  |  | -7.2 | 19.04
1994-04-12 | 4:00 | 9.4 | 48.92 | WEEKDAY | #N/A | 1990-04-12 | 4:00 | 5 | 41 |  |  | 1991-04-12 | 4:00 | 2.8 | 37.04 |  |  | 1991-04-12 | 4:00 | 4.4 | 39.92 | [5 empty] | 3.9 | 39.02 |  |  |  | 2.2 | 35.96 |  |  |  |  | 5.6 | 42.08 |  |  |  |  | 0.6 | 33.08 | [5 empty] | -1.7 | 28.94 |  |  |  | 5.6 | 42.08 |  |  |  |  | 12.2 | 53.96 |  |  |  |  | -7.2 | 19.04
1994-04-12 | 5:00 | 10 | 50 | WEEKDAY | #N/A | 1990-04-12 | 5:00 | 5 | 41 |  |  | 1991-04-12 | 5:00 | 2.2 | 35.96 |  |  | 1991-04-12 | 5:00 | 4.4 | 39.92 | [5 empty] | 3.3 | 37.94 |  |  |  | 1.1 | 33.98 |  |  |  |  | 5 | 41 |  |  |  |  | 0 | 32 | [5 empty] | -1.7 | 28.94 |  |  |  | 5.6 | 42.08 |  |  |  |  | 11.7 | 53.06 |  |  |  |  | -7.2 | 19.04
1994-04-12 | 6:00 | 10 | 50 | WEEKDAY | #N/A | 1990-04-12 | 6:00 | 4.4 | 39.92 |  |  | 1991-04-12 | 6:00 | 1.7 | 35.06 |  |  | 1991-04-12 | 6:00 | 3.9 | 39.02 | [5 empty] | 3.3 | 37.94 |  |  |  | 1.1 | 33.98 |  |  |  |  | 5.6 | 42.08 |  |  |  |  | 0.6 | 33.08 | [5 empty] | -1.1 | 30.02 |  |  |  | 6.7 | 44.06 |  |  |  |  | 11.1 | 51.98 |  |  |  |  | -7.2 | 19.04
1994-04-12 | 7:00 | 9.4 | 48.92 | WEEKDAY | #N/A | 1990-04-12 | 7:00 | 4.4 | 39.92 |  |  | 1991-04-12 | 7:00 | 2.8 | 37.04 |  |  | 1991-04-12 | 7:00 | 4.4 | 39.92 | [5 empty] | 3.9 | 39.02 |  |  |  | 2.8 | 37.04 |  |  |  |  | 6.7 | 44.06 |  |  |  |  | 2.8 | 37.04 | [5 empty] | 0.6 | 33.08 |  |  |  | 8.3 | 46.94 |  |  |  |  | 11.7 | 53.06 |  |  |  |  | -2.2 | 28.04
1994-04-12 | 8:00 | 10 | 50 | WEEKDAY | #N/A | 1990-04-12 | 8:00 | 4.4 | 39.92 |  |  | 1991-04-12 | 8:00 | 3.9 | 39.02 |  |  | 1991-04-12 | 8:00 | 5.6 | 42.08 | [5 empty] | 4.4 | 39.92 |  |  |  | 3.9 | 39.02 |  |  |  |  | 7.8 | 46.04 |  |  |  |  | 3.9 | 39.02 | [5 empty] | 2.8 | 37.04 |  |  |  | 8.9 | 48.02 |  |  |  |  | 13.3 | 55.94 |  |  |  |  | 0.6 | 33.08
1994-04-12 | 9:00 | 10 | 50 | WEEKDAY | #N/A | 1990-04-12 | 9:00 | 5 | 41 |  |  | 1991-04-12 | 9:00 | 5 | 41 |  |  | 1991-04-12 | 9:00 | 6.7 | 44.06 | [5 empty] | 5.6 | 42.08 |  |  |  | 5 | 41 |  |  |  |  | 9.4 | 48.92 |  |  |  |  | 5.6 | 42.08 | [5 empty] | 5.6 | 42.08 |  |  |  | 10 | 50 |  |  |  |  | 15.6 | 60.08 |  |  |  |  | 2.8 | 37.04
1994-04-12 | 10:00 | 10.6 | 51.08 | WEEKDAY | #N/A | 1990-04-12 | 10:00 | 5 | 41 |  |  | 1991-04-12 | 10:00 | 6.7 | 44.06 |  |  | 1991-04-12 | 10:00 | 8.3 | 46.94 | [5 empty] | 7.2 | 44.96 |  |  |  | 6.7 | 44.06 |  |  |  |  | 10 | 50 |  |  |  |  | 7.2 | 44.96 | [5 empty] | 6.7 | 44.06 |  |  |  | 10.6 | 51.08 |  |  |  |  | 18.3 | 64.94 |  |  |  |  | 5 | 41
1994-04-12 | 11:00 | 9.4 | 48.92 | WEEKDAY | #N/A | 1990-04-12 | 11:00 | 6.7 | 44.06 |  |  | 1991-04-12 | 11:00 | 7.2 | 44.96 |  |  | 1991-04-12 | 11:00 | 8.9 | 48.02 | [5 empty] | 7.8 | 46.04 |  |  |  | 7.2 | 44.96 |  |  |  |  | 11.7 | 53.06 |  |  |  |  | 8.9 | 48.02 | [5 empty] | 8.3 | 46.94 |  |  |  | 11.7 | 53.06 |  |  |  |  | 20 | 68 |  |  |  |  | 6.1 | 42.98
1994-04-12 | 12:00 | 8.9 | 48.02 | WEEKDAY | #N/A | 1990-04-12 | 12:00 | 7.8 | 46.04 |  |  | 1991-04-12 | 12:00 | 9.4 | 48.92 |  |  | 1991-04-12 | 12:00 | 9.4 | 48.92 | [5 empty] | 8.9 | 48.02 |  |  |  | 8.3 | 46.94 |  |  |  |  | 13.9 | 57.02 |  |  |  |  | 10.6 | 51.08 | [5 empty] | 8.9 | 48.02 |  |  |  | 11.1 | 51.98 |  |  |  |  | 20.6 | 69.08 |  |  |  |  | 7.2 | 44.96
1994-04-12 | 13:00 | 7.8 | 46.04 | WEEKDAY | #N/A | 1990-04-12 | 13:00 | 8.9 | 48.02 |  |  | 1991-04-12 | 13:00 | 10 | 50 |  |  | 1991-04-12 | 13:00 | 11.1 | 51.98 | [5 empty] | 10 | 50 |  |  |  | 9.4 | 48.92 |  |  |  |  | 16.1 | 60.98 |  |  |  |  | 10 | 50 | [5 empty] | 10 | 50 |  |  |  | 11.7 | 53.06 |  |  |  |  | 22.2 | 71.96 |  |  |  |  | 8.9 | 48.02
1994-04-12 | 14:00 | 7.2 | 44.96 | WEEKDAY | #N/A | 1990-04-12 | 14:00 | 8.9 | 48.02 |  |  | 1991-04-12 | 14:00 | 11.7 | 53.06 |  |  | 1991-04-12 | 14:00 | 12.2 | 53.96 | [5 empty] | 10.6 | 51.08 |  |  |  | 9.4 | 48.92 |  |  |  |  | 16.7 | 62.06 |  |  |  |  | 11.1 | 51.98 | [5 empty] | 10.6 | 51.08 |  |  |  | 11.7 | 53.06 |  |  |  |  | 23.3 | 73.94 |  |  |  |  | 9.4 | 48.92
1994-04-12 | 15:00 | 7.2 | 44.96 | WEEKDAY | #N/A | 1990-04-12 | 15:00 | 9.4 | 48.92 |  |  | 1991-04-12 | 15:00 | 12.2 | 53.96 |  |  | 1991-04-12 | 15:00 | 12.8 | 55.04 | [5 empty] | 11.1 | 51.98 |  |  |  | 10 | 50 |  |  |  |  | 15 | 59 |  |  |  |  | 10 | 50 | [5 empty] | 11.1 | 51.98 |  |  |  | 10 | 50 |  |  |  |  | 23.9 | 75.02 |  |  |  |  | 8.9 | 48.02
1994-04-12 | 16:00 | 7.8 | 46.04 | WEEKDAY | #N/A | 1990-04-12 | 16:00 | 8.3 | 46.94 |  |  | 1991-04-12 | 16:00 | 11.7 | 53.06 |  |  | 1991-04-12 | 16:00 | 12.8 | 55.04 | [5 empty] | 11.7 | 53.06 |  |  |  | 10.6 | 51.08 |  |  |  |  | 15 | 59 |  |  |  |  | 8.9 | 48.02 | [5 empty] | 11.7 | 53.06 |  |  |  | 10 | 50 |  |  |  |  | 22.2 | 71.96 |  |  |  |  | 11.1 | 51.98
1994-04-12 | 17:00 | 7.8 | 46.04 | WEEKDAY | #N/A | 1990-04-12 | 17:00 | 7.8 | 46.04 |  |  | 1991-04-12 | 17:00 | 11.7 | 53.06 |  |  | 1991-04-12 | 17:00 | 12.2 | 53.96 | [5 empty] | 11.1 | 51.98 |  |  |  | 10 | 50 |  |  |  |  | 15 | 59 |  |  |  |  | 7.2 | 44.96 | [5 empty] | 11.1 | 51.98 |  |  |  | 9.4 | 48.92 |  |  |  |  | 22.2 | 71.96 |  |  |  |  | 11.1 | 51.98
1994-04-12 | 18:00 | 7.2 | 44.96 | WEEKDAY | #N/A | 1990-04-12 | 18:00 | 7.8 | 46.04 |  |  | 1991-04-12 | 18:00 | 10 | 50 |  |  | 1991-04-12 | 18:00 | 11.7 | 53.06 | [5 empty] | 10.6 | 51.08 |  |  |  | 9.4 | 48.92 |  |  |  |  | 12.2 | 53.96 |  |  |  |  | 7.2 | 44.96 | [5 empty] | 9.4 | 48.92 |  |  |  | 7.2 | 44.96 |  |  |  |  | 17.8 | 64.04 |  |  |  |  | 8.3 | 46.94
1994-04-12 | 19:00 | 6.7 | 44.06 | WEEKDAY | #N/A | 1990-04-12 | 19:00 | 7.2 | 44.96 |  |  | 1991-04-12 | 19:00 | 8.9 | 48.02 |  |  | 1991-04-12 | 19:00 | 10 | 50 | [5 empty] | 8.3 | 46.94 |  |  |  | 8.3 | 46.94 |  |  |  |  | 11.7 | 53.06 |  |  |  |  | 6.7 | 44.06 | [5 empty] | 6.7 | 44.06 |  |  |  | 4.4 | 39.92 |  |  |  |  | 17.8 | 64.04 |  |  |  |  | 6.7 | 44.06
1994-04-12 | 20:00 | 6.7 | 44.06 | WEEKDAY | #N/A | 1990-04-12 | 20:00 | 6.7 | 44.06 |  |  | 1991-04-12 | 20:00 | 6.7 | 44.06 |  |  | 1991-04-12 | 20:00 | 9.4 | 48.92 | [5 empty] | 7.2 | 44.96 |  |  |  | 3.9 | 39.02 |  |  |  |  | 11.7 | 53.06 |  |  |  |  | 6.7 | 44.06 | [5 empty] | 4.4 | 39.92 |  |  |  | 4.4 | 39.92 |  |  |  |  | 16.7 | 62.06 |  |  |  |  | 5.6 | 42.08
1994-04-12 | 21:00 | 6.7 | 44.06 | WEEKDAY | #N/A | 1990-04-12 | 21:00 | 6.1 | 42.98 |  |  | 1991-04-12 | 21:00 | 6.1 | 42.98 |  |  | 1991-04-12 | 21:00 | 7.8 | 46.04 | [5 empty] | 6.1 | 42.98 |  |  |  | 2.8 | 37.04 |  |  |  |  | 11.1 | 51.98 |  |  |  |  | 6.7 | 44.06 | [5 empty] | 5.6 | 42.08 |  |  |  | 4.4 | 39.92 |  |  |  |  | 18.9 | 66.02 |  |  |  |  | 4.4 | 39.92
1994-04-12 | 22:00 | 6.7 | 44.06 | WEEKDAY | #N/A | 1990-04-12 | 22:00 | 5.6 | 42.08 |  |  | 1991-04-12 | 22:00 | 3.9 | 39.02 |  |  | 1991-04-12 | 22:00 | 7.2 | 44.96 | [5 empty] | 5 | 41 |  |  |  | 1.1 | 33.98 |  |  |  |  | 11.1 | 51.98 |  |  |  |  | 6.1 | 42.98 | [5 empty] | 5 | 41 |  |  |  | 3.9 | 39.02 |  |  |  |  | 18.3 | 64.94 |  |  |  |  | 3.9 | 39.02
1994-04-12 | 23:00 | 6.7 | 44.06 | WEEKDAY | #N/A | 1990-04-12 | 23:00 | 5 | 41 |  |  | 1991-04-12 | 23:00 | 2.8 | 37.04 |  |  | 1991-04-12 | 23:00 | 7.2 | 44.96 | [5 empty] | 2.2 | 35.96 |  |  |  | -0.5 | 31.1 |  |  |  |  | 11.1 | 51.98 |  |  |  |  | 6.1 | 42.98 | [5 empty] | 3.9 | 39.02 |  |  |  | 3.3 | 37.94 |  |  |  |  | 17.8 | 64.04 |  |  |  |  | 3.3 | 37.94
1994-04-12 | 24:00 | 6.7 | 44.06 | WEEKDAY | #N/A | 1990-04-12 | 24:00 | 3.9 | 39.02 |  |  | 1991-04-12 | 24:00 | 6.1 | 42.98 |  |  | 1991-04-12 | 24:00 | 6.7 | 44.06 | [5 empty] | 2.2 | 35.96 |  |  |  | -0.5 | 31.1 |  |  |  |  | 8.9 | 48.02 |  |  |  |  | 6.1 | 42.98 | [5 empty] | 2.8 | 37.04 |  |  |  | 3.9 | 39.02 |  |  |  |  | 15 | 59 |  |  |  |  | 3.3 | 37.94
1994-04-13 | 1:00 | 6.7 | 44.06 | WEEKDAY | #N/A | 1990-04-13 | 1:00 | 3.3 | 37.94 |  |  | 1991-04-13 | 1:00 | 6.7 | 44.06 |  |  | 1991-04-13 | 1:00 | 6.1 | 42.98 | [5 empty] | 3.9 | 39.02 |  |  |  | -0.5 | 31.1 |  |  |  |  | 6.7 | 44.06 |  |  |  |  | 6.1 | 42.98 | [5 empty] | 3.3 | 37.94 |  |  |  | 3.9 | 39.02 |  |  |  |  | 15 | 59 |  |  |  |  | 1.7 | 35.06
1994-04-13 | 2:00 | 6.1 | 42.98 | WEEKDAY | #N/A | 1990-04-13 | 2:00 | 2.8 | 37.04 |  |  | 1991-04-13 | 2:00 | 5.6 | 42.08 |  |  | 1991-04-13 | 2:00 | 6.7 | 44.06 | [5 empty] | 6.1 | 42.98 |  |  |  | -0.5 | 31.1 |  |  |  |  | 4.4 | 39.92 |  |  |  |  | 6.1 | 42.98 | [5 empty] | 3.9 | 39.02 |  |  |  | 3.9 | 39.02 |  |  |  |  | 15 | 59 |  |  |  |  | 1.7 | 35.06
1994-04-13 | 3:00 | 6.1 | 42.98 | WEEKDAY | #N/A | 1990-04-13 | 3:00 | 2.2 | 35.96 |  |  | 1991-04-13 | 3:00 | 5 | 41 |  |  | 1991-04-13 | 3:00 | 6.1 | 42.98 | [5 empty] | 6.1 | 42.98 |  |  |  | 0 | 32 |  |  |  |  | 3.3 | 37.94 |  |  |  |  | 6.1 | 42.98 | [5 empty] | 3.9 | 39.02 |  |  |  | 3.9 | 39.02 |  |  |  |  | 15.6 | 60.08 |  |  |  |  | -1.7 | 28.94
1994-04-13 | 4:00 | 6.1 | 42.98 | WEEKDAY | #N/A | 1990-04-13 | 4:00 | 2.2 | 35.96 |  |  | 1991-04-13 | 4:00 | 3.9 | 39.02 |  |  | 1991-04-13 | 4:00 | 6.1 | 42.98 | [5 empty] | 4.4 | 39.92 |  |  |  | -0.5 | 31.1 |  |  |  |  | 3.3 | 37.94 |  |  |  |  | 6.1 | 42.98 | [5 empty] | 3.9 | 39.02 |  |  |  | 2.8 | 37.04 |  |  |  |  | 15 | 59 |  |  |  |  | 0 | 32
1994-04-13 | 5:00 | 6.1 | 42.98 | WEEKDAY | #N/A | 1990-04-13 | 5:00 | 2.2 | 35.96 |  |  | 1991-04-13 | 5:00 | 3.3 | 37.94 |  |  | 1991-04-13 | 5:00 | 5.6 | 42.08 | [5 empty] | 2.8 | 37.04 |  |  |  | -0.5 | 31.1 |  |  |  |  | 2.8 | 37.04 |  |  |  |  | 6.1 | 42.98 | [5 empty] | 3.9 | 39.02 |  |  |  | 2.8 | 37.04 |  |  |  |  | 15 | 59 |  |  |  |  | -1.1 | 30.02
1994-04-13 | 6:00 | 6.7 | 44.06 | WEEKDAY | #N/A | 1990-04-13 | 6:00 | 2.2 | 35.96 |  |  | 1991-04-13 | 6:00 | 2.8 | 37.04 |  |  | 1991-04-13 | 6:00 | 6.1 | 42.98 | [5 empty] | 3.9 | 39.02 |  |  |  | 0 | 32 |  |  |  |  | 3.3 | 37.94 |  |  |  |  | 6.1 | 42.98 | [5 empty] | 3.9 | 39.02 |  |  |  | 2.2 | 35.96 |  |  |  |  | 14.4 | 57.92 |  |  |  |  | -1.1 | 30.02
1994-04-13 | 7:00 | 6.7 | 44.06 | WEEKDAY | #N/A | 1990-04-13 | 7:00 | 3.3 | 37.94 |  |  | 1991-04-13 | 7:00 | 5 | 41 |  |  | 1991-04-13 | 7:00 | 6.7 | 44.06 | [5 empty] | 6.1 | 42.98 |  |  |  | 1.1 | 33.98 |  |  |  |  | 3.9 | 39.02 |  |  |  |  | 6.1 | 42.98 | [5 empty] | 3.3 | 37.94 |  |  |  | 2.8 | 37.04 |  |  |  |  | 13.9 | 57.02 |  |  |  |  | -0.6 | 30.92
1994-04-13 | 8:00 | 6.7 | 44.06 | WEEKDAY | #N/A | 1990-04-13 | 8:00 | 3.9 | 39.02 |  |  | 1991-04-13 | 8:00 | 6.7 | 44.06 |  |  | 1991-04-13 | 8:00 | 7.2 | 44.96 | [5 empty] | 8.3 | 46.94 |  |  |  | 5.6 | 42.08 |  |  |  |  | 5 | 41 |  |  |  |  | 6.7 | 44.06 | [5 empty] | 4.4 | 39.92 |  |  |  | 3.9 | 39.02 |  |  |  |  | 13.9 | 57.02 |  |  |  |  | -0.6 | 30.92
1994-04-13 | 9:00 | 6.7 | 44.06 | WEEKDAY | #N/A | 1990-04-13 | 9:00 | 5 | 41 |  |  | 1991-04-13 | 9:00 | 7.2 | 44.96 |  |  | 1991-04-13 | 9:00 | 7.8 | 46.04 | [5 empty] | 9.4 | 48.92 |  |  |  | 6.7 | 44.06 |  |  |  |  | 6.1 | 42.98 |  |  |  |  | 7.2 | 44.96 | [5 empty] | 5.6 | 42.08 |  |  |  | 3.3 | 37.94 |  |  |  |  | 14.4 | 57.92 |  |  |  |  | 1.7 | 35.06
1994-04-13 | 10:00 | 7.2 | 44.96 | WEEKDAY | #N/A | 1990-04-13 | 10:00 | 5.6 | 42.08 |  |  | 1991-04-13 | 10:00 | 8.3 | 46.94 |  |  | 1991-04-13 | 10:00 | 8.3 | 46.94 | [5 empty] | 9.4 | 48.92 |  |  |  | 8.3 | 46.94 |  |  |  |  | 7.8 | 46.04 |  |  |  |  | 7.8 | 46.04 | [5 empty] | 5.6 | 42.08 |  |  |  | 3.9 | 39.02 |  |  |  |  | 15 | 59 |  |  |  |  | 2.8 | 37.04
1994-04-13 | 11:00 | 7.8 | 46.04 | WEEKDAY | #N/A | 1990-04-13 | 11:00 | 6.7 | 44.06 |  |  | 1991-04-13 | 11:00 | 8.9 | 48.02 |  |  | 1991-04-13 | 11:00 | 9.4 | 48.92 | [5 empty] | 9.4 | 48.92 |  |  |  | 8.9 | 48.02 |  |  |  |  | 8.3 | 46.94 |  |  |  |  | 7.8 | 46.04 | [5 empty] | 5.6 | 42.08 |  |  |  | 5 | 41 |  |  |  |  | 13.3 | 55.94 |  |  |  |  | 1.7 | 35.06
1994-04-13 | 12:00 | 7.2 | 44.96 | WEEKDAY | #N/A | 1990-04-13 | 12:00 | 7.8 | 46.04 |  |  | 1991-04-13 | 12:00 | 9.4 | 48.92 |  |  | 1991-04-13 | 12:00 | 9.4 | 48.92 | [5 empty] | 10 | 50 |  |  |  | 9.4 | 48.92 |  |  |  |  | 9.4 | 48.92 |  |  |  |  | 7.8 | 46.04 | [5 empty] | 6.7 | 44.06 |  |  |  | 6.1 | 42.98 |  |  |  |  | 13.9 | 57.02 |  |  |  |  | 2.2 | 35.96
1994-04-13 | 13:00 | 7.2 | 44.96 | WEEKDAY | #N/A | 1990-04-13 | 13:00 | 8.9 | 48.02 |  |  | 1991-04-13 | 13:00 | 8.9 | 48.02 |  |  | 1991-04-13 | 13:00 | 8.3 | 46.94 | [5 empty] | 9.4 | 48.92 |  |  |  | 9.4 | 48.92 |  |  |  |  | 9.4 | 48.92 |  |  |  |  | 7.8 | 46.04 | [5 empty] | 7.8 | 46.04 |  |  |  | 7.2 | 44.96 |  |  |  |  | 13.9 | 57.02 |  |  |  |  | 2.8 | 37.04
1994-04-13 | 14:00 | 7.8 | 46.04 | WEEKDAY | #N/A | 1990-04-13 | 14:00 | 10 | 50 |  |  | 1991-04-13 | 14:00 | 7.8 | 46.04 |  |  | 1991-04-13 | 14:00 | 6.7 | 44.06 | [5 empty] | 9.4 | 48.92 |  |  |  | 8.9 | 48.02 |  |  |  |  | 10 | 50 |  |  |  |  | 8.3 | 46.94 | [5 empty] | 9.4 | 48.92 |  |  |  | 6.1 | 42.98 |  |  |  |  | 13.9 | 57.02 |  |  |  |  | 3.3 | 37.94
1994-04-13 | 15:00 | 8.3 | 46.94 | WEEKDAY | #N/A | 1990-04-13 | 15:00 | 10.6 | 51.08 |  |  | 1991-04-13 | 15:00 | 5.6 | 42.08 |  |  | 1991-04-13 | 15:00 | 6.7 | 44.06 | [5 empty] | 7.2 | 44.96 |  |  |  | 8.3 | 46.94 |  |  |  |  | 10 | 50 |  |  |  |  | 8.9 | 48.02 | [5 empty] | 10.6 | 51.08 |  |  |  | 5.6 | 42.08 |  |  |  |  | 10.6 | 51.08 |  |  |  |  | 2.8 | 37.04
1994-04-13 | 16:00 | 12.8 | 55.04 | WEEKDAY | #N/A | 1990-04-13 | 16:00 | 10.6 | 51.08 |  |  | 1991-04-13 | 16:00 | 5 | 41 |  |  | 1991-04-13 | 16:00 | 6.1 | 42.98 | [5 empty] | 6.1 | 42.98 |  |  |  | 6.7 | 44.06 |  |  |  |  | 9.4 | 48.92 |  |  |  |  | 9.4 | 48.92 | [5 empty] | 10 | 50 |  |  |  | 5 | 41 |  |  |  |  | 9.4 | 48.92 |  |  |  |  | 2.8 | 37.04
1994-04-13 | 17:00 | 13.9 | 57.02 | WEEKDAY | #N/A | 1990-04-13 | 17:00 | 8.9 | 48.02 |  |  | 1991-04-13 | 17:00 | 5 | 41 |  |  | 1991-04-13 | 17:00 | 6.1 | 42.98 | [5 empty] | 5.6 | 42.08 |  |  |  | 5.6 | 42.08 |  |  |  |  | 8.3 | 46.94 |  |  |  |  | 9.4 | 48.92 | [5 empty] | 10 | 50 |  |  |  | 6.1 | 42.98 |  |  |  |  | 10 | 50 |  |  |  |  | 2.2 | 35.96
1994-04-13 | 18:00 | 13.3 | 55.94 | WEEKDAY | #N/A | 1990-04-13 | 18:00 | 7.2 | 44.96 |  |  | 1991-04-13 | 18:00 | 4.4 | 39.92 |  |  | 1991-04-13 | 18:00 | 5.6 | 42.08 | [5 empty] | 5 | 41 |  |  |  | 5 | 41 |  |  |  |  | 6.7 | 44.06 |  |  |  |  | 9.4 | 48.92 | [5 empty] | 9.4 | 48.92 |  |  |  | 5 | 41 |  |  |  |  | 10 | 50 |  |  |  |  | 1.7 | 35.06
1994-04-13 | 19:00 | 12.8 | 55.04 | WEEKDAY | #N/A | 1990-04-13 | 19:00 | 6.1 | 42.98 |  |  | 1991-04-13 | 19:00 | 3.9 | 39.02 |  |  | 1991-04-13 | 19:00 | 5 | 41 | [5 empty] | 5 | 41 |  |  |  | 4.4 | 39.92 |  |  |  |  | 4.4 | 39.92 |  |  |  |  | 10 | 50 | [5 empty] | 8.3 | 46.94 |  |  |  | 3.9 | 39.02 |  |  |  |  | 10 | 50 |  |  |  |  | 1.1 | 33.98
1994-04-13 | 20:00 | 12.2 | 53.96 | WEEKDAY | #N/A | 1990-04-13 | 20:00 | 6.1 | 42.98 |  |  | 1991-04-13 | 20:00 | 3.3 | 37.94 |  |  | 1991-04-13 | 20:00 | 5 | 41 | [5 empty] | 4.4 | 39.92 |  |  |  | 3.9 | 39.02 |  |  |  |  | 3.9 | 39.02 |  |  |  |  | 10 | 50 | [5 empty] | 7.8 | 46.04 |  |  |  | 3.3 | 37.94 |  |  |  |  | 10 | 50 |  |  |  |  | 1.1 | 33.98
1994-04-13 | 21:00 | 12.8 | 55.04 | WEEKDAY | #N/A | 1990-04-13 | 21:00 | 6.1 | 42.98 |  |  | 1991-04-13 | 21:00 | 3.3 | 37.94 |  |  | 1991-04-13 | 21:00 | 5 | 41 | [5 empty] | 4.4 | 39.92 |  |  |  | 3.9 | 39.02 |  |  |  |  | 3.9 | 39.02 |  |  |  |  | 10 | 50 | [5 empty] | 7.2 | 44.96 |  |  |  | 2.8 | 37.04 |  |  |  |  | 8.9 | 48.02 |  |  |  |  | 0.6 | 33.08
1994-04-13 | 22:00 | 12.2 | 53.96 | WEEKDAY | #N/A | 1990-04-13 | 22:00 | 6.1 | 42.98 |  |  | 1991-04-13 | 22:00 | 3.3 | 37.94 |  |  | 1991-04-13 | 22:00 | 5 | 41 | [5 empty] | 4.4 | 39.92 |  |  |  | 3.9 | 39.02 |  |  |  |  | 2.8 | 37.04 |  |  |  |  | 10.6 | 51.08 | [5 empty] | 6.7 | 44.06 |  |  |  | 2.2 | 35.96 |  |  |  |  | 8.9 | 48.02 |  |  |  |  | 0.6 | 33.08
1994-04-13 | 23:00 | 12.2 | 53.96 | WEEKDAY | #N/A | 1990-04-13 | 23:00 | 6.1 | 42.98 |  |  | 1991-04-13 | 23:00 | 3.3 | 37.94 |  |  | 1991-04-13 | 23:00 | 4.4 | 39.92 | [5 empty] | 4.4 | 39.92 |  |  |  | 3.3 | 37.94 |  |  |  |  | 2.8 | 37.04 |  |  |  |  | 9.4 | 48.92 | [5 empty] | 6.1 | 42.98 |  |  |  | 1.7 | 35.06 |  |  |  |  | 8.9 | 48.02 |  |  |  |  | 1.1 | 33.98
1994-04-13 | 24:00 | 12.8 | 55.04 | WEEKDAY | #N/A | 1990-04-13 | 24:00 | 6.1 | 42.98 |  |  | 1991-04-13 | 24:00 | 3.3 | 37.94 |  |  | 1991-04-13 | 24:00 | 4.4 | 39.92 | [5 empty] | 4.4 | 39.92 |  |  |  | 3.3 | 37.94 |  |  |  |  | 2.8 | 37.04 |  |  |  |  | 7.8 | 46.04 | [5 empty] | 5.6 | 42.08 |  |  |  | 2.2 | 35.96 |  |  |  |  | 9.4 | 48.92 |  |  |  |  | 0.6 | 33.08
1994-04-14 | 1:00 | 12.2 | 53.96 | WEEKDAY | #N/A | 1990-04-14 | 1:00 | 5.6 | 42.08 |  |  | 1991-04-14 | 1:00 | 2.8 | 37.04 |  |  | 1991-04-14 | 1:00 | 4.4 | 39.92 | [5 empty] | 4.4 | 39.92 |  |  |  | 2.8 | 37.04 |  |  |  |  | 2.8 | 37.04 |  |  |  |  | 5.6 | 42.08 | [5 empty] | 5.6 | 42.08 |  |  |  | 1.7 | 35.06 |  |  |  |  | 8.9 | 48.02 |  |  |  |  | 0.6 | 33.08
1994-04-14 | 2:00 | 12.8 | 55.04 | WEEKDAY | #N/A | 1990-04-14 | 2:00 | 5 | 41 |  |  | 1991-04-14 | 2:00 | 2.8 | 37.04 |  |  | 1991-04-14 | 2:00 | 4.4 | 39.92 | [5 empty] | 3.9 | 39.02 |  |  |  | 3.3 | 37.94 |  |  |  |  | 2.8 | 37.04 |  |  |  |  | 6.1 | 42.98 | [5 empty] | 5.6 | 42.08 |  |  |  | 2.2 | 35.96 |  |  |  |  | 8.9 | 48.02 |  |  |  |  | 0.6 | 33.08
1994-04-14 | 3:00 | 12.8 | 55.04 | WEEKDAY | #N/A | 1990-04-14 | 3:00 | 5 | 41 |  |  | 1991-04-14 | 3:00 | 3.3 | 37.94 |  |  | 1991-04-14 | 3:00 | 4.4 | 39.92 | [5 empty] | 4.4 | 39.92 |  |  |  | 3.3 | 37.94 |  |  |  |  | 2.8 | 37.04 |  |  |  |  | 5.6 | 42.08 | [5 empty] | 5.6 | 42.08 |  |  |  | 2.8 | 37.04 |  |  |  |  | 9.4 | 48.92 |  |  |  |  | 0.6 | 33.08
1994-04-14 | 4:00 | 12.8 | 55.04 | WEEKDAY | #N/A | 1990-04-14 | 4:00 | 5 | 41 |  |  | 1991-04-14 | 4:00 | 3.3 | 37.94 |  |  | 1991-04-14 | 4:00 | 4.4 | 39.92 | [5 empty] | 4.4 | 39.92 |  |  |  | 2.8 | 37.04 |  |  |  |  | 2.2 | 35.96 |  |  |  |  | 6.1 | 42.98 | [5 empty] | 5.6 | 42.08 |  |  |  | 2.8 | 37.04 |  |  |  |  | 9.4 | 48.92 |  |  |  |  | 0.6 | 33.08
1994-04-14 | 5:00 | 12.8 | 55.04 | WEEKDAY | #N/A | 1990-04-14 | 5:00 | 4.4 | 39.92 |  |  | 1991-04-14 | 5:00 | 2.8 | 37.04 |  |  | 1991-04-14 | 5:00 | 5 | 41 | [5 empty] | 4.4 | 39.92 |  |  |  | 1.1 | 33.98 |  |  |  |  | 1.7 | 35.06 |  |  |  |  | 6.1 | 42.98 | [5 empty] | 5 | 41 |  |  |  | 3.3 | 37.94 |  |  |  |  | 9.4 | 48.92 |  |  |  |  | 0 | 32
1994-04-14 | 6:00 | 13.3 | 55.94 | WEEKDAY | #N/A | 1990-04-14 | 6:00 | 5 | 41 |  |  | 1991-04-14 | 6:00 | 2.8 | 37.04 |  |  | 1991-04-14 | 6:00 | 5 | 41 | [5 empty] | 4.4 | 39.92 |  |  |  | 0.6 | 33.08 |  |  |  |  | 1.7 | 35.06 |  |  |  |  | 7.8 | 46.04 | [5 empty] | 4.4 | 39.92 |  |  |  | 2.8 | 37.04 |  |  |  |  | 10 | 50 |  |  |  |  | 0.6 | 33.08
1994-04-14 | 7:00 | 14.4 | 57.92 | WEEKDAY | #N/A | 1990-04-14 | 7:00 | 6.7 | 44.06 |  |  | 1991-04-14 | 7:00 | 3.3 | 37.94 |  |  | 1991-04-14 | 7:00 | 5 | 41 | [5 empty] | 4.4 | 39.92 |  |  |  | 0.6 | 33.08 |  |  |  |  | 1.7 | 35.06 |  |  |  |  | 8.3 | 46.94 | [5 empty] | 5 | 41 |  |  |  | 2.8 | 37.04 |  |  |  |  | 10 | 50 |  |  |  |  | 1.7 | 35.06
1994-04-14 | 8:00 | 15.6 | 60.08 | WEEKDAY | #N/A | 1990-04-14 | 8:00 | 8.3 | 46.94 |  |  | 1991-04-14 | 8:00 | 3.9 | 39.02 |  |  | 1991-04-14 | 8:00 | 6.1 | 42.98 | [5 empty] | 6.1 | 42.98 |  |  |  | 2.8 | 37.04 |  |  |  |  | 1.7 | 35.06 |  |  |  |  | 10 | 50 | [5 empty] | 8.9 | 48.02 |  |  |  | 2.8 | 37.04 |  |  |  |  | 10.6 | 51.08 |  |  |  |  | 2.2 | 35.96
1994-04-14 | 9:00 | 16.1 | 60.98 | WEEKDAY | #N/A | 1990-04-14 | 9:00 | 10 | 50 |  |  | 1991-04-14 | 9:00 | 6.7 | 44.06 |  |  | 1991-04-14 | 9:00 | 6.7 | 44.06 | [5 empty] | 8.3 | 46.94 |  |  |  | 5 | 41 |  |  |  |  | 2.2 | 35.96 |  |  |  |  | 10.6 | 51.08 | [5 empty] | 10 | 50 |  |  |  | 2.8 | 37.04 |  |  |  |  | 12.8 | 55.04 |  |  |  |  | 2.2 | 35.96
1994-04-14 | 10:00 | 16.7 | 62.06 | WEEKDAY | #N/A | 1990-04-14 | 10:00 | 10.6 | 51.08 |  |  | 1991-04-14 | 10:00 | 8.3 | 46.94 |  |  | 1991-04-14 | 10:00 | 8.3 | 46.94 | [5 empty] | 8.3 | 46.94 |  |  |  | 8.3 | 46.94 |  |  |  |  | 2.8 | 37.04 |  |  |  |  | 11.7 | 53.06 | [5 empty] | 11.1 | 51.98 |  |  |  | 2.8 | 37.04 |  |  |  |  | 15 | 59 |  |  |  |  | 2.8 | 37.04
1994-04-14 | 11:00 | 17.2 | 62.96 | WEEKDAY | #N/A | 1990-04-14 | 11:00 | 10 | 50 |  |  | 1991-04-14 | 11:00 | 10 | 50 |  |  | 1991-04-14 | 11:00 | 10 | 50 | [5 empty] | 10.6 | 51.08 |  |  |  | 10 | 50 |  |  |  |  | 3.3 | 37.94 |  |  |  |  | 13.3 | 55.94 | [5 empty] | 11.7 | 53.06 |  |  |  | 3.3 | 37.94 |  |  |  |  | 17.2 | 62.96 |  |  |  |  | 5.6 | 42.08
1994-04-14 | 12:00 | 17.8 | 64.04 | WEEKDAY | #N/A | 1990-04-14 | 12:00 | 11.1 | 51.98 |  |  | 1991-04-14 | 12:00 | 10.6 | 51.08 |  |  | 1991-04-14 | 12:00 | 10.6 | 51.08 | [5 empty] | 12.2 | 53.96 |  |  |  | 12.2 | 53.96 |  |  |  |  | 5 | 41 |  |  |  |  | 13.9 | 57.02 | [5 empty] | 15 | 59 |  |  |  | 3.9 | 39.02 |  |  |  |  | 17.2 | 62.96 |  |  |  |  | 7.8 | 46.04
1994-04-14 | 13:00 | 18.9 | 66.02 | WEEKDAY | #N/A | 1990-04-14 | 13:00 | 11.1 | 51.98 |  |  | 1991-04-14 | 13:00 | 11.1 | 51.98 |  |  | 1991-04-14 | 13:00 | 11.1 | 51.98 | [5 empty] | 12.2 | 53.96 |  |  |  | 13.9 | 57.02 |  |  |  |  | 5 | 41 |  |  |  |  | 14.4 | 57.92 | [5 empty] | 16.7 | 62.06 |  |  |  | 4.4 | 39.92 |  |  |  |  | 17.8 | 64.04 |  |  |  |  | 12.2 | 53.96
1994-04-14 | 14:00 | 19.4 | 66.92 | WEEKDAY | #N/A | 1990-04-14 | 14:00 | 11.1 | 51.98 |  |  | 1991-04-14 | 14:00 | 11.7 | 53.06 |  |  | 1991-04-14 | 14:00 | 10.6 | 51.08 | [5 empty] | 11.1 | 51.98 |  |  |  | 13.9 | 57.02 |  |  |  |  | 5 | 41 |  |  |  |  | 14.4 | 57.92 | [5 empty] | 17.8 | 64.04 |  |  |  | 5.6 | 42.08 |  |  |  |  | 18.3 | 64.94 |  |  |  |  | 13.9 | 57.02
1994-04-14 | 15:00 | 20 | 68 | WEEKDAY | #N/A | 1990-04-14 | 15:00 | 11.1 | 51.98 |  |  | 1991-04-14 | 15:00 | 12.2 | 53.96 |  |  | 1991-04-14 | 15:00 | 10 | 50 | [5 empty] | 10.6 | 51.08 |  |  |  | 15 | 59 |  |  |  |  | 5.6 | 42.08 |  |  |  |  | 15.6 | 60.08 | [5 empty] | 17.2 | 62.96 |  |  |  | 6.7 | 44.06 |  |  |  |  | 17.8 | 64.04 |  |  |  |  | 15 | 59
1994-04-14 | 16:00 | 20.6 | 69.08 | WEEKDAY | #N/A | 1990-04-14 | 16:00 | 10.6 | 51.08 |  |  | 1991-04-14 | 16:00 | 11.1 | 51.98 |  |  | 1991-04-14 | 16:00 | 8.9 | 48.02 | [5 empty] | 9.4 | 48.92 |  |  |  | 10 | 50 |  |  |  |  | 5.6 | 42.08 |  |  |  |  | 16.1 | 60.98 | [5 empty] | 17.2 | 62.96 |  |  |  | 7.8 | 46.04 |  |  |  |  | 15.6 | 60.08 |  |  |  |  | 15.6 | 60.08
1994-04-14 | 17:00 | 21.7 | 71.06 | WEEKDAY | #N/A | 1990-04-14 | 17:00 | 10 | 50 |  |  | 1991-04-14 | 17:00 | 10.6 | 51.08 |  |  | 1991-04-14 | 17:00 | 8.3 | 46.94 | [5 empty] | 8.9 | 48.02 |  |  |  | 12.2 | 53.96 |  |  |  |  | 6.1 | 42.98 |  |  |  |  | 17.2 | 62.96 | [5 empty] | 17.8 | 64.04 |  |  |  | 10.6 | 51.08 |  |  |  |  | 15 | 59 |  |  |  |  | 14.4 | 57.92
1994-04-14 | 18:00 | 19.4 | 66.92 | WEEKDAY | #N/A | 1990-04-14 | 18:00 | 9.4 | 48.92 |  |  | 1991-04-14 | 18:00 | 8.9 | 48.02 |  |  | 1991-04-14 | 18:00 | 7.2 | 44.96 | [5 empty] | 7.8 | 46.04 |  |  |  | 11.7 | 53.06 |  |  |  |  | 7.2 | 44.96 |  |  |  |  | 16.1 | 60.98 | [5 empty] | 17.2 | 62.96 |  |  |  | 13.9 | 57.02 |  |  |  |  | 14.4 | 57.92 |  |  |  |  | 13.3 | 55.94
1994-04-14 | 19:00 | 18.3 | 64.94 | WEEKDAY | #N/A | 1990-04-14 | 19:00 | 8.9 | 48.02 |  |  | 1991-04-14 | 19:00 | 7.8 | 46.04 |  |  | 1991-04-14 | 19:00 | 6.7 | 44.06 | [5 empty] | 7.2 | 44.96 |  |  |  | 10.6 | 51.08 |  |  |  |  | 7.2 | 44.96 |  |  |  |  | 12.8 | 55.04 | [5 empty] | 16.7 | 62.06 |  |  |  | 14.4 | 57.92 |  |  |  |  | 14.4 | 57.92 |  |  |  |  | 15 | 59
1994-04-14 | 20:00 | 17.2 | 62.96 | WEEKDAY | #N/A | 1990-04-14 | 20:00 | 9.4 | 48.92 |  |  | 1991-04-14 | 20:00 | 7.2 | 44.96 |  |  | 1991-04-14 | 20:00 | 6.7 | 44.06 | [5 empty] | 7.2 | 44.96 |  |  |  | 9.4 | 48.92 |  |  |  |  | 8.3 | 46.94 |  |  |  |  | 11.1 | 51.98 | [5 empty] | 16.1 | 60.98 |  |  |  | 13.9 | 57.02 |  |  |  |  | 14.4 | 57.92 |  |  |  |  | 12.8 | 55.04
1994-04-14 | 21:00 | 16.7 | 62.06 | WEEKDAY | #N/A | 1990-04-14 | 21:00 | 9.4 | 48.92 |  |  | 1991-04-14 | 21:00 | 7.2 | 44.96 |  |  | 1991-04-14 | 21:00 | 6.7 | 44.06 | [5 empty] | 6.7 | 44.06 |  |  |  | 8.9 | 48.02 |  |  |  |  | 9.4 | 48.92 |  |  |  |  | 8.3 | 46.94 | [5 empty] | 15.6 | 60.08 |  |  |  | 9.4 | 48.92 |  |  |  |  | 14.4 | 57.92 |  |  |  |  | 12.2 | 53.96
1994-04-14 | 22:00 | 17.2 | 62.96 | WEEKDAY | #N/A | 1990-04-14 | 22:00 | 9.4 | 48.92 |  |  | 1991-04-14 | 22:00 | 7.2 | 44.96 |  |  | 1991-04-14 | 22:00 | 6.7 | 44.06 | [5 empty] | 6.7 | 44.06 |  |  |  | 8.3 | 46.94 |  |  |  |  | 10.6 | 51.08 |  |  |  |  | 7.2 | 44.96 | [5 empty] | 14.4 | 57.92 |  |  |  | 7.8 | 46.04 |  |  |  |  | 14.4 | 57.92 |  |  |  |  | 11.7 | 53.06
1994-04-14 | 23:00 | 16.7 | 62.06 | WEEKDAY | #N/A | 1990-04-14 | 23:00 | 8.9 | 48.02 |  |  | 1991-04-14 | 23:00 | 6.7 | 44.06 |  |  | 1991-04-14 | 23:00 | 6.7 | 44.06 | [5 empty] | 6.7 | 44.06 |  |  |  | 7.8 | 46.04 |  |  |  |  | 11.1 | 51.98 |  |  |  |  | 5 | 41 | [5 empty] | 13.9 | 57.02 |  |  |  | 6.1 | 42.98 |  |  |  |  | 14 | 57.2 |  |  |  |  | 12.8 | 55.04
1994-04-14 | 24:00 | 14.4 | 57.92 | WEEKDAY | #N/A | 1990-04-14 | 24:00 | 8.9 | 48.02 |  |  | 1991-04-14 | 24:00 | 5.6 | 42.08 |  |  | 1991-04-14 | 24:00 | 6.1 | 42.98 | [5 empty] | 7.2 | 44.96 |  |  |  | 5 | 41 |  |  |  |  | 11.1 | 51.98 |  |  |  |  | 3.9 | 39.02 | [5 empty] | 13.9 | 57.02 |  |  |  | 5 | 41 |  |  |  |  | 13.3 | 55.94 |  |  |  |  | 13.3 | 55.94
1994-04-15 | 1:00 | 13.9 | 57.02 | WEEKDAY | #N/A | 1990-04-15 | 1:00 | 8.9 | 48.02 |  |  | 1991-04-15 | 1:00 | 5 | 41 |  |  | 1991-04-15 | 1:00 | 6.1 | 42.98 | [5 empty] | 6.1 | 42.98 |  |  |  | 4.4 | 39.92 |  |  |  |  | 12.8 | 55.04 |  |  |  |  | 3.3 | 37.94 | [5 empty] | 13.3 | 55.94 |  |  |  | 4.4 | 39.92 |  |  |  |  | 13.3 | 55.94 |  |  |  |  | 15.6 | 60.08
1994-04-15 | 2:00 | 11.7 | 53.06 | WEEKDAY | #N/A | 1990-04-15 | 2:00 | 8.9 | 48.02 |  |  | 1991-04-15 | 2:00 | 5.2 | 41.36 |  |  | 1991-04-15 | 2:00 | 6.1 | 42.98 | [5 empty] | 6.1 | 42.98 |  |  |  | 3.9 | 39.02 |  |  |  |  | 10.6 | 51.08 |  |  |  |  | 3.3 | 37.94 | [5 empty] | 13.3 | 55.94 |  |  |  | 4.4 | 39.92 |  |  |  |  | 13.3 | 55.94 |  |  |  |  | 15.6 | 60.08
1994-04-15 | 3:00 | 10.6 | 51.08 | WEEKDAY | #N/A | 1990-04-15 | 3:00 | 8.9 | 48.02 |  |  | 1991-04-15 | 3:00 | 5 | 41 |  |  | 1991-04-15 | 3:00 | 6.1 | 42.98 | [5 empty] | 6.1 | 42.98 |  |  |  | 3.9 | 39.02 |  |  |  |  | 8.3 | 46.94 |  |  |  |  | 2.8 | 37.04 | [5 empty] | 12.8 | 55.04 |  |  |  | 4.4 | 39.92 |  |  |  |  | 13.3 | 55.94 |  |  |  |  | 15.6 | 60.08
1994-04-15 | 4:00 | 9.4 | 48.92 | WEEKDAY | #N/A | 1990-04-15 | 4:00 | 9.4 | 48.92 |  |  | 1991-04-15 | 4:00 | 5 | 41 |  |  | 1991-04-15 | 4:00 | 6.7 | 44.06 | [5 empty] | 5.6 | 42.08 |  |  |  | 2.8 | 37.04 |  |  |  |  | 7.8 | 46.04 |  |  |  |  | 3.3 | 37.94 | [5 empty] | 12.8 | 55.04 |  |  |  | 4.4 | 39.92 |  |  |  |  | 13.3 | 55.94 |  |  |  |  | 15.6 | 60.08
1994-04-15 | 5:00 | 9.4 | 48.92 | WEEKDAY | #N/A | 1990-04-15 | 5:00 | 10 | 50 |  |  | 1991-04-15 | 5:00 | 4.4 | 39.92 |  |  | 1991-04-15 | 5:00 | 6.7 | 44.06 | [5 empty] | 5.6 | 42.08 |  |  |  | 2.8 | 37.04 |  |  |  |  | 6.7 | 44.06 |  |  |  |  | 2.2 | 35.96 | [5 empty] | 12.8 | 55.04 |  |  |  | 4.4 | 39.92 |  |  |  |  | 13 | 55.4 |  |  |  |  | 15.6 | 60.08
1994-04-15 | 6:00 | 8.9 | 48.02 | WEEKDAY | #N/A | 1990-04-15 | 6:00 | 11.1 | 51.98 |  |  | 1991-04-15 | 6:00 | 5 | 41 |  |  | 1991-04-15 | 6:00 | 6.7 | 44.06 | [5 empty] | 5.6 | 42.08 |  |  |  | 3.3 | 37.94 |  |  |  |  | 6.1 | 42.98 |  |  |  |  | 2.2 | 35.96 | [5 empty] | 12.8 | 55.04 |  |  |  | 4.4 | 39.92 |  |  |  |  | 13 | 55.4 |  |  |  |  | 15.6 | 60.08
1994-04-15 | 7:00 | 11.1 | 51.98 | WEEKDAY | #N/A | 1990-04-15 | 7:00 | 11.7 | 53.06 |  |  | 1991-04-15 | 7:00 | 5 | 41 |  |  | 1991-04-15 | 7:00 | 6.7 | 44.06 | [5 empty] | 6.1 | 42.98 |  |  |  | 3.9 | 39.02 |  |  |  |  | 6.1 | 42.98 |  |  |  |  | 5 | 41 | [5 empty] | 12.8 | 55.04 |  |  |  | 5 | 41 |  |  |  |  | 14.4 | 57.92 |  |  |  |  | 15.6 | 60.08
1994-04-15 | 8:00 | 11.7 | 53.06 | WEEKDAY | #N/A | 1990-04-15 | 8:00 | 12.2 | 53.96 |  |  | 1991-04-15 | 8:00 | 5.6 | 42.08 |  |  | 1991-04-15 | 8:00 | 7.2 | 44.96 | [5 empty] | 6.7 | 44.06 |  |  |  | 4.4 | 39.92 |  |  |  |  | 6.7 | 44.06 |  |  |  |  | 8.3 | 46.94 | [5 empty] | 14.4 | 57.92 |  |  |  | 5.6 | 42.08 |  |  |  |  | 16.1 | 60.98 |  |  |  |  | 17.2 | 62.96
1994-04-15 | 9:00 | 13.9 | 57.02 | WEEKDAY | #N/A | 1990-04-15 | 9:00 | 11.7 | 53.06 |  |  | 1991-04-15 | 9:00 | 5.6 | 42.08 |  |  | 1991-04-15 | 9:00 | 7.2 | 44.96 | [5 empty] | 7.2 | 44.96 |  |  |  | 6.1 | 42.98 |  |  |  |  | 7.2 | 44.96 |  |  |  |  | 12.2 | 53.96 | [5 empty] | 15.6 | 60.08 |  |  |  | 5 | 41 |  |  |  |  | 17.8 | 64.04 |  |  |  |  | 17.2 | 62.96
1994-04-15 | 10:00 | 15.6 | 60.08 | WEEKDAY | #N/A | 1990-04-15 | 10:00 | 12.8 | 55.04 |  |  | 1991-04-15 | 10:00 | 6.1 | 42.98 |  |  | 1991-04-15 | 10:00 | 7.2 | 44.96 | [5 empty] | 7.2 | 44.96 |  |  |  | 6.7 | 44.06 |  |  |  |  | 8.3 | 46.94 |  |  |  |  | 16.1 | 60.98 | [5 empty] | 17.2 | 62.96 |  |  |  | 4.4 | 39.92 |  |  |  |  | 20 | 68 |  |  |  |  | 18.3 | 64.94
1994-04-15 | 11:00 | 18.3 | 64.94 | WEEKDAY | #N/A | 1990-04-15 | 11:00 | 14.4 | 57.92 |  |  | 1991-04-15 | 11:00 | 6.7 | 44.06 |  |  | 1991-04-15 | 11:00 | 7.8 | 46.04 | [5 empty] | 7.8 | 46.04 |  |  |  | 7.2 | 44.96 |  |  |  |  | 9.4 | 48.92 |  |  |  |  | 19.4 | 66.92 | [5 empty] | 18.3 | 64.94 |  |  |  | 4.4 | 39.92 |  |  |  |  | 21.1 | 69.98 |  |  |  |  | 20.6 | 69.08
1994-04-15 | 12:00 | 18.3 | 64.94 | WEEKDAY | #N/A | 1990-04-15 | 12:00 | 14.4 | 57.92 |  |  | 1991-04-15 | 12:00 | 6.7 | 44.06 |  |  | 1991-04-15 | 12:00 | 8.3 | 46.94 | [5 empty] | 8.3 | 46.94 |  |  |  | 6.7 | 44.06 |  |  |  |  | 9.4 | 48.92 |  |  |  |  | 21.7 | 71.06 | [5 empty] | 19.4 | 66.92 |  |  |  | 4.4 | 39.92 |  |  |  |  | 22.8 | 73.04 |  |  |  |  | 21.1 | 69.98
1994-04-15 | 13:00 | 19.4 | 66.92 | WEEKDAY | #N/A | 1990-04-15 | 13:00 | 15 | 59 |  |  | 1991-04-15 | 13:00 | 7.2 | 44.96 |  |  | 1991-04-15 | 13:00 | 8.9 | 48.02 | [5 empty] | 8.3 | 46.94 |  |  |  | 6.7 | 44.06 |  |  |  |  | 8.9 | 48.02 |  |  |  |  | 23.9 | 75.02 | [5 empty] | 20 | 68 |  |  |  | 5 | 41 |  |  |  |  | 23.3 | 73.94 |  |  |  |  | 22.8 | 73.04
1994-04-15 | 14:00 | 23.9 | 75.02 | WEEKDAY | #N/A | 1990-04-15 | 14:00 | 16.1 | 60.98 |  |  | 1991-04-15 | 14:00 | 7.8 | 46.04 |  |  | 1991-04-15 | 14:00 | 9.4 | 48.92 | [5 empty] | 9.4 | 48.92 |  |  |  | 8.3 | 46.94 |  |  |  |  | 8.3 | 46.94 |  |  |  |  | 26.1 | 78.98 | [5 empty] | 20.6 | 69.08 |  |  |  | 3.3 | 37.94 |  |  |  |  | 23.3 | 73.94 |  |  |  |  | 22.8 | 73.04
1994-04-15 | 15:00 | 23.3 | 73.94 | WEEKDAY | #N/A | 1990-04-15 | 15:00 | 15.6 | 60.08 |  |  | 1991-04-15 | 15:00 | 7.8 | 46.04 |  |  | 1991-04-15 | 15:00 | 9.4 | 48.92 | [5 empty] | 9.4 | 48.92 |  |  |  | 8.3 | 46.94 |  |  |  |  | 9.4 | 48.92 |  |  |  |  | 27.2 | 80.96 | [5 empty] | 20.6 | 69.08 |  |  |  | 3.3 | 37.94 |  |  |  |  | 23.9 | 75.02 |  |  |  |  | 22.8 | 73.04
1994-04-15 | 16:00 | 20 | 68 | WEEKDAY | #N/A | 1990-04-15 | 16:00 | 16.7 | 62.06 |  |  | 1991-04-15 | 16:00 | 8.3 | 46.94 |  |  | 1991-04-15 | 16:00 | 9.4 | 48.92 | [5 empty] | 10 | 50 |  |  |  | 8.9 | 48.02 |  |  |  |  | 8.9 | 48.02 |  |  |  |  | 27.8 | 82.04 | [5 empty] | 20 | 68 |  |  |  | 3.3 | 37.94 |  |  |  |  | 23.3 | 73.94 |  |  |  |  | 24.4 | 75.92
1994-04-15 | 17:00 | 20.6 | 69.08 | WEEKDAY | #N/A | 1990-04-15 | 17:00 | 15.6 | 60.08 |  |  | 1991-04-15 | 17:00 | 7.8 | 46.04 |  |  | 1991-04-15 | 17:00 | 9.4 | 48.92 | [5 empty] | 9.4 | 48.92 |  |  |  | 8.9 | 48.02 |  |  |  |  | 7.8 | 46.04 |  |  |  |  | 27.2 | 80.96 | [5 empty] | 18.9 | 66.02 |  |  |  | 3.3 | 37.94 |  |  |  |  | 21.7 | 71.06 |  |  |  |  | 23.9 | 75.02
1994-04-15 | 18:00 | 20 | 68 | WEEKDAY | #N/A | 1990-04-15 | 18:00 | 13.9 | 57.02 |  |  | 1991-04-15 | 18:00 | 7.8 | 46.04 |  |  | 1991-04-15 | 18:00 | 9.4 | 48.92 | [5 empty] | 9.4 | 48.92 |  |  |  | 8.9 | 48.02 |  |  |  |  | 6.1 | 42.98 |  |  |  |  | 25.6 | 78.08 | [5 empty] | 17.8 | 64.04 |  |  |  | 3.9 | 39.02 |  |  |  |  | 20 | 68 |  |  |  |  | 21.1 | 69.98
1994-04-15 | 19:00 | 19.4 | 66.92 | WEEKDAY | #N/A | 1990-04-15 | 19:00 | 11.7 | 53.06 |  |  | 1991-04-15 | 19:00 | 7.8 | 46.04 |  |  | 1991-04-15 | 19:00 | 9.4 | 48.92 | [5 empty] | 9.4 | 48.92 |  |  |  | 8.9 | 48.02 |  |  |  |  | 5.6 | 42.08 |  |  |  |  | 23.3 | 73.94 | [5 empty] | 16.1 | 60.98 |  |  |  | 2.8 | 37.04 |  |  |  |  | 18.9 | 66.02 |  |  |  |  | 20.6 | 69.08
1994-04-15 | 20:00 | 16.7 | 62.06 | WEEKDAY | #N/A | 1990-04-15 | 20:00 | 11.7 | 53.06 |  |  | 1991-04-15 | 20:00 | 7.8 | 46.04 |  |  | 1991-04-15 | 20:00 | 9.4 | 48.92 | [5 empty] | 9.4 | 48.92 |  |  |  | 8.9 | 48.02 |  |  |  |  | 4.4 | 39.92 |  |  |  |  | 22.2 | 71.96 | [5 empty] | 15 | 59 |  |  |  | 2.2 | 35.96 |  |  |  |  | 18.3 | 64.94 |  |  |  |  | 18.9 | 66.02
1994-04-15 | 21:00 | 14.4 | 57.92 | WEEKDAY | #N/A | 1990-04-15 | 21:00 | 11.7 | 53.06 |  |  | 1991-04-15 | 21:00 | 8.3 | 46.94 |  |  | 1991-04-15 | 21:00 | 9.4 | 48.92 | [5 empty] | 10 | 50 |  |  |  | 8.9 | 48.02 |  |  |  |  | 3.3 | 37.94 |  |  |  |  | 20.6 | 69.08 | [5 empty] | 13.9 | 57.02 |  |  |  | 2.8 | 37.04 |  |  |  |  | 17.8 | 64.04 |  |  |  |  | 15.6 | 60.08
1994-04-15 | 22:00 | 14.4 | 57.92 | WEEKDAY | #N/A | 1990-04-15 | 22:00 | 11.7 | 53.06 |  |  | 1991-04-15 | 22:00 | 9.1 | 48.38 |  |  | 1991-04-15 | 22:00 | 10 | 50 | [5 empty] | 10.6 | 51.08 |  |  |  | 8.9 | 48.02 |  |  |  |  | 3.9 | 39.02 |  |  |  |  | 19.4 | 66.92 | [5 empty] | 13.9 | 57.02 |  |  |  | 2.2 | 35.96 |  |  |  |  | 17.8 | 64.04 |  |  |  |  | 14.4 | 57.92
1994-04-15 | 23:00 | 13.9 | 57.02 | WEEKDAY | #N/A | 1990-04-15 | 23:00 | 11.7 | 53.06 |  |  | 1991-04-15 | 23:00 | 10 | 50 |  |  | 1991-04-15 | 23:00 | 11.1 | 51.98 | [5 empty] | 10.6 | 51.08 |  |  |  | 9.4 | 48.92 |  |  |  |  | 3.9 | 39.02 |  |  |  |  | 18.3 | 64.94 | [5 empty] | 13.3 | 55.94 |  |  |  | 2.2 | 35.96 |  |  |  |  | 17.2 | 62.96 |  |  |  |  | 13.3 | 55.94
1994-04-15 | 24:00 | 13.9 | 57.02 | WEEKDAY | #N/A | 1990-04-15 | 24:00 | 13.3 | 55.94 |  |  | 1991-04-15 | 24:00 | 9.4 | 48.92 |  |  | 1991-04-15 | 24:00 | 11.1 | 51.98 | [5 empty] | 10.6 | 51.08 |  |  |  | 8.9 | 48.02 |  |  |  |  | 3.3 | 37.94 |  |  |  |  | 18.3 | 64.94 | [5 empty] | 12.2 | 53.96 |  |  |  | 1.7 | 35.06 |  |  |  |  | 15 | 59 |  |  |  |  | 12.8 | 55.04
1994-04-16 | 1:00 | 14.4 | 57.92 | SATURDAY | #N/A | 1990-04-16 | 1:00 | 12.2 | 53.96 |  |  | 1991-04-16 | 1:00 | 8.9 | 48.02 |  |  | 1991-04-16 | 1:00 | 10.6 | 51.08 | [5 empty] | 10 | 50 |  |  |  | 8.9 | 48.02 |  |  |  |  | 3.3 | 37.94 |  |  |  |  | 17.8 | 64.04 | [5 empty] | 11.7 | 53.06 |  |  |  | 2.2 | 35.96 |  |  |  |  | 14.4 | 57.92 |  |  |  |  | 14.4 | 57.92
1994-04-16 | 2:00 | 13.9 | 57.02 | SATURDAY | #N/A | 1990-04-16 | 2:00 | 12.8 | 55.04 |  |  | 1991-04-16 | 2:00 | 8.9 | 48.02 |  |  | 1991-04-16 | 2:00 | 10 | 50 | [5 empty] | 9.4 | 48.92 |  |  |  | 8.3 | 46.94 |  |  |  |  | 3.3 | 37.94 |  |  |  |  | 17.2 | 62.96 | [5 empty] | 10 | 50 |  |  |  | 0.6 | 33.08 |  |  |  |  | 14.4 | 57.92 |  |  |  |  | 13.3 | 55.94
1994-04-16 | 3:00 | 12.8 | 55.04 | SATURDAY | #N/A | 1990-04-16 | 3:00 | 12.2 | 53.96 |  |  | 1991-04-16 | 3:00 | 8.5 | 47.3 |  |  | 1991-04-16 | 3:00 | 10 | 50 | [5 empty] | 8.9 | 48.02 |  |  |  | 8.3 | 46.94 |  |  |  |  | 2.8 | 37.04 |  |  |  |  | 17.2 | 62.96 | [5 empty] | 9.4 | 48.92 |  |  |  | -1.1 | 30.02 |  |  |  |  | 15.6 | 60.08 |  |  |  |  | 13.9 | 57.02
1994-04-16 | 4:00 | 12.2 | 53.96 | SATURDAY | #N/A | 1990-04-16 | 4:00 | 11.1 | 51.98 |  |  | 1991-04-16 | 4:00 | 8.3 | 46.94 |  |  | 1991-04-16 | 4:00 | 9.4 | 48.92 | [5 empty] | 9.4 | 48.92 |  |  |  | 7.8 | 46.04 |  |  |  |  | 2.8 | 37.04 |  |  |  |  | 16.7 | 62.06 | [5 empty] | 8.9 | 48.02 |  |  |  | -2.2 | 28.04 |  |  |  |  | 16.1 | 60.98 |  |  |  |  | 13.9 | 57.02
1994-04-16 | 5:00 | 12.8 | 55.04 | SATURDAY | #N/A | 1990-04-16 | 5:00 | 10.6 | 51.08 |  |  | 1991-04-16 | 5:00 | 9.4 | 48.92 |  |  | 1991-04-16 | 5:00 | 9.4 | 48.92 | [5 empty] | 9.4 | 48.92 |  |  |  | 5.6 | 42.08 |  |  |  |  | 2.2 | 35.96 |  |  |  |  | 17.2 | 62.96 | [5 empty] | 7.8 | 46.04 |  |  |  | -2.2 | 28.04 |  |  |  |  | 15.6 | 60.08 |  |  |  |  | 13.3 | 55.94
1994-04-16 | 6:00 | 13.9 | 57.02 | SATURDAY | #N/A | 1990-04-16 | 6:00 | 10.6 | 51.08 |  |  | 1991-04-16 | 6:00 | 10 | 50 |  |  | 1991-04-16 | 6:00 | 10 | 50 | [5 empty] | 9.4 | 48.92 |  |  |  | 5 | 41 |  |  |  |  | 0.6 | 33.08 |  |  |  |  | 16.7 | 62.06 | [5 empty] | 7.8 | 46.04 |  |  |  | -3.3 | 26.06 |  |  |  |  | 16.1 | 60.98 |  |  |  |  | 12.8 | 55.04
1994-04-16 | 7:00 | 13.9 | 57.02 | SATURDAY | #N/A | 1990-04-16 | 7:00 | 11.1 | 51.98 |  |  | 1991-04-16 | 7:00 | 12.2 | 53.96 |  |  | 1991-04-16 | 7:00 | 10.6 | 51.08 | [5 empty] | 11.1 | 51.98 |  |  |  | 8.9 | 48.02 |  |  |  |  | 0 | 32 |  |  |  |  | 17.2 | 62.96 | [5 empty] | 10 | 50 |  |  |  | -3.9 | 24.98 |  |  |  |  | 17.8 | 64.04 |  |  |  |  | 16.1 | 60.98
1994-04-16 | 8:00 | 13.3 | 55.94 | SATURDAY | #N/A | 1990-04-16 | 8:00 | 11.7 | 53.06 |  |  | 1991-04-16 | 8:00 | 14.4 | 57.92 |  |  | 1991-04-16 | 8:00 | 13.3 | 55.94 | [5 empty] | 15.6 | 60.08 |  |  |  | 11.7 | 53.06 |  |  |  |  | -1.1 | 30.02 |  |  |  |  | 15.6 | 60.08 | [5 empty] | 13.3 | 55.94 |  |  |  | -2.8 | 26.96 |  |  |  |  | 22.8 | 73.04 |  |  |  |  | 17.8 | 64.04
1994-04-16 | 9:00 | 13.3 | 55.94 | SATURDAY | #N/A | 1990-04-16 | 9:00 | 12.2 | 53.96 |  |  | 1991-04-16 | 9:00 | 16.1 | 60.98 |  |  | 1991-04-16 | 9:00 | 15.6 | 60.08 | [5 empty] | 18.9 | 66.02 |  |  |  | 14.4 | 57.92 |  |  |  |  | -2.2 | 28.04 |  |  |  |  | 10 | 50 | [5 empty] | 16.7 | 62.06 |  |  |  | -3.3 | 26.06 |  |  |  |  | 25 | 77 |  |  |  |  | 18.3 | 64.94
1994-04-16 | 10:00 | 12.2 | 53.96 | SATURDAY | #N/A | 1990-04-16 | 10:00 | 13.3 | 55.94 |  |  | 1991-04-16 | 10:00 | 18.3 | 64.94 |  |  | 1991-04-16 | 10:00 | 17.2 | 62.96 | [5 empty] | 20 | 68 |  |  |  | 17.2 | 62.96 |  |  |  |  | -2.2 | 28.04 |  |  |  |  | 9.4 | 48.92 | [5 empty] | 18.3 | 64.94 |  |  |  | -3.3 | 26.06 |  |  |  |  | 26.1 | 78.98 |  |  |  |  | 17.2 | 62.96
1994-04-16 | 11:00 | 11.7 | 53.06 | SATURDAY | #N/A | 1990-04-16 | 11:00 | 15 | 59 |  |  | 1991-04-16 | 11:00 | 19.4 | 66.92 |  |  | 1991-04-16 | 11:00 | 18.9 | 66.02 | [5 empty] | 20.6 | 69.08 |  |  |  | 17.2 | 62.96 |  |  |  |  | -2.8 | 26.96 |  |  |  |  | 8.9 | 48.02 | [5 empty] | 20 | 68 |  |  |  | -3.3 | 26.06 |  |  |  |  | 27.2 | 80.96 |  |  |  |  | 18.3 | 64.94
1994-04-16 | 12:00 | 12.8 | 55.04 | SATURDAY | #N/A | 1990-04-16 | 12:00 | 16.1 | 60.98 |  |  | 1991-04-16 | 12:00 | 20 | 68 |  |  | 1991-04-16 | 12:00 | 20.6 | 69.08 | [5 empty] | 21.7 | 71.06 |  |  |  | 20.6 | 69.08 |  |  |  |  | -2.2 | 28.04 |  |  |  |  | 9.4 | 48.92 | [5 empty] | 19.4 | 66.92 |  |  |  | -2.2 | 28.04 |  |  |  |  | 28.3 | 82.94 |  |  |  |  | 20.6 | 69.08
1994-04-16 | 13:00 | 13.9 | 57.02 | SATURDAY | #N/A | 1990-04-16 | 13:00 | 16.7 | 62.06 |  |  | 1991-04-16 | 13:00 | 21.7 | 71.06 |  |  | 1991-04-16 | 13:00 | 21.1 | 69.98 | [5 empty] | 22.2 | 71.96 |  |  |  | 21.7 | 71.06 |  |  |  |  | -2.2 | 28.04 |  |  |  |  | 11.1 | 51.98 | [5 empty] | 20.6 | 69.08 |  |  |  | -0.6 | 30.92 |  |  |  |  | 28.3 | 82.94 |  |  |  |  | 21.7 | 71.06
1994-04-16 | 14:00 | 15 | 59 | SATURDAY | #N/A | 1990-04-16 | 14:00 | 18.3 | 64.94 |  |  | 1991-04-16 | 14:00 | 21.1 | 69.98 |  |  | 1991-04-16 | 14:00 | 21.7 | 71.06 | [5 empty] | 17.8 | 64.04 |  |  |  | 23.9 | 75.02 |  |  |  |  | -2.8 | 26.96 |  |  |  |  | 12.8 | 55.04 | [5 empty] | 20 | 68 |  |  |  | 0 | 32 |  |  |  |  | 27.8 | 82.04 |  |  |  |  | 21.7 | 71.06
1994-04-16 | 15:00 | 16.7 | 62.06 | SATURDAY | #N/A | 1990-04-16 | 15:00 | 18.9 | 66.02 |  |  | 1991-04-16 | 15:00 | 21.1 | 69.98 |  |  | 1991-04-16 | 15:00 | 21.7 | 71.06 | [5 empty] | 18.9 | 66.02 |  |  |  | 26.7 | 80.06 |  |  |  |  | -2.8 | 26.96 |  |  |  |  | 14.4 | 57.92 | [5 empty] | 18.3 | 64.94 |  |  |  | 1.1 | 33.98 |  |  |  |  | 28.9 | 84.02 |  |  |  |  | 20.6 | 69.08
1994-04-16 | 16:00 | 18.9 | 66.02 | SATURDAY | #N/A | 1990-04-16 | 16:00 | 18.9 | 66.02 |  |  | 1991-04-16 | 16:00 | 22.2 | 71.96 |  |  | 1991-04-16 | 16:00 | 21.1 | 69.98 | [5 empty] | 18.9 | 66.02 |  |  |  | 23.3 | 73.94 |  |  |  |  | -3.3 | 26.06 |  |  |  |  | 11.7 | 53.06 | [5 empty] | 16.7 | 62.06 |  |  |  | 2.2 | 35.96 |  |  |  |  | 28.9 | 84.02 |  |  |  |  | 16.1 | 60.98
1994-04-16 | 17:00 | 18.9 | 66.02 | SATURDAY | #N/A | 1990-04-16 | 17:00 | 19.4 | 66.92 |  |  | 1991-04-16 | 17:00 | 21.7 | 71.06 |  |  | 1991-04-16 | 17:00 | 22.2 | 71.96 | [5 empty] | 15.6 | 60.08 |  |  |  | 21.7 | 71.06 |  |  |  |  | -3.3 | 26.06 |  |  |  |  | 12.2 | 53.96 | [5 empty] | 14.4 | 57.92 |  |  |  | 1.7 | 35.06 |  |  |  |  | 28.9 | 84.02 |  |  |  |  | 13.3 | 55.94
1994-04-16 | 18:00 | 17.2 | 62.96 | SATURDAY | #N/A | 1990-04-16 | 18:00 | 16.1 | 60.98 |  |  | 1991-04-16 | 18:00 | 21.7 | 71.06 |  |  | 1991-04-16 | 18:00 | 20.6 | 69.08 | [5 empty] | 14.4 | 57.92 |  |  |  | 20.6 | 69.08 |  |  |  |  | -3.9 | 24.98 |  |  |  |  | 11.1 | 51.98 | [5 empty] | 12.2 | 53.96 |  |  |  | 1.1 | 33.98 |  |  |  |  | 27.8 | 82.04 |  |  |  |  | 10 | 50
1994-04-16 | 19:00 | 16.7 | 62.06 | SATURDAY | #N/A | 1990-04-16 | 19:00 | 14.4 | 57.92 |  |  | 1991-04-16 | 19:00 | 20 | 68 |  |  | 1991-04-16 | 19:00 | 18.9 | 66.02 | [5 empty] | 13.3 | 55.94 |  |  |  | 18.9 | 66.02 |  |  |  |  | -4.4 | 24.08 |  |  |  |  | 11.1 | 51.98 | [5 empty] | 10 | 50 |  |  |  | -0.6 | 30.92 |  |  |  |  | 25.6 | 78.08 |  |  |  |  | 8.9 | 48.02
1994-04-16 | 20:00 | 16.1 | 60.98 | SATURDAY | #N/A | 1990-04-16 | 20:00 | 13.3 | 55.94 |  |  | 1991-04-16 | 20:00 | 18.3 | 64.94 |  |  | 1991-04-16 | 20:00 | 16.7 | 62.06 | [5 empty] | 13.3 | 55.94 |  |  |  | 18.3 | 64.94 |  |  |  |  | -4.4 | 24.08 |  |  |  |  | 8.9 | 48.02 | [5 empty] | 7.8 | 46.04 |  |  |  | -1.7 | 28.94 |  |  |  |  | 23.9 | 75.02 |  |  |  |  | 5.6 | 42.08
1994-04-16 | 21:00 | 15.6 | 60.08 | SATURDAY | #N/A | 1990-04-16 | 21:00 | 12.8 | 55.04 |  |  | 1991-04-16 | 21:00 | 16.1 | 60.98 |  |  | 1991-04-16 | 21:00 | 16.7 | 62.06 | [5 empty] | 12.2 | 53.96 |  |  |  | 16.1 | 60.98 |  |  |  |  | -4.4 | 24.08 |  |  |  |  | 10 | 50 | [5 empty] | 6.7 | 44.06 |  |  |  | -1.7 | 28.94 |  |  |  |  | 21.7 | 71.06 |  |  |  |  | 2.8 | 37.04
1994-04-16 | 22:00 | 15 | 59 | SATURDAY | #N/A | 1990-04-16 | 22:00 | 12.8 | 55.04 |  |  | 1991-04-16 | 22:00 | 17.2 | 62.96 |  |  | 1991-04-16 | 22:00 | 15.6 | 60.08 | [5 empty] | 13.3 | 55.94 |  |  |  | 15.6 | 60.08 |  |  |  |  | -4.4 | 24.08 |  |  |  |  | 7.2 | 44.96 | [5 empty] | 6.1 | 42.98 |  |  |  | -2.2 | 28.04 |  |  |  |  | 19.4 | 66.92 |  |  |  |  | 1.1 | 33.98
1994-04-16 | 23:00 | 13.9 | 57.02 | SATURDAY | #N/A | 1990-04-16 | 23:00 | 12.2 | 53.96 |  |  | 1991-04-16 | 23:00 | 14.4 | 57.92 |  |  | 1991-04-16 | 23:00 | 17.2 | 62.96 | [5 empty] | 13.9 | 57.02 |  |  |  | 14.4 | 57.92 |  |  |  |  | -3.9 | 24.98 |  |  |  |  | 7.2 | 44.96 | [5 empty] | 4.4 | 39.92 |  |  |  | -2.8 | 26.96 |  |  |  |  | 20 | 68 |  |  |  |  | 0 | 32
1994-04-16 | 24:00 | 13.3 | 55.94 | SATURDAY | #N/A | 1990-04-16 | 24:00 | 11.7 | 53.06 |  |  | 1991-04-16 | 24:00 | 15.6 | 60.08 |  |  | 1991-04-16 | 24:00 | 16.7 | 62.06 | [5 empty] | 15.6 | 60.08 |  |  |  | 12.8 | 55.04 |  |  |  |  | -3.9 | 24.98 |  |  |  |  | 7.8 | 46.04 | [5 empty] | 2.8 | 37.04 |  |  |  | -3.3 | 26.06 |  |  |  |  | 19.4 | 66.92 |  |  |  |  | -0.6 | 30.92
1994-04-17 | 1:00 | 12.8 | 55.04 | SUNDAY | #N/A | 1990-04-17 | 1:00 | 11.1 | 51.98 |  |  | 1991-04-17 | 1:00 | 15 | 59 |  |  | 1991-04-17 | 1:00 | 15 | 59 | [5 empty] | 13.9 | 57.02 |  |  |  | 12.2 | 53.96 |  |  |  |  | -3.9 | 24.98 |  |  |  |  | 5 | 41 | [5 empty] | 1.7 | 35.06 |  |  |  | -3.3 | 26.06 |  |  |  |  | 19.4 | 66.92 |  |  |  |  | -2.2 | 28.04
1994-04-17 | 2:00 | 12.2 | 53.96 | SUNDAY | #N/A | 1990-04-17 | 2:00 | 10.6 | 51.08 |  |  | 1991-04-17 | 2:00 | 13.9 | 57.02 |  |  | 1991-04-17 | 2:00 | 13.3 | 55.94 | [5 empty] | 11.1 | 51.98 |  |  |  | 11.7 | 53.06 |  |  |  |  | -3.9 | 24.98 |  |  |  |  | 4.4 | 39.92 | [5 empty] | 0 | 32 |  |  |  | -3.3 | 26.06 |  |  |  |  | 17.8 | 64.04 |  |  |  |  | -3.3 | 26.06
1994-04-17 | 3:00 | 11.7 | 53.06 | SUNDAY | #N/A | 1990-04-17 | 3:00 | 10 | 50 |  |  | 1991-04-17 | 3:00 | 10.6 | 51.08 |  |  | 1991-04-17 | 3:00 | 13.3 | 55.94 | [5 empty] | 10.6 | 51.08 |  |  |  | 11.7 | 53.06 |  |  |  |  | -4.4 | 24.08 |  |  |  |  | 3.3 | 37.94 | [5 empty] | -0.6 | 30.92 |  |  |  | -2.8 | 26.96 |  |  |  |  | 18.3 | 64.94 |  |  |  |  | -3.9 | 24.98
1994-04-17 | 4:00 | 11.1 | 51.98 | SUNDAY | #N/A | 1990-04-17 | 4:00 | 9.4 | 48.92 |  |  | 1991-04-17 | 4:00 | 10.6 | 51.08 |  |  | 1991-04-17 | 4:00 | 12.8 | 55.04 | [5 empty] | 11.7 | 53.06 |  |  |  | 10.6 | 51.08 |  |  |  |  | -4.4 | 24.08 |  |  |  |  | 5 | 41 | [5 empty] | -2.2 | 28.04 |  |  |  | -3.3 | 26.06 |  |  |  |  | 17.2 | 62.96 |  |  |  |  | -5 | 23
1994-04-17 | 5:00 | 11.1 | 51.98 | SUNDAY | #N/A | 1990-04-17 | 5:00 | 10 | 50 |  |  | 1991-04-17 | 5:00 | 9.4 | 48.92 |  |  | 1991-04-17 | 5:00 | 11.7 | 53.06 | [5 empty] | 11.1 | 51.98 |  |  |  | 10.6 | 51.08 |  |  |  |  | -5.6 | 21.92 |  |  |  |  | 4.4 | 39.92 | [5 empty] | -2.2 | 28.04 |  |  |  | -3.9 | 24.98 |  |  |  |  | 17.2 | 62.96 |  |  |  |  | -6.7 | 19.94
1994-04-17 | 6:00 | 10 | 50 | SUNDAY | #N/A | 1990-04-17 | 6:00 | 10.6 | 51.08 |  |  | 1991-04-17 | 6:00 | 10 | 50 |  |  | 1991-04-17 | 6:00 | 11.7 | 53.06 | [5 empty] | 11.1 | 51.98 |  |  |  | 10 | 50 |  |  |  |  | -5 | 23 |  |  |  |  | 5 | 41 | [5 empty] | -2.8 | 26.96 |  |  |  | -4.4 | 24.08 |  |  |  |  | 16.7 | 62.06 |  |  |  |  | -6.7 | 19.94
1994-04-17 | 7:00 | 11.7 | 53.06 | SUNDAY | #N/A | 1990-04-17 | 7:00 | 11.1 | 51.98 |  |  | 1991-04-17 | 7:00 | 10 | 50 |  |  | 1991-04-17 | 7:00 | 11.7 | 53.06 | [5 empty] | 11.1 | 51.98 |  |  |  | 10 | 50 |  |  |  |  | -3.3 | 26.06 |  |  |  |  | 6.7 | 44.06 | [5 empty] | -1.7 | 28.94 |  |  |  | -3.3 | 26.06 |  |  |  |  | 19.4 | 66.92 |  |  |  |  | -5 | 23
1994-04-17 | 8:00 | 12.8 | 55.04 | SUNDAY | #N/A | 1990-04-17 | 8:00 | 12.8 | 55.04 |  |  | 1991-04-17 | 8:00 | 10 | 50 |  |  | 1991-04-17 | 8:00 | 12.8 | 55.04 | [5 empty] | 11.1 | 51.98 |  |  |  | 9.4 | 48.92 |  |  |  |  | -2.2 | 28.04 |  |  |  |  | 7.8 | 46.04 | [5 empty] | -1.1 | 30.02 |  |  |  | -1.1 | 30.02 |  |  |  |  | 23.9 | 75.02 |  |  |  |  | -3.9 | 24.98
1994-04-17 | 9:00 | 14.4 | 57.92 | SUNDAY | #N/A | 1990-04-17 | 9:00 | 16.1 | 60.98 |  |  | 1991-04-17 | 9:00 | 10.6 | 51.08 |  |  | 1991-04-17 | 9:00 | 13.3 | 55.94 | [5 empty] | 11.1 | 51.98 |  |  |  | 10 | 50 |  |  |  |  | -0.6 | 30.92 |  |  |  |  | 8.3 | 46.94 | [5 empty] | 1.1 | 33.98 |  |  |  | 0.6 | 33.08 |  |  |  |  | 26.1 | 78.98 |  |  |  |  | -3.3 | 26.06
1994-04-17 | 10:00 | 14.4 | 57.92 | SUNDAY | #N/A | 1990-04-17 | 10:00 | 16.7 | 62.06 |  |  | 1991-04-17 | 10:00 | 10.6 | 51.08 |  |  | 1991-04-17 | 10:00 | 13.3 | 55.94 | [5 empty] | 11.7 | 53.06 |  |  |  | 11.7 | 53.06 |  |  |  |  | 1.1 | 33.98 |  |  |  |  | 7.2 | 44.96 | [5 empty] | 1.7 | 35.06 |  |  |  | 2.2 | 35.96 |  |  |  |  | 27.2 | 80.96 |  |  |  |  | -1.7 | 28.94
1994-04-17 | 11:00 | 15.6 | 60.08 | SUNDAY | #N/A | 1990-04-17 | 11:00 | 18.9 | 66.02 |  |  | 1991-04-17 | 11:00 | 10.6 | 51.08 |  |  | 1991-04-17 | 11:00 | 14.4 | 57.92 | [5 empty] | 11.1 | 51.98 |  |  |  | 13.3 | 55.94 |  |  |  |  | 2.8 | 37.04 |  |  |  |  | 5.6 | 42.08 | [5 empty] | 2.8 | 37.04 |  |  |  | 2.8 | 37.04 |  |  |  |  | 28.3 | 82.94 |  |  |  |  | -1.7 | 28.94
1994-04-17 | 12:00 | 15.6 | 60.08 | SUNDAY | #N/A | 1990-04-17 | 12:00 | 18.9 | 66.02 |  |  | 1991-04-17 | 12:00 | 11.1 | 51.98 |  |  | 1991-04-17 | 12:00 | 13.9 | 57.02 | [5 empty] | 11.1 | 51.98 |  |  |  | 13.9 | 57.02 |  |  |  |  | 5 | 41 |  |  |  |  | 7.8 | 46.04 | [5 empty] | 3.9 | 39.02 |  |  |  | 3.3 | 37.94 |  |  |  |  | 28.9 | 84.02 |  |  |  |  | 1.1 | 33.98
1994-04-17 | 13:00 | 14.4 | 57.92 | SUNDAY | #N/A | 1990-04-17 | 13:00 | 18.3 | 64.94 |  |  | 1991-04-17 | 13:00 | 11.1 | 51.98 |  |  | 1991-04-17 | 13:00 | 13.9 | 57.02 | [5 empty] | 10 | 50 |  |  |  | 16.1 | 60.98 |  |  |  |  | 5.6 | 42.08 |  |  |  |  | 10.6 | 51.08 | [5 empty] | 4.4 | 39.92 |  |  |  | 5 | 41 |  |  |  |  | 28.9 | 84.02 |  |  |  |  | 2.2 | 35.96
1994-04-17 | 14:00 | 14.4 | 57.92 | SUNDAY | #N/A | 1990-04-17 | 14:00 | 15.6 | 60.08 |  |  | 1991-04-17 | 14:00 | 10 | 50 |  |  | 1991-04-17 | 14:00 | 11.7 | 53.06 | [5 empty] | 10.6 | 51.08 |  |  |  | 16.1 | 60.98 |  |  |  |  | 6.7 | 44.06 |  |  |  |  | 9.4 | 48.92 | [5 empty] | 5.6 | 42.08 |  |  |  | 6.7 | 44.06 |  |  |  |  | 28.9 | 84.02 |  |  |  |  | 3.3 | 37.94
1994-04-17 | 15:00 | 16.1 | 60.98 | SUNDAY | #N/A | 1990-04-17 | 15:00 | 10 | 50 |  |  | 1991-04-17 | 15:00 | 10 | 50 |  |  | 1991-04-17 | 15:00 | 10 | 50 | [5 empty] | 11.1 | 51.98 |  |  |  | 15.7 | 60.26 |  |  |  |  | 7.8 | 46.04 |  |  |  |  | 10.6 | 51.08 | [5 empty] | 5.6 | 42.08 |  |  |  | 6.7 | 44.06 |  |  |  |  | 27.2 | 80.96 |  |  |  |  | 5 | 41
1994-04-17 | 16:00 | 15 | 59 | SUNDAY | #N/A | 1990-04-17 | 16:00 | 9.4 | 48.92 |  |  | 1991-04-17 | 16:00 | 10 | 50 |  |  | 1991-04-17 | 16:00 | 10 | 50 | [5 empty] | 10 | 50 |  |  |  | 15 | 59 |  |  |  |  | 7.8 | 46.04 |  |  |  |  | 10 | 50 | [5 empty] | 5.6 | 42.08 |  |  |  | 5.6 | 42.08 |  |  |  |  | 27.2 | 80.96 |  |  |  |  | 5 | 41
1994-04-17 | 17:00 | 16.7 | 62.06 | SUNDAY | #N/A | 1990-04-17 | 17:00 | 7.8 | 46.04 |  |  | 1991-04-17 | 17:00 | 10 | 50 |  |  | 1991-04-17 | 17:00 | 9.4 | 48.92 | [5 empty] | 8.9 | 48.02 |  |  |  | 13.3 | 55.94 |  |  |  |  | 7.8 | 46.04 |  |  |  |  | 8.9 | 48.02 | [5 empty] | 5 | 41 |  |  |  | 5.6 | 42.08 |  |  |  |  | 26.7 | 80.06 |  |  |  |  | 5 | 41
1994-04-17 | 18:00 | 15.6 | 60.08 | SUNDAY | #N/A | 1990-04-17 | 18:00 | 7.8 | 46.04 |  |  | 1991-04-17 | 18:00 | 9.4 | 48.92 |  |  | 1991-04-17 | 18:00 | 8.9 | 48.02 | [5 empty] | 8.3 | 46.94 |  |  |  | 12.2 | 53.96 |  |  |  |  | 6.7 | 44.06 |  |  |  |  | 9.4 | 48.92 | [5 empty] | 4.4 | 39.92 |  |  |  | 5 | 41 |  |  |  |  | 26.1 | 78.98 |  |  |  |  | 4.4 | 39.92
1994-04-17 | 19:00 | 16.1 | 60.98 | SUNDAY | #N/A | 1990-04-17 | 19:00 | 8.3 | 46.94 |  |  | 1991-04-17 | 19:00 | 8.9 | 48.02 |  |  | 1991-04-17 | 19:00 | 9.4 | 48.92 | [5 empty] | 7.8 | 46.04 |  |  |  | 11.7 | 53.06 |  |  |  |  | 5 | 41 |  |  |  |  | 7.2 | 44.96 | [5 empty] | 1.7 | 35.06 |  |  |  | 3.3 | 37.94 |  |  |  |  | 23.9 | 75.02 |  |  |  |  | 2.2 | 35.96
1994-04-17 | 20:00 | 15.6 | 60.08 | SUNDAY | #N/A | 1990-04-17 | 20:00 | 8.3 | 46.94 |  |  | 1991-04-17 | 20:00 | 7.2 | 44.96 |  |  | 1991-04-17 | 20:00 | 8.9 | 48.02 | [5 empty] | 7.2 | 44.96 |  |  |  | 10 | 50 |  |  |  |  | 3.9 | 39.02 |  |  |  |  | 7.2 | 44.96 | [5 empty] | 1.1 | 33.98 |  |  |  | 3.9 | 39.02 |  |  |  |  | 22.8 | 73.04 |  |  |  |  | 1.1 | 33.98
1994-04-17 | 21:00 | 16.1 | 60.98 | SUNDAY | #N/A | 1990-04-17 | 21:00 | 8.3 | 46.94 |  |  | 1991-04-17 | 21:00 | 6.7 | 44.06 |  |  | 1991-04-17 | 21:00 | 8.3 | 46.94 | [5 empty] | 7.2 | 44.96 |  |  |  | 10 | 50 |  |  |  |  | 3.3 | 37.94 |  |  |  |  | 6.1 | 42.98 | [5 empty] | 0 | 32 |  |  |  | 4.4 | 39.92 |  |  |  |  | 22.2 | 71.96 |  |  |  |  | -1.1 | 30.02
1994-04-17 | 22:00 | 13.3 | 55.94 | SUNDAY | #N/A | 1990-04-17 | 22:00 | 7.2 | 44.96 |  |  | 1991-04-17 | 22:00 | 6.7 | 44.06 |  |  | 1991-04-17 | 22:00 | 7.8 | 46.04 | [5 empty] | 7.2 | 44.96 |  |  |  | 8.9 | 48.02 |  |  |  |  | 3.3 | 37.94 |  |  |  |  | 5 | 41 | [5 empty] | 0 | 32 |  |  |  | 3.9 | 39.02 |  |  |  |  | 21.7 | 71.06 |  |  |  |  | -3.3 | 26.06
1994-04-17 | 23:00 | 12.2 | 53.96 | SUNDAY | #N/A | 1990-04-17 | 23:00 | 6.1 | 42.98 |  |  | 1991-04-17 | 23:00 | 6.7 | 44.06 |  |  | 1991-04-17 | 23:00 | 7.8 | 46.04 | [5 empty] | 7.2 | 44.96 |  |  |  | 7.8 | 46.04 |  |  |  |  | 2.8 | 37.04 |  |  |  |  | 3.9 | 39.02 | [5 empty] | -1.1 | 30.02 |  |  |  | 3.9 | 39.02 |  |  |  |  | 21.7 | 71.06 |  |  |  |  | -4.4 | 24.08
1994-04-17 | 24:00 | 12.2 | 53.96 | SUNDAY | #N/A | 1990-04-17 | 24:00 | 5.6 | 42.08 |  |  | 1991-04-17 | 24:00 | 6.7 | 44.06 |  |  | 1991-04-17 | 24:00 | 7.8 | 46.04 | [5 empty] | 6.7 | 44.06 |  |  |  | 7.8 | 46.04 |  |  |  |  | 2.2 | 35.96 |  |  |  |  | 3.3 | 37.94 | [5 empty] | 0 | 32 |  |  |  | 3.3 | 37.94 |  |  |  |  | 21.1 | 69.98 |  |  |  |  | -3.9 | 24.98
1994-04-18 | 1:00 | 12.8 | 55.04 | WEEKDAY | #N/A | 1990-04-18 | 1:00 | 5 | 41 |  |  | 1991-04-18 | 1:00 | 6.7 | 44.06 |  |  | 1991-04-18 | 1:00 | 7.8 | 46.04 | [5 empty] | 6.7 | 44.06 |  |  |  | 7.8 | 46.04 |  |  |  |  | 1.7 | 35.06 |  |  |  |  | 3.9 | 39.02 | [5 empty] | 1.1 | 33.98 |  |  |  | 3.9 | 39.02 |  |  |  |  | 19.4 | 66.92 |  |  |  |  | -3.3 | 26.06
1994-04-18 | 2:00 | 11.1 | 51.98 | WEEKDAY | #N/A | 1990-04-18 | 2:00 | 4.4 | 39.92 |  |  | 1991-04-18 | 2:00 | 6.7 | 44.06 |  |  | 1991-04-18 | 2:00 | 7.2 | 44.96 | [5 empty] | 6.7 | 44.06 |  |  |  | 7.8 | 46.04 |  |  |  |  | 1.1 | 33.98 |  |  |  |  | 3.3 | 37.94 | [5 empty] | 1.7 | 35.06 |  |  |  | 3.3 | 37.94 |  |  |  |  | 20 | 68 |  |  |  |  | -1.7 | 28.94
1994-04-18 | 3:00 | 11.1 | 51.98 | WEEKDAY | #N/A | 1990-04-18 | 3:00 | 3.9 | 39.02 |  |  | 1991-04-18 | 3:00 | 6.7 | 44.06 |  |  | 1991-04-18 | 3:00 | 7.2 | 44.96 | [5 empty] | 6.7 | 44.06 |  |  |  | 7.8 | 46.04 |  |  |  |  | 1.7 | 35.06 |  |  |  |  | 2.8 | 37.04 | [5 empty] | 1.7 | 35.06 |  |  |  | 3.9 | 39.02 |  |  |  |  | 20.6 | 69.08 |  |  |  |  | -0.6 | 30.92
1994-04-18 | 4:00 | 11.1 | 51.98 | WEEKDAY | #N/A | 1990-04-18 | 4:00 | 3.9 | 39.02 |  |  | 1991-04-18 | 4:00 | 6.1 | 42.98 |  |  | 1991-04-18 | 4:00 | 7.2 | 44.96 | [5 empty] | 6.7 | 44.06 |  |  |  | 7.2 | 44.96 |  |  |  |  | 0.6 | 33.08 |  |  |  |  | 3.3 | 37.94 | [5 empty] | 2.2 | 35.96 |  |  |  | 3.9 | 39.02 |  |  |  |  | 19.4 | 66.92 |  |  |  |  | -0.6 | 30.92
1994-04-18 | 5:00 | 11.1 | 51.98 | WEEKDAY | #N/A | 1990-04-18 | 5:00 | 3.3 | 37.94 |  |  | 1991-04-18 | 5:00 | 6.1 | 42.98 |  |  | 1991-04-18 | 5:00 | 7.2 | 44.96 | [5 empty] | 6.1 | 42.98 |  |  |  | 7.2 | 44.96 |  |  |  |  | 0 | 32 |  |  |  |  | 2.8 | 37.04 | [5 empty] | 0.6 | 33.08 |  |  |  | 4.4 | 39.92 |  |  |  |  | 17.8 | 64.04 |  |  |  |  | -0.6 | 30.92
1994-04-18 | 6:00 | 11.1 | 51.98 | WEEKDAY | #N/A | 1990-04-18 | 6:00 | 3.3 | 37.94 |  |  | 1991-04-18 | 6:00 | 6.1 | 42.98 |  |  | 1991-04-18 | 6:00 | 6.7 | 44.06 | [5 empty] | 6.1 | 42.98 |  |  |  | 6.7 | 44.06 |  |  |  |  | 0 | 32 |  |  |  |  | 2.8 | 37.04 | [5 empty] | 0.6 | 33.08 |  |  |  | 5 | 41 |  |  |  |  | 17.2 | 62.96 |  |  |  |  | 0 | 32
1994-04-18 | 7:00 | 10.6 | 51.08 | WEEKDAY | #N/A | 1990-04-18 | 7:00 | 3.9 | 39.02 |  |  | 1991-04-18 | 7:00 | 6.1 | 42.98 |  |  | 1991-04-18 | 7:00 | 6.7 | 44.06 | [5 empty] | 6.1 | 42.98 |  |  |  | 6.7 | 44.06 |  |  |  |  | 1.7 | 35.06 |  |  |  |  | 3.3 | 37.94 | [5 empty] | 0.6 | 33.08 |  |  |  | 5 | 41 |  |  |  |  | 18.9 | 66.02 |  |  |  |  | 0.6 | 33.08
1994-04-18 | 8:00 | 12.2 | 53.96 | WEEKDAY | #N/A | 1990-04-18 | 8:00 | 4.4 | 39.92 |  |  | 1991-04-18 | 8:00 | 6.1 | 42.98 |  |  | 1991-04-18 | 8:00 | 6.7 | 44.06 | [5 empty] | 6.1 | 42.98 |  |  |  | 6.7 | 44.06 |  |  |  |  | 2.2 | 35.96 |  |  |  |  | 6.7 | 44.06 | [5 empty] | 1.7 | 35.06 |  |  |  | 6.1 | 42.98 |  |  |  |  | 20.6 | 69.08 |  |  |  |  | 2.2 | 35.96
1994-04-18 | 9:00 | 12.8 | 55.04 | WEEKDAY | #N/A | 1990-04-18 | 9:00 | 5.6 | 42.08 |  |  | 1991-04-18 | 9:00 | 6.7 | 44.06 |  |  | 1991-04-18 | 9:00 | 6.7 | 44.06 | [5 empty] | 6.7 | 44.06 |  |  |  | 6.7 | 44.06 |  |  |  |  | 5.6 | 42.08 |  |  |  |  | 8.3 | 46.94 | [5 empty] | 2.8 | 37.04 |  |  |  | 5.6 | 42.08 |  |  |  |  | 22.2 | 71.96 |  |  |  |  | 3.9 | 39.02
1994-04-18 | 10:00 | 13.3 | 55.94 | WEEKDAY | #N/A | 1990-04-18 | 10:00 | 7.2 | 44.96 |  |  | 1991-04-18 | 10:00 | 7.2 | 44.96 |  |  | 1991-04-18 | 10:00 | 7.8 | 46.04 | [5 empty] | 6.7 | 44.06 |  |  |  | 7.2 | 44.96 |  |  |  |  | 6.7 | 44.06 |  |  |  |  | 8.9 | 48.02 | [5 empty] | 3.9 | 39.02 |  |  |  | 7.2 | 44.96 |  |  |  |  | 23.9 | 75.02 |  |  |  |  | 3.9 | 39.02
1994-04-18 | 11:00 | 14.4 | 57.92 | WEEKDAY | #N/A | 1990-04-18 | 11:00 | 8.3 | 46.94 |  |  | 1991-04-18 | 11:00 | 7.9 | 46.22 |  |  | 1991-04-18 | 11:00 | 8.3 | 46.94 | [5 empty] | 7.8 | 46.04 |  |  |  | 7.8 | 46.04 |  |  |  |  | 7.2 | 44.96 |  |  |  |  | 10 | 50 | [5 empty] | 3.9 | 39.02 |  |  |  | 7.2 | 44.96 |  |  |  |  | 25.6 | 78.08 |  |  |  |  | 3.9 | 39.02
1994-04-18 | 12:00 | 16.1 | 60.98 | WEEKDAY | #N/A | 1990-04-18 | 12:00 | 8.9 | 48.02 |  |  | 1991-04-18 | 12:00 | 8.3 | 46.94 |  |  | 1991-04-18 | 12:00 | 9.4 | 48.92 | [5 empty] | 7.8 | 46.04 |  |  |  | 8.3 | 46.94 |  |  |  |  | 9.4 | 48.92 |  |  |  |  | 10 | 50 | [5 empty] | 6.1 | 42.98 |  |  |  | 8.3 | 46.94 |  |  |  |  | 26.7 | 80.06 |  |  |  |  | 5 | 41
1994-04-18 | 13:00 | 16.1 | 60.98 | WEEKDAY | #N/A | 1990-04-18 | 13:00 | 10 | 50 |  |  | 1991-04-18 | 13:00 | 8.9 | 48.02 |  |  | 1991-04-18 | 13:00 | 9.4 | 48.92 | [5 empty] | 8.3 | 46.94 |  |  |  | 8.9 | 48.02 |  |  |  |  | 10 | 50 |  |  |  |  | 12.2 | 53.96 | [5 empty] | 6.1 | 42.98 |  |  |  | 8.9 | 48.02 |  |  |  |  | 27.2 | 80.96 |  |  |  |  | 6.7 | 44.06
1994-04-18 | 14:00 | 17.2 | 62.96 | WEEKDAY | #N/A | 1990-04-18 | 14:00 | 10 | 50 |  |  | 1991-04-18 | 14:00 | 8.9 | 48.02 |  |  | 1991-04-18 | 14:00 | 9.4 | 48.92 | [5 empty] | 9.4 | 48.92 |  |  |  | 8.9 | 48.02 |  |  |  |  | 10.6 | 51.08 |  |  |  |  | 12.8 | 55.04 | [5 empty] | 8.3 | 46.94 |  |  |  | 10 | 50 |  |  |  |  | 28.3 | 82.94 |  |  |  |  | 5 | 41
1994-04-18 | 15:00 | 17.8 | 64.04 | WEEKDAY | #N/A | 1990-04-18 | 15:00 | 10 | 50 |  |  | 1991-04-18 | 15:00 | 9.4 | 48.92 |  |  | 1991-04-18 | 15:00 | 10 | 50 | [5 empty] | 10 | 50 |  |  |  | 10 | 50 |  |  |  |  | 10.6 | 51.08 |  |  |  |  | 13.3 | 55.94 | [5 empty] | 10 | 50 |  |  |  | 13.3 | 55.94 |  |  |  |  | 27.2 | 80.96 |  |  |  |  | 1.7 | 35.06
1994-04-18 | 16:00 | 18.3 | 64.94 | WEEKDAY | #N/A | 1990-04-18 | 16:00 | 10.6 | 51.08 |  |  | 1991-04-18 | 16:00 | 9.4 | 48.92 |  |  | 1991-04-18 | 16:00 | 10 | 50 | [5 empty] | 9.4 | 48.92 |  |  |  | 9.4 | 48.92 |  |  |  |  | 11.1 | 51.98 |  |  |  |  | 13.3 | 55.94 | [5 empty] | 8.3 | 46.94 |  |  |  | 14.4 | 57.92 |  |  |  |  | 25.6 | 78.08 |  |  |  |  | 2.8 | 37.04
1994-04-18 | 17:00 | 18.9 | 66.02 | WEEKDAY | #N/A | 1990-04-18 | 17:00 | 10.6 | 51.08 |  |  | 1991-04-18 | 17:00 | 9.4 | 48.92 |  |  | 1991-04-18 | 17:00 | 9.4 | 48.92 | [5 empty] | 9.4 | 48.92 |  |  |  | 9.4 | 48.92 |  |  |  |  | 11.7 | 53.06 |  |  |  |  | 13.3 | 55.94 | [5 empty] | 8.3 | 46.94 |  |  |  | 13.9 | 57.02 |  |  |  |  | 25 | 77 |  |  |  |  | 5.6 | 42.08
1994-04-18 | 18:00 | 18.9 | 66.02 | WEEKDAY | #N/A | 1990-04-18 | 18:00 | 10 | 50 |  |  | 1991-04-18 | 18:00 | 8.9 | 48.02 |  |  | 1991-04-18 | 18:00 | 9.4 | 48.92 | [5 empty] | 8.9 | 48.02 |  |  |  | 8.9 | 48.02 |  |  |  |  | 10.6 | 51.08 |  |  |  |  | 12.8 | 55.04 | [5 empty] | 8.3 | 46.94 |  |  |  | 10 | 50 |  |  |  |  | 24.4 | 75.92 |  |  |  |  | 2.8 | 37.04
1994-04-18 | 19:00 | 18.9 | 66.02 | WEEKDAY | #N/A | 1990-04-18 | 19:00 | 9.4 | 48.92 |  |  | 1991-04-18 | 19:00 | 8.9 | 48.02 |  |  | 1991-04-18 | 19:00 | 9.4 | 48.92 | [5 empty] | 8.3 | 46.94 |  |  |  | 8.3 | 46.94 |  |  |  |  | 8.9 | 48.02 |  |  |  |  | 10 | 50 | [5 empty] | 8.9 | 48.02 |  |  |  | 7.8 | 46.04 |  |  |  |  | 23.3 | 73.94 |  |  |  |  | 2.2 | 35.96
1994-04-18 | 20:00 | 17.8 | 64.04 | WEEKDAY | #N/A | 1990-04-18 | 20:00 | 8.9 | 48.02 |  |  | 1991-04-18 | 20:00 | 8.3 | 46.94 |  |  | 1991-04-18 | 20:00 | 9.4 | 48.92 | [5 empty] | 7.2 | 44.96 |  |  |  | 8.3 | 46.94 |  |  |  |  | 7.8 | 46.04 |  |  |  |  | 7.2 | 44.96 | [5 empty] | 7.8 | 46.04 |  |  |  | 6.7 | 44.06 |  |  |  |  | 22.2 | 71.96 |  |  |  |  | 2.2 | 35.96
1994-04-18 | 21:00 | 17.2 | 62.96 | WEEKDAY | #N/A | 1990-04-18 | 21:00 | 8.3 | 46.94 |  |  | 1991-04-18 | 21:00 | 7.8 | 46.04 |  |  | 1991-04-18 | 21:00 | 7.2 | 44.96 | [5 empty] | 6.7 | 44.06 |  |  |  | 7.8 | 46.04 |  |  |  |  | 7.8 | 46.04 |  |  |  |  | 6.1 | 42.98 | [5 empty] | 7.8 | 46.04 |  |  |  | 6.1 | 42.98 |  |  |  |  | 21.7 | 71.06 |  |  |  |  | 2.8 | 37.04
1994-04-18 | 22:00 | 17.2 | 62.96 | WEEKDAY | #N/A | 1990-04-18 | 22:00 | 7.8 | 46.04 |  |  | 1991-04-18 | 22:00 | 7.2 | 44.96 |  |  | 1991-04-18 | 22:00 | 7.2 | 44.96 | [5 empty] | 5.6 | 42.08 |  |  |  | 7.2 | 44.96 |  |  |  |  | 7.2 | 44.96 |  |  |  |  | 5.6 | 42.08 | [5 empty] | 7.8 | 46.04 |  |  |  | 6.7 | 44.06 |  |  |  |  | 20 | 68 |  |  |  |  | 1.7 | 35.06
1994-04-18 | 23:00 | 16.7 | 62.06 | WEEKDAY | #N/A | 1990-04-18 | 23:00 | 7.2 | 44.96 |  |  | 1991-04-18 | 23:00 | 6.7 | 44.06 |  |  | 1991-04-18 | 23:00 | 7.8 | 46.04 | [5 empty] | 3.9 | 39.02 |  |  |  | 6.7 | 44.06 |  |  |  |  | 5.6 | 42.08 |  |  |  |  | 4.4 | 39.92 | [5 empty] | 7.2 | 44.96 |  |  |  | 6.1 | 42.98 |  |  |  |  | 19.4 | 66.92 |  |  |  |  | 2.2 | 35.96
1994-04-18 | 24:00 | 16.7 | 62.06 | WEEKDAY | #N/A | 1990-04-18 | 24:00 | 7.2 | 44.96 |  |  | 1991-04-18 | 24:00 | 6.7 | 44.06 |  |  | 1991-04-18 | 24:00 | 6.7 | 44.06 | [5 empty] | 3.3 | 37.94 |  |  |  | 6.7 | 44.06 |  |  |  |  | 5 | 41 |  |  |  |  | 4.4 | 39.92 | [5 empty] | 7.2 | 44.96 |  |  |  | 5 | 41 |  |  |  |  | 18.3 | 64.94 |  |  |  |  | 2.2 | 35.96
1994-04-19 | 1:00 | 16.1 | 60.98 | WEEKDAY | #N/A | 1990-04-19 | 1:00 | 6.7 | 44.06 |  |  | 1991-04-19 | 1:00 | 5.2 | 41.36 |  |  | 1991-04-19 | 1:00 | 5.6 | 42.08 | [5 empty] | 3.9 | 39.02 |  |  |  | 5.6 | 42.08 |  |  |  |  | 4.4 | 39.92 |  |  |  |  | 8.3 | 46.94 | [5 empty] | 6.1 | 42.98 |  |  |  | 5 | 41 |  |  |  |  | 18.9 | 66.02 |  |  |  |  | 2.8 | 37.04
1994-04-19 | 2:00 | 13.9 | 57.02 | WEEKDAY | #N/A | 1990-04-19 | 2:00 | 6.7 | 44.06 |  |  | 1991-04-19 | 2:00 | 4.2 | 39.56 |  |  | 1991-04-19 | 2:00 | 4.4 | 39.92 | [5 empty] | 3.3 | 37.94 |  |  |  | 5.6 | 42.08 |  |  |  |  | 3.3 | 37.94 |  |  |  |  | 10 | 50 | [5 empty] | 5.6 | 42.08 |  |  |  | 3.9 | 39.02 |  |  |  |  | 20 | 68 |  |  |  |  | 2.2 | 35.96
1994-04-19 | 3:00 | 12.8 | 55.04 | WEEKDAY | #N/A | 1990-04-19 | 3:00 | 6.1 | 42.98 |  |  | 1991-04-19 | 3:00 | 2.8 | 37.04 |  |  | 1991-04-19 | 3:00 | 4.4 | 39.92 | [5 empty] | 1.7 | 35.06 |  |  |  | 3.9 | 39.02 |  |  |  |  | 3.3 | 37.94 |  |  |  |  | 8.3 | 46.94 | [5 empty] | 5.6 | 42.08 |  |  |  | 2.8 | 37.04 |  |  |  |  | 20 | 68 |  |  |  |  | 1.7 | 35.06
1994-04-19 | 4:00 | 12.2 | 53.96 | WEEKDAY | #N/A | 1990-04-19 | 4:00 | 6.1 | 42.98 |  |  | 1991-04-19 | 4:00 | 1.7 | 35.06 |  |  | 1991-04-19 | 4:00 | 3.3 | 37.94 | [5 empty] | 1.7 | 35.06 |  |  |  | 2.8 | 37.04 |  |  |  |  | 3.3 | 37.94 |  |  |  |  | 8.3 | 46.94 | [5 empty] | 4.4 | 39.92 |  |  |  | 2.2 | 35.96 |  |  |  |  | 20.6 | 69.08 |  |  |  |  | 1.1 | 33.98
1994-04-19 | 5:00 | 11.7 | 53.06 | WEEKDAY | #N/A | 1990-04-19 | 5:00 | 5.6 | 42.08 |  |  | 1991-04-19 | 5:00 | 1.7 | 35.06 |  |  | 1991-04-19 | 5:00 | 3.3 | 37.94 | [5 empty] | 1.1 | 33.98 |  |  |  | 1.1 | 33.98 |  |  |  |  | 2.8 | 37.04 |  |  |  |  | 9.4 | 48.92 | [5 empty] | 4.4 | 39.92 |  |  |  | 2.2 | 35.96 |  |  |  |  | 20.6 | 69.08 |  |  |  |  | 1.7 | 35.06
1994-04-19 | 6:00 | 11.1 | 51.98 | WEEKDAY | #N/A | 1990-04-19 | 6:00 | 6.7 | 44.06 |  |  | 1991-04-19 | 6:00 | 2.2 | 35.96 |  |  | 1991-04-19 | 6:00 | 3.9 | 39.02 | [5 empty] | 2.8 | 37.04 |  |  |  | -0.5 | 31.1 |  |  |  |  | 2.8 | 37.04 |  |  |  |  | 10 | 50 | [5 empty] | 4.4 | 39.92 |  |  |  | 1.7 | 35.06 |  |  |  |  | 20.6 | 69.08 |  |  |  |  | 2.8 | 37.04
1994-04-19 | 7:00 | 13.3 | 55.94 | WEEKDAY | #N/A | 1990-04-19 | 7:00 | 8.9 | 48.02 |  |  | 1991-04-19 | 7:00 | 4.4 | 39.92 |  |  | 1991-04-19 | 7:00 | 5 | 41 | [5 empty] | 4.4 | 39.92 |  |  |  | -0.5 | 31.1 |  |  |  |  | 3.9 | 39.02 |  |  |  |  | 11.1 | 51.98 | [5 empty] | 5.6 | 42.08 |  |  |  | 3.9 | 39.02 |  |  |  |  | 21.7 | 71.06 |  |  |  |  | 2.8 | 37.04
1994-04-19 | 8:00 | 16.7 | 62.06 | WEEKDAY | #N/A | 1990-04-19 | 8:00 | 10 | 50 |  |  | 1991-04-19 | 8:00 | 6.1 | 42.98 |  |  | 1991-04-19 | 8:00 | 6.1 | 42.98 | [5 empty] | 6.7 | 44.06 |  |  |  | 3.9 | 39.02 |  |  |  |  | 6.7 | 44.06 |  |  |  |  | 12.2 | 53.96 | [5 empty] | 7.8 | 46.04 |  |  |  | 6.7 | 44.06 |  |  |  |  | 21 | 69.8 |  |  |  |  | 2.8 | 37.04
1994-04-19 | 9:00 | 20.6 | 69.08 | WEEKDAY | #N/A | 1990-04-19 | 9:00 | 10.6 | 51.08 |  |  | 1991-04-19 | 9:00 | 7.2 | 44.96 |  |  | 1991-04-19 | 9:00 | 7.2 | 44.96 | [5 empty] | 8.3 | 46.94 |  |  |  | 5.6 | 42.08 |  |  |  |  | 10 | 50 |  |  |  |  | 14.4 | 57.92 | [5 empty] | 9.4 | 48.92 |  |  |  | 8.3 | 46.94 |  |  |  |  | 21.7 | 71.06 |  |  |  |  | 4.4 | 39.92
1994-04-19 | 10:00 | 21.1 | 69.98 | WEEKDAY | #N/A | 1990-04-19 | 10:00 | 11.7 | 53.06 |  |  | 1991-04-19 | 10:00 | 8.9 | 48.02 |  |  | 1991-04-19 | 10:00 | 8.9 | 48.02 | [5 empty] | 10 | 50 |  |  |  | 10.6 | 51.08 |  |  |  |  | 11.7 | 53.06 |  |  |  |  | 13.3 | 55.94 | [5 empty] | 8.9 | 48.02 |  |  |  | 10.6 | 51.08 |  |  |  |  | 23.9 | 75.02 |  |  |  |  | 5.6 | 42.08
1994-04-19 | 11:00 | 24.4 | 75.92 | WEEKDAY | #N/A | 1990-04-19 | 11:00 | 12.8 | 55.04 |  |  | 1991-04-19 | 11:00 | 10 | 50 |  |  | 1991-04-19 | 11:00 | 9.4 | 48.92 | [5 empty] | 11.1 | 51.98 |  |  |  | 12.2 | 53.96 |  |  |  |  | 13.3 | 55.94 |  |  |  |  | 17.2 | 62.96 | [5 empty] | 9.4 | 48.92 |  |  |  | 12.8 | 55.04 |  |  |  |  | 26.1 | 78.98 |  |  |  |  | 7.2 | 44.96
1994-04-19 | 12:00 | 26.1 | 78.98 | WEEKDAY | #N/A | 1990-04-19 | 12:00 | 13.9 | 57.02 |  |  | 1991-04-19 | 12:00 | 10.6 | 51.08 |  |  | 1991-04-19 | 12:00 | 9.4 | 48.92 | [5 empty] | 11.1 | 51.98 |  |  |  | 13.3 | 55.94 |  |  |  |  | 14.4 | 57.92 |  |  |  |  | 18.3 | 64.94 | [5 empty] | 10 | 50 |  |  |  | 14.4 | 57.92 |  |  |  |  | 26.7 | 80.06 |  |  |  |  | 8.9 | 48.02
1994-04-19 | 13:00 | 26.7 | 80.06 | WEEKDAY | #N/A | 1990-04-19 | 13:00 | 13.9 | 57.02 |  |  | 1991-04-19 | 13:00 | 10 | 50 |  |  | 1991-04-19 | 13:00 | 10 | 50 | [5 empty] | 12.2 | 53.96 |  |  |  | 14.4 | 57.92 |  |  |  |  | 15.6 | 60.08 |  |  |  |  | 19.4 | 66.92 | [5 empty] | 10 | 50 |  |  |  | 15 | 59 |  |  |  |  | 25.6 | 78.08 |  |  |  |  | 8.9 | 48.02
1994-04-19 | 14:00 | 27.2 | 80.96 | WEEKDAY | #N/A | 1990-04-19 | 14:00 | 13.9 | 57.02 |  |  | 1991-04-19 | 14:00 | 11.1 | 51.98 |  |  | 1991-04-19 | 14:00 | 10.6 | 51.08 | [5 empty] | 12.2 | 53.96 |  |  |  | 14.6 | 58.28 |  |  |  |  | 16.7 | 62.06 |  |  |  |  | 16.7 | 62.06 | [5 empty] | 10 | 50 |  |  |  | 17.2 | 62.96 |  |  |  |  | 25.6 | 78.08 |  |  |  |  | 8.3 | 46.94
1994-04-19 | 15:00 | 27.2 | 80.96 | WEEKDAY | #N/A | 1990-04-19 | 15:00 | 12.8 | 55.04 |  |  | 1991-04-19 | 15:00 | 11.7 | 53.06 |  |  | 1991-04-19 | 15:00 | 11.1 | 51.98 | [5 empty] | 12.2 | 53.96 |  |  |  | 14.4 | 57.92 |  |  |  |  | 17.8 | 64.04 |  |  |  |  | 17.8 | 64.04 | [5 empty] | 9.4 | 48.92 |  |  |  | 17.2 | 62.96 |  |  |  |  | 26.1 | 78.98 |  |  |  |  | 7.8 | 46.04
1994-04-19 | 16:00 | 26.7 | 80.06 | WEEKDAY | #N/A | 1990-04-19 | 16:00 | 12.8 | 55.04 |  |  | 1991-04-19 | 16:00 | 12.2 | 53.96 |  |  | 1991-04-19 | 16:00 | 10 | 50 | [5 empty] | 10.6 | 51.08 |  |  |  | 13.9 | 57.02 |  |  |  |  | 18.3 | 64.94 |  |  |  |  | 16.7 | 62.06 | [5 empty] | 9.4 | 48.92 |  |  |  | 17.2 | 62.96 |  |  |  |  | 24.4 | 75.92 |  |  |  |  | 8.3 | 46.94
1994-04-19 | 17:00 | 23.3 | 73.94 | WEEKDAY | #N/A | 1990-04-19 | 17:00 | 12.8 | 55.04 |  |  | 1991-04-19 | 17:00 | 11.7 | 53.06 |  |  | 1991-04-19 | 17:00 | 8.9 | 48.02 | [5 empty] | 10.6 | 51.08 |  |  |  | 13.9 | 57.02 |  |  |  |  | 18.3 | 64.94 |  |  |  |  | 15.6 | 60.08 | [5 empty] | 9.4 | 48.92 |  |  |  | 16.7 | 62.06 |  |  |  |  | 23.9 | 75.02 |  |  |  |  | 8.3 | 46.94
1994-04-19 | 18:00 | 20 | 68 | WEEKDAY | #N/A | 1990-04-19 | 18:00 | 11.7 | 53.06 |  |  | 1991-04-19 | 18:00 | 10.6 | 51.08 |  |  | 1991-04-19 | 18:00 | 7.8 | 46.04 | [5 empty] | 8.3 | 46.94 |  |  |  | 12.8 | 55.04 |  |  |  |  | 17.2 | 62.96 |  |  |  |  | 16.1 | 60.98 | [5 empty] | 10 | 50 |  |  |  | 14.4 | 57.92 |  |  |  |  | 21.1 | 69.98 |  |  |  |  | 8.3 | 46.94
1994-04-19 | 19:00 | 19.4 | 66.92 | WEEKDAY | #N/A | 1990-04-19 | 19:00 | 10 | 50 |  |  | 1991-04-19 | 19:00 | 8.3 | 46.94 |  |  | 1991-04-19 | 19:00 | 7.2 | 44.96 | [5 empty] | 7.2 | 44.96 |  |  |  | 11.1 | 51.98 |  |  |  |  | 15.6 | 60.08 |  |  |  |  | 15 | 59 | [5 empty] | 9.4 | 48.92 |  |  |  | 12.2 | 53.96 |  |  |  |  | 18.9 | 66.02 |  |  |  |  | 7.2 | 44.96
1994-04-19 | 20:00 | 19.4 | 66.92 | WEEKDAY | #N/A | 1990-04-19 | 20:00 | 10 | 50 |  |  | 1991-04-19 | 20:00 | 7.2 | 44.96 |  |  | 1991-04-19 | 20:00 | 7.2 | 44.96 | [5 empty] | 7.2 | 44.96 |  |  |  | 9.4 | 48.92 |  |  |  |  | 15 | 59 |  |  |  |  | 13.3 | 55.94 | [5 empty] | 9.4 | 48.92 |  |  |  | 11.7 | 53.06 |  |  |  |  | 15.6 | 60.08 |  |  |  |  | 7.2 | 44.96
1994-04-19 | 21:00 | 19.4 | 66.92 | WEEKDAY | #N/A | 1990-04-19 | 21:00 | 10 | 50 |  |  | 1991-04-19 | 21:00 | 6.1 | 42.98 |  |  | 1991-04-19 | 21:00 | 6.7 | 44.06 | [5 empty] | 6.7 | 44.06 |  |  |  | 8.3 | 46.94 |  |  |  |  | 13.3 | 55.94 |  |  |  |  | 12.2 | 53.96 | [5 empty] | 8.9 | 48.02 |  |  |  | 11.7 | 53.06 |  |  |  |  | 12.8 | 55.04 |  |  |  |  | 5.6 | 42.08
1994-04-19 | 22:00 | 19.4 | 66.92 | WEEKDAY | #N/A | 1990-04-19 | 22:00 | 10 | 50 |  |  | 1991-04-19 | 22:00 | 4.4 | 39.92 |  |  | 1991-04-19 | 22:00 | 6.7 | 44.06 | [5 empty] | 5.6 | 42.08 |  |  |  | 7.8 | 46.04 |  |  |  |  | 12.8 | 55.04 |  |  |  |  | 11.1 | 51.98 | [5 empty] | 8.9 | 48.02 |  |  |  | 12.2 | 53.96 |  |  |  |  | 11.7 | 53.06 |  |  |  |  | 5.6 | 42.08
1994-04-19 | 23:00 | 18.3 | 64.94 | WEEKDAY | #N/A | 1990-04-19 | 23:00 | 9.4 | 48.92 |  |  | 1991-04-19 | 23:00 | 3.9 | 39.02 |  |  | 1991-04-19 | 23:00 | 6.1 | 42.98 | [5 empty] | 5 | 41 |  |  |  | 6.7 | 44.06 |  |  |  |  | 11.7 | 53.06 |  |  |  |  | 10.6 | 51.08 | [5 empty] | 8.9 | 48.02 |  |  |  | 11.7 | 53.06 |  |  |  |  | 11.1 | 51.98 |  |  |  |  | 4.4 | 39.92
1994-04-19 | 24:00 | 16.1 | 60.98 | WEEKDAY | #N/A | 1990-04-19 | 24:00 | 8.9 | 48.02 |  |  | 1991-04-19 | 24:00 | 3.3 | 37.94 |  |  | 1991-04-19 | 24:00 | 6.1 | 42.98 | [5 empty] | 5 | 41 |  |  |  | 3.9 | 39.02 |  |  |  |  | 11.7 | 53.06 |  |  |  |  | 9.4 | 48.92 | [5 empty] | 8.3 | 46.94 |  |  |  | 12.2 | 53.96 |  |  |  |  | 10 | 50 |  |  |  |  | 4.4 | 39.92
1994-04-20 | 1:00 | 15.6 | 60.08 | WEEKDAY | #N/A | 1990-04-20 | 1:00 | 8.9 | 48.02 |  |  | 1991-04-20 | 1:00 | 3.9 | 39.02 |  |  | 1991-04-20 | 1:00 | 6.1 | 42.98 | [5 empty] | 5 | 41 |  |  |  | 1.7 | 35.06 |  |  |  |  | 10.6 | 51.08 |  |  |  |  | 8.3 | 46.94 | [5 empty] | 8.3 | 46.94 |  |  |  | 11.7 | 53.06 |  |  |  |  | 9.4 | 48.92 |  |  |  |  | 2.2 | 35.96
1994-04-20 | 2:00 | 13.9 | 57.02 | WEEKDAY | #N/A | 1990-04-20 | 2:00 | 8.3 | 46.94 |  |  | 1991-04-20 | 2:00 | 3.9 | 39.02 |  |  | 1991-04-20 | 2:00 | 6.7 | 44.06 | [5 empty] | 6.1 | 42.98 |  |  |  | 2.8 | 37.04 |  |  |  |  | 11.1 | 51.98 |  |  |  |  | 7.8 | 46.04 | [5 empty] | 8.3 | 46.94 |  |  |  | 11.7 | 53.06 |  |  |  |  | 9.4 | 48.92 |  |  |  |  | 2.8 | 37.04
1994-04-20 | 3:00 | 12.8 | 55.04 | WEEKDAY | #N/A | 1990-04-20 | 3:00 | 8.3 | 46.94 |  |  | 1991-04-20 | 3:00 | 4.4 | 39.92 |  |  | 1991-04-20 | 3:00 | 6.1 | 42.98 | [5 empty] | 6.1 | 42.98 |  |  |  | 2.8 | 37.04 |  |  |  |  | 10.6 | 51.08 |  |  |  |  | 4.4 | 39.92 | [5 empty] | 7.8 | 46.04 |  |  |  | 12.2 | 53.96 |  |  |  |  | 8.9 | 48.02 |  |  |  |  | 2.2 | 35.96
1994-04-20 | 4:00 | 12.2 | 53.96 | WEEKDAY | #N/A | 1990-04-20 | 4:00 | 8.3 | 46.94 |  |  | 1991-04-20 | 4:00 | 5 | 41 |  |  | 1991-04-20 | 4:00 | 6.1 | 42.98 | [5 empty] | 6.1 | 42.98 |  |  |  | 4.4 | 39.92 |  |  |  |  | 10.6 | 51.08 |  |  |  |  | 6.1 | 42.98 | [5 empty] | 7.8 | 46.04 |  |  |  | 11.7 | 53.06 |  |  |  |  | 9.4 | 48.92 |  |  |  |  | 1.7 | 35.06
1994-04-20 | 5:00 | 12.2 | 53.96 | WEEKDAY | #N/A | 1990-04-20 | 5:00 | 8.3 | 46.94 |  |  | 1991-04-20 | 5:00 | 5 | 41 |  |  | 1991-04-20 | 5:00 | 6.7 | 44.06 | [5 empty] | 6.1 | 42.98 |  |  |  | 4.4 | 39.92 |  |  |  |  | 10 | 50 |  |  |  |  | 6.7 | 44.06 | [5 empty] | 7.8 | 46.04 |  |  |  | 11.1 | 51.98 |  |  |  |  | 8.9 | 48.02 |  |  |  |  | 1.7 | 35.06
1994-04-20 | 6:00 | 12.8 | 55.04 | WEEKDAY | #N/A | 1990-04-20 | 6:00 | 8.3 | 46.94 |  |  | 1991-04-20 | 6:00 | 5 | 41 |  |  | 1991-04-20 | 6:00 | 6.7 | 44.06 | [5 empty] | 6.1 | 42.98 |  |  |  | 5 | 41 |  |  |  |  | 10 | 50 |  |  |  |  | 6.1 | 42.98 | [5 empty] | 7.8 | 46.04 |  |  |  | 8.3 | 46.94 |  |  |  |  | 8.3 | 46.94 |  |  |  |  | 2.8 | 37.04
1994-04-20 | 7:00 | 12.2 | 53.96 | WEEKDAY | #N/A | 1990-04-20 | 7:00 | 9.4 | 48.92 |  |  | 1991-04-20 | 7:00 | 6.1 | 42.98 |  |  | 1991-04-20 | 7:00 | 6.7 | 44.06 | [5 empty] | 6.7 | 44.06 |  |  |  | 5.6 | 42.08 |  |  |  |  | 11.1 | 51.98 |  |  |  |  | 7.2 | 44.96 | [5 empty] | 7.8 | 46.04 |  |  |  | 9.4 | 48.92 |  |  |  |  | 7.2 | 44.96 |  |  |  |  | 5.6 | 42.08
1994-04-20 | 8:00 | 12.8 | 55.04 | WEEKDAY | #N/A | 1990-04-20 | 8:00 | 10.6 | 51.08 |  |  | 1991-04-20 | 8:00 | 6.1 | 42.98 |  |  | 1991-04-20 | 8:00 | 7.2 | 44.96 | [5 empty] | 7.2 | 44.96 |  |  |  | 6.7 | 44.06 |  |  |  |  | 12.8 | 55.04 |  |  |  |  | 6.7 | 44.06 | [5 empty] | 7.8 | 46.04 |  |  |  | 12.8 | 55.04 |  |  |  |  | 6.1 | 42.98 |  |  |  |  | 8.3 | 46.94
1994-04-20 | 9:00 | 13.3 | 55.94 | WEEKDAY | #N/A | 1990-04-20 | 9:00 | 11.1 | 51.98 |  |  | 1991-04-20 | 9:00 | 7.2 | 44.96 |  |  | 1991-04-20 | 9:00 | 7.2 | 44.96 | [5 empty] | 8.3 | 46.94 |  |  |  | 7.2 | 44.96 |  |  |  |  | 15.6 | 60.08 |  |  |  |  | 8.3 | 46.94 | [5 empty] | 9.4 | 48.92 |  |  |  | 14.4 | 57.92 |  |  |  |  | 6.7 | 44.06 |  |  |  |  | 8.9 | 48.02
1994-04-20 | 10:00 | 13.9 | 57.02 | WEEKDAY | #N/A | 1990-04-20 | 10:00 | 12.2 | 53.96 |  |  | 1991-04-20 | 10:00 | 6.7 | 44.06 |  |  | 1991-04-20 | 10:00 | 7.8 | 46.04 | [5 empty] | 10 | 50 |  |  |  | 8.3 | 46.94 |  |  |  |  | 16.7 | 62.06 |  |  |  |  | 8.9 | 48.02 | [5 empty] | 10 | 50 |  |  |  | 14.4 | 57.92 |  |  |  |  | 6.7 | 44.06 |  |  |  |  | 10.6 | 51.08
1994-04-20 | 11:00 | 15 | 59 | WEEKDAY | #N/A | 1990-04-20 | 11:00 | 14.4 | 57.92 |  |  | 1991-04-20 | 11:00 | 7.8 | 46.04 |  |  | 1991-04-20 | 11:00 | 8.3 | 46.94 | [5 empty] | 9.4 | 48.92 |  |  |  | 8.9 | 48.02 |  |  |  |  | 16.7 | 62.06 |  |  |  |  | 9.4 | 48.92 | [5 empty] | 11.7 | 53.06 |  |  |  | 16.1 | 60.98 |  |  |  |  | 8.9 | 48.02 |  |  |  |  | 10.6 | 51.08
1994-04-20 | 12:00 | 15.6 | 60.08 | WEEKDAY | #N/A | 1990-04-20 | 12:00 | 16.7 | 62.06 |  |  | 1991-04-20 | 12:00 | 8.9 | 48.02 |  |  | 1991-04-20 | 12:00 | 8.9 | 48.02 | [5 empty] | 10.6 | 51.08 |  |  |  | 10.6 | 51.08 |  |  |  |  | 11.7 | 53.06 |  |  |  |  | 10 | 50 | [5 empty] | 13.3 | 55.94 |  |  |  | 16.7 | 62.06 |  |  |  |  | 9.4 | 48.92 |  |  |  |  | 11.7 | 53.06
1994-04-20 | 13:00 | 15.6 | 60.08 | WEEKDAY | #N/A | 1990-04-20 | 13:00 | 16.7 | 62.06 |  |  | 1991-04-20 | 13:00 | 12.8 | 55.04 |  |  | 1991-04-20 | 13:00 | 8.9 | 48.02 | [5 empty] | 10 | 50 |  |  |  | 11.1 | 51.98 |  |  |  |  | 13.9 | 57.02 |  |  |  |  | 10 | 50 | [5 empty] | 13.3 | 55.94 |  |  |  | 12.8 | 55.04 |  |  |  |  | 10 | 50 |  |  |  |  | 13.9 | 57.02
1994-04-20 | 14:00 | 15.6 | 60.08 | WEEKDAY | #N/A | 1990-04-20 | 14:00 | 15.6 | 60.08 |  |  | 1991-04-20 | 14:00 | 10 | 50 |  |  | 1991-04-20 | 14:00 | 8.9 | 48.02 | [5 empty] | 10 | 50 |  |  |  | 11.7 | 53.06 |  |  |  |  | 17.8 | 64.04 |  |  |  |  | 10 | 50 | [5 empty] | 13.3 | 55.94 |  |  |  | 13.3 | 55.94 |  |  |  |  | 11.1 | 51.98 |  |  |  |  | 15 | 59
1994-04-20 | 15:00 | 15 | 59 | WEEKDAY | #N/A | 1990-04-20 | 15:00 | 16.1 | 60.98 |  |  | 1991-04-20 | 15:00 | 10 | 50 |  |  | 1991-04-20 | 15:00 | 8.3 | 46.94 | [5 empty] | 8.9 | 48.02 |  |  |  | 12.2 | 53.96 |  |  |  |  | 15 | 59 |  |  |  |  | 10 | 50 | [5 empty] | 14.4 | 57.92 |  |  |  | 14.4 | 57.92 |  |  |  |  | 12.2 | 53.96 |  |  |  |  | 16.7 | 62.06
1994-04-20 | 16:00 | 15.6 | 60.08 | WEEKDAY | #N/A | 1990-04-20 | 16:00 | 16.1 | 60.98 |  |  | 1991-04-20 | 16:00 | 10 | 50 |  |  | 1991-04-20 | 16:00 | 8.9 | 48.02 | [5 empty] | 8.9 | 48.02 |  |  |  | 13.3 | 55.94 |  |  |  |  | 16.7 | 62.06 |  |  |  |  | 9.4 | 48.92 | [5 empty] | 14.4 | 57.92 |  |  |  | 15 | 59 |  |  |  |  | 12.2 | 53.96 |  |  |  |  | 16.1 | 60.98
1994-04-20 | 17:00 | 16.1 | 60.98 | WEEKDAY | #N/A | 1990-04-20 | 17:00 | 16.7 | 62.06 |  |  | 1991-04-20 | 17:00 | 9.4 | 48.92 |  |  | 1991-04-20 | 17:00 | 8.3 | 46.94 | [5 empty] | 8.9 | 48.02 |  |  |  | 12.2 | 53.96 |  |  |  |  | 16.7 | 62.06 |  |  |  |  | 9.4 | 48.92 | [5 empty] | 14.4 | 57.92 |  |  |  | 15 | 59 |  |  |  |  | 12.2 | 53.96 |  |  |  |  | 16.7 | 62.06
1994-04-20 | 18:00 | 15 | 59 | WEEKDAY | #N/A | 1990-04-20 | 18:00 | 16.1 | 60.98 |  |  | 1991-04-20 | 18:00 | 8.9 | 48.02 |  |  | 1991-04-20 | 18:00 | 8.3 | 46.94 | [5 empty] | 8.9 | 48.02 |  |  |  | 11.7 | 53.06 |  |  |  |  | 14.4 | 57.92 |  |  |  |  | 8.3 | 46.94 | [5 empty] | 14.4 | 57.92 |  |  |  | 12.8 | 55.04 |  |  |  |  | 11.7 | 53.06 |  |  |  |  | 15 | 59
1994-04-20 | 19:00 | 13.9 | 57.02 | WEEKDAY | #N/A | 1990-04-20 | 19:00 | 15.6 | 60.08 |  |  | 1991-04-20 | 19:00 | 8.9 | 48.02 |  |  | 1991-04-20 | 19:00 | 8.9 | 48.02 | [5 empty] | 8.9 | 48.02 |  |  |  | 11.1 | 51.98 |  |  |  |  | 13.3 | 55.94 |  |  |  |  | 7.2 | 44.96 | [5 empty] | 12.8 | 55.04 |  |  |  | 10.6 | 51.08 |  |  |  |  | 9.4 | 48.92 |  |  |  |  | 13.9 | 57.02
1994-04-20 | 20:00 | 13.3 | 55.94 | WEEKDAY | #N/A | 1990-04-20 | 20:00 | 15.6 | 60.08 |  |  | 1991-04-20 | 20:00 | 8.3 | 46.94 |  |  | 1991-04-20 | 20:00 | 8.9 | 48.02 | [5 empty] | 8.9 | 48.02 |  |  |  | 11.1 | 51.98 |  |  |  |  | 11.7 | 53.06 |  |  |  |  | 6.1 | 42.98 | [5 empty] | 11.1 | 51.98 |  |  |  | 7.8 | 46.04 |  |  |  |  | 7.8 | 46.04 |  |  |  |  | 12.8 | 55.04
1994-04-20 | 21:00 | 12.8 | 55.04 | WEEKDAY | #N/A | 1990-04-20 | 21:00 | 15.6 | 60.08 |  |  | 1991-04-20 | 21:00 | 8.3 | 46.94 |  |  | 1991-04-20 | 21:00 | 9.4 | 48.92 | [5 empty] | 8.9 | 48.02 |  |  |  | 10.6 | 51.08 |  |  |  |  | 10.6 | 51.08 |  |  |  |  | 5 | 41 | [5 empty] | 11.1 | 51.98 |  |  |  | 6.7 | 44.06 |  |  |  |  | 6.1 | 42.98 |  |  |  |  | 12.2 | 53.96
1994-04-20 | 22:00 | 11.1 | 51.98 | WEEKDAY | #N/A | 1990-04-20 | 22:00 | 16.7 | 62.06 |  |  | 1991-04-20 | 22:00 | 8.3 | 46.94 |  |  | 1991-04-20 | 22:00 | 9.4 | 48.92 | [5 empty] | 8.3 | 46.94 |  |  |  | 10.6 | 51.08 |  |  |  |  | 10 | 50 |  |  |  |  | 3.3 | 37.94 | [5 empty] | 9.4 | 48.92 |  |  |  | 6.7 | 44.06 |  |  |  |  | 5 | 41 |  |  |  |  | 12.2 | 53.96
1994-04-20 | 23:00 | 11.1 | 51.98 | WEEKDAY | #N/A | 1990-04-20 | 23:00 | 15 | 59 |  |  | 1991-04-20 | 23:00 | 8.3 | 46.94 |  |  | 1991-04-20 | 23:00 | 8.3 | 46.94 | [5 empty] | 7.2 | 44.96 |  |  |  | 10.6 | 51.08 |  |  |  |  | 9.4 | 48.92 |  |  |  |  | 2.2 | 35.96 | [5 empty] | 8.9 | 48.02 |  |  |  | 7.2 | 44.96 |  |  |  |  | 4.4 | 39.92 |  |  |  |  | 11.1 | 51.98
1994-04-20 | 24:00 | 10.6 | 51.08 | WEEKDAY | #N/A | 1990-04-20 | 24:00 | 13.9 | 57.02 |  |  | 1991-04-20 | 24:00 | 8.3 | 46.94 |  |  | 1991-04-20 | 24:00 | 7.2 | 44.96 | [5 empty] | 6.7 | 44.06 |  |  |  | 10.6 | 51.08 |  |  |  |  | 8.3 | 46.94 |  |  |  |  | 0 | 32 | [5 empty] | 8.3 | 46.94 |  |  |  | 6.7 | 44.06 |  |  |  |  | 4.4 | 39.92 |  |  |  |  | 11.1 | 51.98
1994-04-21 | 1:00 | 10 | 50 | WEEKDAY | #N/A | 1990-04-21 | 1:00 | 13.3 | 55.94 |  |  | 1991-04-21 | 1:00 | 8.3 | 46.94 |  |  | 1991-04-21 | 1:00 | 6.7 | 44.06 | [5 empty] | 6.7 | 44.06 |  |  |  | 8.3 | 46.94 |  |  |  |  | 7.8 | 46.04 |  |  |  |  | -1.1 | 30.02 | [5 empty] | 7.2 | 44.96 |  |  |  | 6.1 | 42.98 |  |  |  |  | 3.9 | 39.02 |  |  |  |  | 8.9 | 48.02
1994-04-21 | 2:00 | 10 | 50 | WEEKDAY | #N/A | 1990-04-21 | 2:00 | 12.8 | 55.04 |  |  | 1991-04-21 | 2:00 | 5.6 | 42.08 |  |  | 1991-04-21 | 2:00 | 6.1 | 42.98 | [5 empty] | 6.7 | 44.06 |  |  |  | 6.7 | 44.06 |  |  |  |  | 6.7 | 44.06 |  |  |  |  | 0.6 | 33.08 | [5 empty] | 6.7 | 44.06 |  |  |  | 3.9 | 39.02 |  |  |  |  | 3.3 | 37.94 |  |  |  |  | 8.3 | 46.94
1994-04-21 | 3:00 | 10 | 50 | WEEKDAY | #N/A | 1990-04-21 | 3:00 | 12.2 | 53.96 |  |  | 1991-04-21 | 3:00 | 5.6 | 42.08 |  |  | 1991-04-21 | 3:00 | 5.6 | 42.08 | [5 empty] | 6.1 | 42.98 |  |  |  | 6.1 | 42.98 |  |  |  |  | 6.7 | 44.06 |  |  |  |  | 1.1 | 33.98 | [5 empty] | 6.7 | 44.06 |  |  |  | 3.9 | 39.02 |  |  |  |  | 3.3 | 37.94 |  |  |  |  | 7.2 | 44.96
1994-04-21 | 4:00 | 9.4 | 48.92 | WEEKDAY | #N/A | 1990-04-21 | 4:00 | 11.7 | 53.06 |  |  | 1991-04-21 | 4:00 | 5 | 41 |  |  | 1991-04-21 | 4:00 | 5.6 | 42.08 | [5 empty] | 6.1 | 42.98 |  |  |  | 5.6 | 42.08 |  |  |  |  | 6.1 | 42.98 |  |  |  |  | 2.2 | 35.96 | [5 empty] | 6.7 | 44.06 |  |  |  | 2.8 | 37.04 |  |  |  |  | 2.8 | 37.04 |  |  |  |  | 6.1 | 42.98
1994-04-21 | 5:00 | 8.9 | 48.02 | WEEKDAY | #N/A | 1990-04-21 | 5:00 | 11.7 | 53.06 |  |  | 1991-04-21 | 5:00 | 5 | 41 |  |  | 1991-04-21 | 5:00 | 5.6 | 42.08 | [5 empty] | 6.1 | 42.98 |  |  |  | 5 | 41 |  |  |  |  | 6.1 | 42.98 |  |  |  |  | 1.7 | 35.06 | [5 empty] | 6.7 | 44.06 |  |  |  | 2.8 | 37.04 |  |  |  |  | 2.2 | 35.96 |  |  |  |  | 5.6 | 42.08
1994-04-21 | 6:00 | 9.4 | 48.92 | WEEKDAY | #N/A | 1990-04-21 | 6:00 | 11.7 | 53.06 |  |  | 1991-04-21 | 6:00 | 5.6 | 42.08 |  |  | 1991-04-21 | 6:00 | 5.6 | 42.08 | [5 empty] | 6.1 | 42.98 |  |  |  | 5.6 | 42.08 |  |  |  |  | 6.7 | 44.06 |  |  |  |  | 2.2 | 35.96 | [5 empty] | 6.1 | 42.98 |  |  |  | 2.8 | 37.04 |  |  |  |  | 1.7 | 35.06 |  |  |  |  | 6.1 | 42.98
1994-04-21 | 7:00 | 10 | 50 | WEEKDAY | #N/A | 1990-04-21 | 7:00 | 12.2 | 53.96 |  |  | 1991-04-21 | 7:00 | 5.6 | 42.08 |  |  | 1991-04-21 | 7:00 | 6.1 | 42.98 | [5 empty] | 6.7 | 44.06 |  |  |  | 5 | 41 |  |  |  |  | 7.8 | 46.04 |  |  |  |  | 3.9 | 39.02 | [5 empty] | 7.8 | 46.04 |  |  |  | 3.3 | 37.94 |  |  |  |  | 2.2 | 35.96 |  |  |  |  | 8.9 | 48.02
1994-04-21 | 8:00 | 10 | 50 | WEEKDAY | #N/A | 1990-04-21 | 8:00 | 12.2 | 53.96 |  |  | 1991-04-21 | 8:00 | 5.6 | 42.08 |  |  | 1991-04-21 | 8:00 | 6.1 | 42.98 | [5 empty] | 6.7 | 44.06 |  |  |  | 5 | 41 |  |  |  |  | 9.4 | 48.92 |  |  |  |  | 5 | 41 | [5 empty] | 10.6 | 51.08 |  |  |  | 7.2 | 44.96 |  |  |  |  | 2.8 | 37.04 |  |  |  |  | 12.8 | 55.04
1994-04-21 | 9:00 | 12.2 | 53.96 | WEEKDAY | #N/A | 1990-04-21 | 9:00 | 13.9 | 57.02 |  |  | 1991-04-21 | 9:00 | 5.6 | 42.08 |  |  | 1991-04-21 | 9:00 | 6.1 | 42.98 | [5 empty] | 6.7 | 44.06 |  |  |  | 5.6 | 42.08 |  |  |  |  | 11.7 | 53.06 |  |  |  |  | 6.7 | 44.06 | [5 empty] | 13.3 | 55.94 |  |  |  | 10 | 50 |  |  |  |  | 2.8 | 37.04 |  |  |  |  | 15.6 | 60.08
1994-04-21 | 10:00 | 13.3 | 55.94 | WEEKDAY | #N/A | 1990-04-21 | 10:00 | 13.3 | 55.94 |  |  | 1991-04-21 | 10:00 | 6.1 | 42.98 |  |  | 1991-04-21 | 10:00 | 6.1 | 42.98 | [5 empty] | 7.2 | 44.96 |  |  |  | 5.6 | 42.08 |  |  |  |  | 12.8 | 55.04 |  |  |  |  | 8.3 | 46.94 | [5 empty] | 16.7 | 62.06 |  |  |  | 12.2 | 53.96 |  |  |  |  | 2.2 | 35.96 |  |  |  |  | 18.9 | 66.02
1994-04-21 | 11:00 | 13.9 | 57.02 | WEEKDAY | #N/A | 1990-04-21 | 11:00 | 13.9 | 57.02 |  |  | 1991-04-21 | 11:00 | 6.7 | 44.06 |  |  | 1991-04-21 | 11:00 | 6.7 | 44.06 | [5 empty] | 7.2 | 44.96 |  |  |  | 6.1 | 42.98 |  |  |  |  | 13.9 | 57.02 |  |  |  |  | 9.4 | 48.92 | [5 empty] | 20.6 | 69.08 |  |  |  | 13.9 | 57.02 |  |  |  |  | 3.3 | 37.94 |  |  |  |  | 18.3 | 64.94
1994-04-21 | 12:00 | 15 | 59 | WEEKDAY | #N/A | 1990-04-21 | 12:00 | 14.4 | 57.92 |  |  | 1991-04-21 | 12:00 | 6.1 | 42.98 |  |  | 1991-04-21 | 12:00 | 6.7 | 44.06 | [5 empty] | 7.2 | 44.96 |  |  |  | 6.1 | 42.98 |  |  |  |  | 15 | 59 |  |  |  |  | 9.4 | 48.92 | [5 empty] | 22.8 | 73.04 |  |  |  | 14.4 | 57.92 |  |  |  |  | 3.3 | 37.94 |  |  |  |  | 20 | 68
1994-04-21 | 13:00 | 16.7 | 62.06 | WEEKDAY | #N/A | 1990-04-21 | 13:00 | 15 | 59 |  |  | 1991-04-21 | 13:00 | 6.7 | 44.06 |  |  | 1991-04-21 | 13:00 | 6.7 | 44.06 | [5 empty] | 7.8 | 46.04 |  |  |  | 6.1 | 42.98 |  |  |  |  | 14.4 | 57.92 |  |  |  |  | 10.6 | 51.08 | [5 empty] | 23.9 | 75.02 |  |  |  | 15.6 | 60.08 |  |  |  |  | 3.9 | 39.02 |  |  |  |  | 20 | 68
1994-04-21 | 14:00 | 16.1 | 60.98 | WEEKDAY | #N/A | 1990-04-21 | 14:00 | 15.6 | 60.08 |  |  | 1991-04-21 | 14:00 | 6.7 | 44.06 |  |  | 1991-04-21 | 14:00 | 7.2 | 44.96 | [5 empty] | 7.8 | 46.04 |  |  |  | 6.1 | 42.98 |  |  |  |  | 15.6 | 60.08 |  |  |  |  | 10 | 50 | [5 empty] | 24.4 | 75.92 |  |  |  | 14.4 | 57.92 |  |  |  |  | 4.4 | 39.92 |  |  |  |  | 21.7 | 71.06
1994-04-21 | 15:00 | 15 | 59 | WEEKDAY | #N/A | 1990-04-21 | 15:00 | 16.1 | 60.98 |  |  | 1991-04-21 | 15:00 | 6.7 | 44.06 |  |  | 1991-04-21 | 15:00 | 7.2 | 44.96 | [5 empty] | 7.8 | 46.04 |  |  |  | 6.7 | 44.06 |  |  |  |  | 15.6 | 60.08 |  |  |  |  | 9.4 | 48.92 | [5 empty] | 25 | 77 |  |  |  | 15 | 59 |  |  |  |  | 4.4 | 39.92 |  |  |  |  | 21.7 | 71.06
1994-04-21 | 16:00 | 15 | 59 | WEEKDAY | #N/A | 1990-04-21 | 16:00 | 14.4 | 57.92 |  |  | 1991-04-21 | 16:00 | 6.1 | 42.98 |  |  | 1991-04-21 | 16:00 | 7.8 | 46.04 | [5 empty] | 7.8 | 46.04 |  |  |  | 6.7 | 44.06 |  |  |  |  | 16.1 | 60.98 |  |  |  |  | 9.4 | 48.92 | [5 empty] | 25 | 77 |  |  |  | 13.3 | 55.94 |  |  |  |  | 4.4 | 39.92 |  |  |  |  | 21.1 | 69.98
1994-04-21 | 17:00 | 14.4 | 57.92 | WEEKDAY | #N/A | 1990-04-21 | 17:00 | 14.4 | 57.92 |  |  | 1991-04-21 | 17:00 | 6.7 | 44.06 |  |  | 1991-04-21 | 17:00 | 7.8 | 46.04 | [5 empty] | 7.2 | 44.96 |  |  |  | 7.2 | 44.96 |  |  |  |  | 15 | 59 |  |  |  |  | 8.9 | 48.02 | [5 empty] | 23.9 | 75.02 |  |  |  | 13.9 | 57.02 |  |  |  |  | 4.4 | 39.92 |  |  |  |  | 22.2 | 71.96
1994-04-21 | 18:00 | 13.3 | 55.94 | WEEKDAY | #N/A | 1990-04-21 | 18:00 | 14.4 | 57.92 |  |  | 1991-04-21 | 18:00 | 6.7 | 44.06 |  |  | 1991-04-21 | 18:00 | 7.8 | 46.04 | [5 empty] | 7.2 | 44.96 |  |  |  | 6.1 | 42.98 |  |  |  |  | 13.9 | 57.02 |  |  |  |  | 8.9 | 48.02 | [5 empty] | 22.8 | 73.04 |  |  |  | 12.2 | 53.96 |  |  |  |  | 3.9 | 39.02 |  |  |  |  | 21.1 | 69.98
1994-04-21 | 19:00 | 12.2 | 53.96 | WEEKDAY | #N/A | 1990-04-21 | 19:00 | 14.4 | 57.92 |  |  | 1991-04-21 | 19:00 | 6.7 | 44.06 |  |  | 1991-04-21 | 19:00 | 7.8 | 46.04 | [5 empty] | 7.2 | 44.96 |  |  |  | 6.7 | 44.06 |  |  |  |  | 11.7 | 53.06 |  |  |  |  | 6.7 | 44.06 | [5 empty] | 21.1 | 69.98 |  |  |  | 10.6 | 51.08 |  |  |  |  | 3.9 | 39.02 |  |  |  |  | 19.4 | 66.92
1994-04-21 | 20:00 | 11.7 | 53.06 | WEEKDAY | #N/A | 1990-04-21 | 20:00 | 13.9 | 57.02 |  |  | 1991-04-21 | 20:00 | 6.7 | 44.06 |  |  | 1991-04-21 | 20:00 | 6.7 | 44.06 | [5 empty] | 8.3 | 46.94 |  |  |  | 6.7 | 44.06 |  |  |  |  | 9.4 | 48.92 |  |  |  |  | 5.6 | 42.08 | [5 empty] | 17.8 | 64.04 |  |  |  | 7.8 | 46.04 |  |  |  |  | 3.9 | 39.02 |  |  |  |  | 13.9 | 57.02
1994-04-21 | 21:00 | 11.1 | 51.98 | WEEKDAY | #N/A | 1990-04-21 | 21:00 | 12.2 | 53.96 |  |  | 1991-04-21 | 21:00 | 6.7 | 44.06 |  |  | 1991-04-21 | 21:00 | 6.7 | 44.06 | [5 empty] | 7.2 | 44.96 |  |  |  | 6.7 | 44.06 |  |  |  |  | 9.4 | 48.92 |  |  |  |  | 5 | 41 | [5 empty] | 16.7 | 62.06 |  |  |  | 6.7 | 44.06 |  |  |  |  | 3.3 | 37.94 |  |  |  |  | 13.9 | 57.02
1994-04-21 | 22:00 | 11.1 | 51.98 | WEEKDAY | #N/A | 1990-04-21 | 22:00 | 11.7 | 53.06 |  |  | 1991-04-21 | 22:00 | 6.7 | 44.06 |  |  | 1991-04-21 | 22:00 | 6.7 | 44.06 | [5 empty] | 6.7 | 44.06 |  |  |  | 6.1 | 42.98 |  |  |  |  | 8.3 | 46.94 |  |  |  |  | 3.9 | 39.02 | [5 empty] | 15 | 59 |  |  |  | 6.1 | 42.98 |  |  |  |  | 3.3 | 37.94 |  |  |  |  | 12.8 | 55.04
1994-04-21 | 23:00 | 10 | 50 | WEEKDAY | #N/A | 1990-04-21 | 23:00 | 12.8 | 55.04 |  |  | 1991-04-21 | 23:00 | 6.1 | 42.98 |  |  | 1991-04-21 | 23:00 | 6.7 | 44.06 | [5 empty] | 6.7 | 44.06 |  |  |  | 7.2 | 44.96 |  |  |  |  | 7.8 | 46.04 |  |  |  |  | 2.8 | 37.04 | [5 empty] | 13.3 | 55.94 |  |  |  | 5.6 | 42.08 |  |  |  |  | 3.3 | 37.94 |  |  |  |  | 12.2 | 53.96
1994-04-21 | 24:00 | 9.4 | 48.92 | WEEKDAY | #N/A | 1990-04-21 | 24:00 | 12.2 | 53.96 |  |  | 1991-04-21 | 24:00 | 5.6 | 42.08 |  |  | 1991-04-21 | 24:00 | 6.1 | 42.98 | [5 empty] | 6.7 | 44.06 |  |  |  | 6.1 | 42.98 |  |  |  |  | 7.8 | 46.04 |  |  |  |  | 0.6 | 33.08 | [5 empty] | 13.3 | 55.94 |  |  |  | 5 | 41 |  |  |  |  | 3.3 | 37.94 |  |  |  |  | 12.2 | 53.96
1994-04-22 | 1:00 | 8.3 | 46.94 | WEEKDAY | #N/A | 1990-04-22 | 1:00 | 11.7 | 53.06 |  |  | 1991-04-22 | 1:00 | 5 | 41 |  |  | 1991-04-22 | 1:00 | 6.7 | 44.06 | [5 empty] | 6.7 | 44.06 |  |  |  | 6.1 | 42.98 |  |  |  |  | 6.1 | 42.98 |  |  |  |  | -0.6 | 30.92 | [5 empty] | 12.8 | 55.04 |  |  |  | 5 | 41 |  |  |  |  | 2.8 | 37.04 |  |  |  |  | 12.2 | 53.96
1994-04-22 | 2:00 | 7.8 | 46.04 | WEEKDAY | #N/A | 1990-04-22 | 2:00 | 11.1 | 51.98 |  |  | 1991-04-22 | 2:00 | 5 | 41 |  |  | 1991-04-22 | 2:00 | 6.7 | 44.06 | [5 empty] | 6.7 | 44.06 |  |  |  | 5 | 41 |  |  |  |  | 5.6 | 42.08 |  |  |  |  | 1.1 | 33.98 | [5 empty] | 12.2 | 53.96 |  |  |  | 4.4 | 39.92 |  |  |  |  | 2.2 | 35.96 |  |  |  |  | 15.6 | 60.08
1994-04-22 | 3:00 | 7.2 | 44.96 | WEEKDAY | #N/A | 1990-04-22 | 3:00 | 10.6 | 51.08 |  |  | 1991-04-22 | 3:00 | 5 | 41 |  |  | 1991-04-22 | 3:00 | 6.7 | 44.06 | [5 empty] | 7.2 | 44.96 |  |  |  | 4.4 | 39.92 |  |  |  |  | 4.4 | 39.92 |  |  |  |  | 1.1 | 33.98 | [5 empty] | 11.1 | 51.98 |  |  |  | 3.9 | 39.02 |  |  |  |  | 1.1 | 33.98 |  |  |  |  | 12.2 | 53.96
1994-04-22 | 4:00 | 6.7 | 44.06 | WEEKDAY | #N/A | 1990-04-22 | 4:00 | 10.6 | 51.08 |  |  | 1991-04-22 | 4:00 | 5 | 41 |  |  | 1991-04-22 | 4:00 | 5.6 | 42.08 | [5 empty] | 7.8 | 46.04 |  |  |  | 3.9 | 39.02 |  |  |  |  | 3.3 | 37.94 |  |  |  |  | 0.6 | 33.08 | [5 empty] | 10.6 | 51.08 |  |  |  | 3.3 | 37.94 |  |  |  |  | 1.7 | 35.06 |  |  |  |  | 10 | 50
1994-04-22 | 5:00 | 7.2 | 44.96 | WEEKDAY | #N/A | 1990-04-22 | 5:00 | 10.6 | 51.08 |  |  | 1991-04-22 | 5:00 | 5 | 41 |  |  | 1991-04-22 | 5:00 | 5.6 | 42.08 | [5 empty] | 6.7 | 44.06 |  |  |  | 4.4 | 39.92 |  |  |  |  | 2.2 | 35.96 |  |  |  |  | 0.6 | 33.08 | [5 empty] | 11.1 | 51.98 |  |  |  | 2.8 | 37.04 |  |  |  |  | 1.7 | 35.06 |  |  |  |  | 8.3 | 46.94
1994-04-22 | 6:00 | 7.8 | 46.04 | WEEKDAY | #N/A | 1990-04-22 | 6:00 | 10.6 | 51.08 |  |  | 1991-04-22 | 6:00 | 5 | 41 |  |  | 1991-04-22 | 6:00 | 5 | 41 | [5 empty] | 5.6 | 42.08 |  |  |  | 4.4 | 39.92 |  |  |  |  | 2.8 | 37.04 |  |  |  |  | 1.7 | 35.06 | [5 empty] | 11.1 | 51.98 |  |  |  | 0.6 | 33.08 |  |  |  |  | 1.1 | 33.98 |  |  |  |  | 8.9 | 48.02
1994-04-22 | 7:00 | 8.3 | 46.94 | WEEKDAY | #N/A | 1990-04-22 | 7:00 | 11.1 | 51.98 |  |  | 1991-04-22 | 7:00 | 4.4 | 39.92 |  |  | 1991-04-22 | 7:00 | 5 | 41 | [5 empty] | 5.6 | 42.08 |  |  |  | 3.9 | 39.02 |  |  |  |  | 4.4 | 39.92 |  |  |  |  | 3.3 | 37.94 | [5 empty] | 13.3 | 55.94 |  |  |  | 3.3 | 37.94 |  |  |  |  | 1.1 | 33.98 |  |  |  |  | 9.4 | 48.92
1994-04-22 | 8:00 | 9.4 | 48.92 | WEEKDAY | #N/A | 1990-04-22 | 8:00 | 12.8 | 55.04 |  |  | 1991-04-22 | 8:00 | 4.4 | 39.92 |  |  | 1991-04-22 | 8:00 | 5.6 | 42.08 | [5 empty] | 6.1 | 42.98 |  |  |  | 4.4 | 39.92 |  |  |  |  | 5.6 | 42.08 |  |  |  |  | 5 | 41 | [5 empty] | 15.6 | 60.08 |  |  |  | 6.1 | 42.98 |  |  |  |  | 1.7 | 35.06 |  |  |  |  | 11.1 | 51.98
1994-04-22 | 9:00 | 10 | 50 | WEEKDAY | #N/A | 1990-04-22 | 9:00 | 14.4 | 57.92 |  |  | 1991-04-22 | 9:00 | 4.4 | 39.92 |  |  | 1991-04-22 | 9:00 | 6.1 | 42.98 | [5 empty] | 6.1 | 42.98 |  |  |  | 4.4 | 39.92 |  |  |  |  | 6.7 | 44.06 |  |  |  |  | 6.7 | 44.06 | [5 empty] | 20.6 | 69.08 |  |  |  | 8.9 | 48.02 |  |  |  |  | 2 | 35.6 |  |  |  |  | 13.3 | 55.94
1994-04-22 | 10:00 | 10.6 | 51.08 | WEEKDAY | #N/A | 1990-04-22 | 10:00 | 15.6 | 60.08 |  |  | 1991-04-22 | 10:00 | 5 | 41 |  |  | 1991-04-22 | 10:00 | 6.1 | 42.98 | [5 empty] | 7.8 | 46.04 |  |  |  | 6.1 | 42.98 |  |  |  |  | 7.8 | 46.04 |  |  |  |  | 7.2 | 44.96 | [5 empty] | 22.8 | 73.04 |  |  |  | 10.6 | 51.08 |  |  |  |  | 2.2 | 35.96 |  |  |  |  | 13.9 | 57.02
1994-04-22 | 11:00 | 11.1 | 51.98 | WEEKDAY | #N/A | 1990-04-22 | 11:00 | 15.6 | 60.08 |  |  | 1991-04-22 | 11:00 | 7.2 | 44.96 |  |  | 1991-04-22 | 11:00 | 7.2 | 44.96 | [5 empty] | 8.9 | 48.02 |  |  |  | 7.2 | 44.96 |  |  |  |  | 9.4 | 48.92 |  |  |  |  | 7.2 | 44.96 | [5 empty] | 23.9 | 75.02 |  |  |  | 11.7 | 53.06 |  |  |  |  | 2.2 | 35.96 |  |  |  |  | 12.8 | 55.04
1994-04-22 | 12:00 | 12.2 | 53.96 | WEEKDAY | #N/A | 1990-04-22 | 12:00 | 16.7 | 62.06 |  |  | 1991-04-22 | 12:00 | 7.2 | 44.96 |  |  | 1991-04-22 | 12:00 | 8.9 | 48.02 | [5 empty] | 8.3 | 46.94 |  |  |  | 7.2 | 44.96 |  |  |  |  | 10.6 | 51.08 |  |  |  |  | 9.4 | 48.92 | [5 empty] | 25 | 77 |  |  |  | 13.3 | 55.94 |  |  |  |  | 1.7 | 35.06 |  |  |  |  | 14.4 | 57.92
1994-04-22 | 13:00 | 13.3 | 55.94 | WEEKDAY | #N/A | 1990-04-22 | 13:00 | 17.8 | 64.04 |  |  | 1991-04-22 | 13:00 | 7.8 | 46.04 |  |  | 1991-04-22 | 13:00 | 10.6 | 51.08 | [5 empty] | 9.4 | 48.92 |  |  |  | 8.9 | 48.02 |  |  |  |  | 11.1 | 51.98 |  |  |  |  | 9.4 | 48.92 | [5 empty] | 26.1 | 78.98 |  |  |  | 14.4 | 57.92 |  |  |  |  | 1.1 | 33.98 |  |  |  |  | 15 | 59
1994-04-22 | 14:00 | 13.9 | 57.02 | WEEKDAY | #N/A | 1990-04-22 | 14:00 | 18.9 | 66.02 |  |  | 1991-04-22 | 14:00 | 8.9 | 48.02 |  |  | 1991-04-22 | 14:00 | 11.1 | 51.98 | [5 empty] | 10.6 | 51.08 |  |  |  | 9.4 | 48.92 |  |  |  |  | 11.7 | 53.06 |  |  |  |  | 10 | 50 | [5 empty] | 28.3 | 82.94 |  |  |  | 15.6 | 60.08 |  |  |  |  | 1.1 | 33.98 |  |  |  |  | 17.8 | 64.04
1994-04-22 | 15:00 | 13.9 | 57.02 | WEEKDAY | #N/A | 1990-04-22 | 15:00 | 20 | 68 |  |  | 1991-04-22 | 15:00 | 11.1 | 51.98 |  |  | 1991-04-22 | 15:00 | 10.6 | 51.08 | [5 empty] | 11.7 | 53.06 |  |  |  | 10 | 50 |  |  |  |  | 12.2 | 53.96 |  |  |  |  | 10 | 50 | [5 empty] | 28.3 | 82.94 |  |  |  | 15.6 | 60.08 |  |  |  |  | 1.1 | 33.98 |  |  |  |  | 18.3 | 64.94
1994-04-22 | 16:00 | 13.9 | 57.02 | WEEKDAY | #N/A | 1990-04-22 | 16:00 | 20.6 | 69.08 |  |  | 1991-04-22 | 16:00 | 10.6 | 51.08 |  |  | 1991-04-22 | 16:00 | 11.1 | 51.98 | [5 empty] | 11.1 | 51.98 |  |  |  | 10.6 | 51.08 |  |  |  |  | 12.2 | 53.96 |  |  |  |  | 10 | 50 | [5 empty] | 27.8 | 82.04 |  |  |  | 16.1 | 60.98 |  |  |  |  | 0.6 | 33.08 |  |  |  |  | 20 | 68
1994-04-22 | 17:00 | 13.9 | 57.02 | WEEKDAY | #N/A | 1990-04-22 | 17:00 | 22.2 | 71.96 |  |  | 1991-04-22 | 17:00 | 10.5 | 50.9 |  |  | 1991-04-22 | 17:00 | 10.6 | 51.08 | [5 empty] | 11.1 | 51.98 |  |  |  | 10 | 50 |  |  |  |  | 11.7 | 53.06 |  |  |  |  | 9.4 | 48.92 | [5 empty] | 27.2 | 80.96 |  |  |  | 15 | 59 |  |  |  |  | 0.6 | 33.08 |  |  |  |  | 20 | 68
1994-04-22 | 18:00 | 13.3 | 55.94 | WEEKDAY | #N/A | 1990-04-22 | 18:00 | 16.1 | 60.98 |  |  | 1991-04-22 | 18:00 | 10 | 50 |  |  | 1991-04-22 | 18:00 | 10.6 | 51.08 | [5 empty] | 11.1 | 51.98 |  |  |  | 10 | 50 |  |  |  |  | 10 | 50 |  |  |  |  | 8.3 | 46.94 | [5 empty] | 25.6 | 78.08 |  |  |  | 13.9 | 57.02 |  |  |  |  | 1.1 | 33.98 |  |  |  |  | 17.2 | 62.96
1994-04-22 | 19:00 | 12.2 | 53.96 | WEEKDAY | #N/A | 1990-04-22 | 19:00 | 14.4 | 57.92 |  |  | 1991-04-22 | 19:00 | 10 | 50 |  |  | 1991-04-22 | 19:00 | 10.6 | 51.08 | [5 empty] | 10 | 50 |  |  |  | 9.4 | 48.92 |  |  |  |  | 8.3 | 46.94 |  |  |  |  | 7.8 | 46.04 | [5 empty] | 22.2 | 71.96 |  |  |  | 11.7 | 53.06 |  |  |  |  | 1.1 | 33.98 |  |  |  |  | 14.4 | 57.92
1994-04-22 | 20:00 | 11.7 | 53.06 | WEEKDAY | #N/A | 1990-04-22 | 20:00 | 13.9 | 57.02 |  |  | 1991-04-22 | 20:00 | 10 | 50 |  |  | 1991-04-22 | 20:00 | 10 | 50 | [5 empty] | 10.6 | 51.08 |  |  |  | 9.4 | 48.92 |  |  |  |  | 6.7 | 44.06 |  |  |  |  | 6.7 | 44.06 | [5 empty] | 21.1 | 69.98 |  |  |  | 9.4 | 48.92 |  |  |  |  | 1.1 | 33.98 |  |  |  |  | 13.3 | 55.94
1994-04-22 | 21:00 | 11.1 | 51.98 | WEEKDAY | #N/A | 1990-04-22 | 21:00 | 13.9 | 57.02 |  |  | 1991-04-22 | 21:00 | 10 | 50 |  |  | 1991-04-22 | 21:00 | 10 | 50 | [5 empty] | 10 | 50 |  |  |  | 8.9 | 48.02 |  |  |  |  | 5.6 | 42.08 |  |  |  |  | 5 | 41 | [5 empty] | 18.9 | 66.02 |  |  |  | 8.3 | 46.94 |  |  |  |  | 1.1 | 33.98 |  |  |  |  | 13.3 | 55.94
1994-04-22 | 22:00 | 10.6 | 51.08 | WEEKDAY | #N/A | 1990-04-22 | 22:00 | 13.9 | 57.02 |  |  | 1991-04-22 | 22:00 | 9.4 | 48.92 |  |  | 1991-04-22 | 22:00 | 9.4 | 48.92 | [5 empty] | 9.4 | 48.92 |  |  |  | 8.3 | 46.94 |  |  |  |  | 4.4 | 39.92 |  |  |  |  | 3.9 | 39.02 | [5 empty] | 17.8 | 64.04 |  |  |  | 7.8 | 46.04 |  |  |  |  | 1.1 | 33.98 |  |  |  |  | 12.2 | 53.96
1994-04-22 | 23:00 | 10 | 50 | WEEKDAY | #N/A | 1990-04-22 | 23:00 | 14.4 | 57.92 |  |  | 1991-04-22 | 23:00 | 10 | 50 |  |  | 1991-04-22 | 23:00 | 8.9 | 48.02 | [5 empty] | 9.4 | 48.92 |  |  |  | 8.9 | 48.02 |  |  |  |  | 3.9 | 39.02 |  |  |  |  | 3.9 | 39.02 | [5 empty] | 17.8 | 64.04 |  |  |  | 7.2 | 44.96 |  |  |  |  | 1.7 | 35.06 |  |  |  |  | 12.2 | 53.96
1994-04-22 | 24:00 | 9.4 | 48.92 | WEEKDAY | #N/A | 1990-04-22 | 24:00 | 14.4 | 57.92 |  |  | 1991-04-22 | 24:00 | 10 | 50 |  |  | 1991-04-22 | 24:00 | 9.4 | 48.92 | [5 empty] | 9.4 | 48.92 |  |  |  | 8.3 | 46.94 |  |  |  |  | 2.8 | 37.04 |  |  |  |  | 2.2 | 35.96 | [5 empty] | 16.7 | 62.06 |  |  |  | 7.2 | 44.96 |  |  |  |  | 1.1 | 33.98 |  |  |  |  | 12.2 | 53.96
1994-04-23 | 1:00 | 8.9 | 48.02 | SATURDAY | #N/A | 1990-04-23 | 1:00 | 15.6 | 60.08 |  |  | 1991-04-23 | 1:00 | 9.4 | 48.92 |  |  | 1991-04-23 | 1:00 | 8.9 | 48.02 | [5 empty] | 9.4 | 48.92 |  |  |  | 8.9 | 48.02 |  |  |  |  | 1.7 | 35.06 |  |  |  |  | 2.8 | 37.04 | [5 empty] | 15.6 | 60.08 |  |  |  | 6.7 | 44.06 |  |  |  |  | 1.1 | 33.98 |  |  |  |  | 10.6 | 51.08
1994-04-23 | 2:00 | 8.3 | 46.94 | SATURDAY | #N/A | 1990-04-23 | 2:00 | 16.1 | 60.98 |  |  | 1991-04-23 | 2:00 | 7.8 | 46.04 |  |  | 1991-04-23 | 2:00 | 8.9 | 48.02 | [5 empty] | 8.3 | 46.94 |  |  |  | 9.4 | 48.92 |  |  |  |  | 1.1 | 33.98 |  |  |  |  | 1.7 | 35.06 | [5 empty] | 15 | 59 |  |  |  | 5.6 | 42.08 |  |  |  |  | 0.6 | 33.08 |  |  |  |  | 10 | 50
1994-04-23 | 3:00 | 7.8 | 46.04 | SATURDAY | #N/A | 1990-04-23 | 3:00 | 15.6 | 60.08 |  |  | 1991-04-23 | 3:00 | 8.9 | 48.02 |  |  | 1991-04-23 | 3:00 | 8.3 | 46.94 | [5 empty] | 7.2 | 44.96 |  |  |  | 9.4 | 48.92 |  |  |  |  | 0.6 | 33.08 |  |  |  |  | 1.1 | 33.98 | [5 empty] | 14.4 | 57.92 |  |  |  | 5 | 41 |  |  |  |  | 0.6 | 33.08 |  |  |  |  | 10 | 50
1994-04-23 | 4:00 | 7.8 | 46.04 | SATURDAY | #N/A | 1990-04-23 | 4:00 | 15.6 | 60.08 |  |  | 1991-04-23 | 4:00 | 7.8 | 46.04 |  |  | 1991-04-23 | 4:00 | 7.8 | 46.04 | [5 empty] | 6.1 | 42.98 |  |  |  | 8.3 | 46.94 |  |  |  |  | 0.6 | 33.08 |  |  |  |  | -0.6 | 30.92 | [5 empty] | 12.8 | 55.04 |  |  |  | 5 | 41 |  |  |  |  | 0.6 | 33.08 |  |  |  |  | 8.3 | 46.94
1994-04-23 | 5:00 | 7.8 | 46.04 | SATURDAY | #N/A | 1990-04-23 | 5:00 | 15.6 | 60.08 |  |  | 1991-04-23 | 5:00 | 7.2 | 44.96 |  |  | 1991-04-23 | 5:00 | 8.9 | 48.02 | [5 empty] | 5.6 | 42.08 |  |  |  | 7.2 | 44.96 |  |  |  |  | 0 | 32 |  |  |  |  | 0.6 | 33.08 | [5 empty] | 12.2 | 53.96 |  |  |  | 3.9 | 39.02 |  |  |  |  | 0 | 32 |  |  |  |  | 7.8 | 46.04
1994-04-23 | 6:00 | 7.2 | 44.96 | SATURDAY | #N/A | 1990-04-23 | 6:00 | 15 | 59 |  |  | 1991-04-23 | 6:00 | 7.8 | 46.04 |  |  | 1991-04-23 | 6:00 | 8.3 | 46.94 | [5 empty] | 6.7 | 44.06 |  |  |  | 7.2 | 44.96 |  |  |  |  | 0.6 | 33.08 |  |  |  |  | 1.7 | 35.06 | [5 empty] | 12.8 | 55.04 |  |  |  | 3.9 | 39.02 |  |  |  |  | 0 | 32 |  |  |  |  | 6.1 | 42.98
1994-04-23 | 7:00 | 8.3 | 46.94 | SATURDAY | #N/A | 1990-04-23 | 7:00 | 16.1 | 60.98 |  |  | 1991-04-23 | 7:00 | 9.4 | 48.92 |  |  | 1991-04-23 | 7:00 | 9.4 | 48.92 | [5 empty] | 9.4 | 48.92 |  |  |  | 8.9 | 48.02 |  |  |  |  | 2.8 | 37.04 |  |  |  |  | 4.4 | 39.92 | [5 empty] | 15 | 59 |  |  |  | 6.7 | 44.06 |  |  |  |  | 1.7 | 35.06 |  |  |  |  | 7.2 | 44.96
1994-04-23 | 8:00 | 9.4 | 48.92 | SATURDAY | #N/A | 1990-04-23 | 8:00 | 17.2 | 62.96 |  |  | 1991-04-23 | 8:00 | 11.7 | 53.06 |  |  | 1991-04-23 | 8:00 | 10.6 | 51.08 | [5 empty] | 13.3 | 55.94 |  |  |  | 10 | 50 |  |  |  |  | 4.4 | 39.92 |  |  |  |  | 6.7 | 44.06 | [5 empty] | 17.2 | 62.96 |  |  |  | 8.9 | 48.02 |  |  |  |  | 3.3 | 37.94 |  |  |  |  | 7.2 | 44.96
1994-04-23 | 9:00 | 10 | 50 | SATURDAY | #N/A | 1990-04-23 | 9:00 | 18.3 | 64.94 |  |  | 1991-04-23 | 9:00 | 13.9 | 57.02 |  |  | 1991-04-23 | 9:00 | 11.7 | 53.06 | [5 empty] | 14.4 | 57.92 |  |  |  | 12.2 | 53.96 |  |  |  |  | 7.8 | 46.04 |  |  |  |  | 8.9 | 48.02 | [5 empty] | 20 | 68 |  |  |  | 11.1 | 51.98 |  |  |  |  | 5 | 41 |  |  |  |  | 10 | 50
1994-04-23 | 10:00 | 12.2 | 53.96 | SATURDAY | #N/A | 1990-04-23 | 10:00 | 20 | 68 |  |  | 1991-04-23 | 10:00 | 16.1 | 60.98 |  |  | 1991-04-23 | 10:00 | 13.9 | 57.02 | [5 empty] | 15.6 | 60.08 |  |  |  | 14.4 | 57.92 |  |  |  |  | 10.6 | 51.08 |  |  |  |  | 11.1 | 51.98 | [5 empty] | 23.3 | 73.94 |  |  |  | 14.4 | 57.92 |  |  |  |  | 6.1 | 42.98 |  |  |  |  | 12.2 | 53.96
1994-04-23 | 11:00 | 13.3 | 55.94 | SATURDAY | #N/A | 1990-04-23 | 11:00 | 20.6 | 69.08 |  |  | 1991-04-23 | 11:00 | 17.2 | 62.96 |  |  | 1991-04-23 | 11:00 | 15.6 | 60.08 | [5 empty] | 16.1 | 60.98 |  |  |  | 16.7 | 62.06 |  |  |  |  | 13.3 | 55.94 |  |  |  |  | 12.8 | 55.04 | [5 empty] | 25 | 77 |  |  |  | 15 | 59 |  |  |  |  | 7.8 | 46.04 |  |  |  |  | 14.4 | 57.92
1994-04-23 | 12:00 | 13.9 | 57.02 | SATURDAY | #N/A | 1990-04-23 | 12:00 | 21.7 | 71.06 |  |  | 1991-04-23 | 12:00 | 17.2 | 62.96 |  |  | 1991-04-23 | 12:00 | 15 | 59 | [5 empty] | 17.2 | 62.96 |  |  |  | 17.2 | 62.96 |  |  |  |  | 15.6 | 60.08 |  |  |  |  | 13.9 | 57.02 | [5 empty] | 26.1 | 78.98 |  |  |  | 15.6 | 60.08 |  |  |  |  | 6.7 | 44.06 |  |  |  |  | 16.7 | 62.06
1994-04-23 | 13:00 | 15.6 | 60.08 | SATURDAY | #N/A | 1990-04-23 | 13:00 | 22.8 | 73.04 |  |  | 1991-04-23 | 13:00 | 18.3 | 64.94 |  |  | 1991-04-23 | 13:00 | 14.4 | 57.92 | [5 empty] | 17.2 | 62.96 |  |  |  | 18.9 | 66.02 |  |  |  |  | 16.7 | 62.06 |  |  |  |  | 14.4 | 57.92 | [5 empty] | 27.2 | 80.96 |  |  |  | 17.2 | 62.96 |  |  |  |  | 8.3 | 46.94 |  |  |  |  | 18.3 | 64.94
1994-04-23 | 14:00 | 15.6 | 60.08 | SATURDAY | #N/A | 1990-04-23 | 14:00 | 23.9 | 75.02 |  |  | 1991-04-23 | 14:00 | 18.9 | 66.02 |  |  | 1991-04-23 | 14:00 | 14.4 | 57.92 | [5 empty] | 16.7 | 62.06 |  |  |  | 18.9 | 66.02 |  |  |  |  | 18.3 | 64.94 |  |  |  |  | 15 | 59 | [5 empty] | 28.3 | 82.94 |  |  |  | 15.6 | 60.08 |  |  |  |  | 8.9 | 48.02 |  |  |  |  | 18.9 | 66.02
1994-04-23 | 15:00 | 15.6 | 60.08 | SATURDAY | #N/A | 1990-04-23 | 15:00 | 25 | 77 |  |  | 1991-04-23 | 15:00 | 18.9 | 66.02 |  |  | 1991-04-23 | 15:00 | 13.9 | 57.02 | [5 empty] | 16.1 | 60.98 |  |  |  | 20.6 | 69.08 |  |  |  |  | 18.9 | 66.02 |  |  |  |  | 16.1 | 60.98 | [5 empty] | 28.9 | 84.02 |  |  |  | 15 | 59 |  |  |  |  | 9.4 | 48.92 |  |  |  |  | 18.9 | 66.02
1994-04-23 | 16:00 | 13.9 | 57.02 | SATURDAY | #N/A | 1990-04-23 | 16:00 | 25.6 | 78.08 |  |  | 1991-04-23 | 16:00 | 19.4 | 66.92 |  |  | 1991-04-23 | 16:00 | 13.3 | 55.94 | [5 empty] | 14.4 | 57.92 |  |  |  | 19.4 | 66.92 |  |  |  |  | 18.3 | 64.94 |  |  |  |  | 16.1 | 60.98 | [5 empty] | 28.9 | 84.02 |  |  |  | 15 | 59 |  |  |  |  | 9.4 | 48.92 |  |  |  |  | 18.9 | 66.02
1994-04-23 | 17:00 | 13.3 | 55.94 | SATURDAY | #N/A | 1990-04-23 | 17:00 | 25.6 | 78.08 |  |  | 1991-04-23 | 17:00 | 17.8 | 64.04 |  |  | 1991-04-23 | 17:00 | 13.3 | 55.94 | [5 empty] | 14.4 | 57.92 |  |  |  | 20 | 68 |  |  |  |  | 18.9 | 66.02 |  |  |  |  | 16.1 | 60.98 | [5 empty] | 27.8 | 82.04 |  |  |  | 14.4 | 57.92 |  |  |  |  | 9.4 | 48.92 |  |  |  |  | 17.8 | 64.04
1994-04-23 | 18:00 | 11.7 | 53.06 | SATURDAY | #N/A | 1990-04-23 | 18:00 | 24.4 | 75.92 |  |  | 1991-04-23 | 18:00 | 16.7 | 62.06 |  |  | 1991-04-23 | 18:00 | 12.2 | 53.96 | [5 empty] | 12.8 | 55.04 |  |  |  | 19.4 | 66.92 |  |  |  |  | 17.2 | 62.96 |  |  |  |  | 15 | 59 | [5 empty] | 26.1 | 78.98 |  |  |  | 12.8 | 55.04 |  |  |  |  | 9.4 | 48.92 |  |  |  |  | 16.1 | 60.98
1994-04-23 | 19:00 | 11.1 | 51.98 | SATURDAY | #N/A | 1990-04-23 | 19:00 | 23.9 | 75.02 |  |  | 1991-04-23 | 19:00 | 13.3 | 55.94 |  |  | 1991-04-23 | 19:00 | 11.7 | 53.06 | [5 empty] | 11.1 | 51.98 |  |  |  | 20 | 68 |  |  |  |  | 14.4 | 57.92 |  |  |  |  | 13.9 | 57.02 | [5 empty] | 23.9 | 75.02 |  |  |  | 11.7 | 53.06 |  |  |  |  | 7.2 | 44.96 |  |  |  |  | 13.9 | 57.02
1994-04-23 | 20:00 | 11.7 | 53.06 | SATURDAY | #N/A | 1990-04-23 | 20:00 | 22.2 | 71.96 |  |  | 1991-04-23 | 20:00 | 11.7 | 53.06 |  |  | 1991-04-23 | 20:00 | 12.2 | 53.96 | [5 empty] | 11.1 | 51.98 |  |  |  | 14.4 | 57.92 |  |  |  |  | 12.2 | 53.96 |  |  |  |  | 12.8 | 55.04 | [5 empty] | 21.1 | 69.98 |  |  |  | 9.4 | 48.92 |  |  |  |  | 6.1 | 42.98 |  |  |  |  | 13.3 | 55.94
1994-04-23 | 21:00 | 11.7 | 53.06 | SATURDAY | #N/A | 1990-04-23 | 21:00 | 21.1 | 69.98 |  |  | 1991-04-23 | 21:00 | 11.1 | 51.98 |  |  | 1991-04-23 | 21:00 | 11.1 | 51.98 | [5 empty] | 11.1 | 51.98 |  |  |  | 11.7 | 53.06 |  |  |  |  | 10.6 | 51.08 |  |  |  |  | 10.6 | 51.08 | [5 empty] | 19.4 | 66.92 |  |  |  | 7.2 | 44.96 |  |  |  |  | 5 | 41 |  |  |  |  | 12.2 | 53.96
1994-04-23 | 22:00 | 11.7 | 53.06 | SATURDAY | #N/A | 1990-04-23 | 22:00 | 12.2 | 53.96 |  |  | 1991-04-23 | 22:00 | 9.4 | 48.92 |  |  | 1991-04-23 | 22:00 | 10.6 | 51.08 | [5 empty] | 11.1 | 51.98 |  |  |  | 10 | 50 |  |  |  |  | 7.8 | 46.04 |  |  |  |  | 7.2 | 44.96 | [5 empty] | 18.9 | 66.02 |  |  |  | 6.7 | 44.06 |  |  |  |  | 3.9 | 39.02 |  |  |  |  | 11.7 | 53.06
1994-04-23 | 23:00 | 12.2 | 53.96 | SATURDAY | #N/A | 1990-04-23 | 23:00 | 14.4 | 57.92 |  |  | 1991-04-23 | 23:00 | 10 | 50 |  |  | 1991-04-23 | 23:00 | 8.9 | 48.02 | [5 empty] | 10.6 | 51.08 |  |  |  | 7.8 | 46.04 |  |  |  |  | 6.1 | 42.98 |  |  |  |  | 7.8 | 46.04 | [5 empty] | 17.8 | 64.04 |  |  |  | 5.6 | 42.08 |  |  |  |  | 3.3 | 37.94 |  |  |  |  | 11.1 | 51.98
1994-04-23 | 24:00 | 11.7 | 53.06 | SATURDAY | #N/A | 1990-04-23 | 24:00 | 12.8 | 55.04 |  |  | 1991-04-23 | 24:00 | 7.2 | 44.96 |  |  | 1991-04-23 | 24:00 | 8.9 | 48.02 | [5 empty] | 10 | 50 |  |  |  | 6.7 | 44.06 |  |  |  |  | 5 | 41 |  |  |  |  | 7.8 | 46.04 | [5 empty] | 17.8 | 64.04 |  |  |  | 5 | 41 |  |  |  |  | 2.8 | 37.04 |  |  |  |  | 10 | 50
1994-04-24 | 1:00 | 11.7 | 53.06 | SUNDAY | #N/A | 1990-04-24 | 1:00 | 11.1 | 51.98 |  |  | 1991-04-24 | 1:00 | 6.7 | 44.06 |  |  | 1991-04-24 | 1:00 | 8.3 | 46.94 | [5 empty] | 8.9 | 48.02 |  |  |  | 5.6 | 42.08 |  |  |  |  | 4.4 | 39.92 |  |  |  |  | 7.2 | 44.96 | [5 empty] | 17.2 | 62.96 |  |  |  | 3.3 | 37.94 |  |  |  |  | 1.7 | 35.06 |  |  |  |  | 7.2 | 44.96
1994-04-24 | 2:00 | 11.7 | 53.06 | SUNDAY | #N/A | 1990-04-24 | 2:00 | 10 | 50 |  |  | 1991-04-24 | 2:00 | 5 | 41 |  |  | 1991-04-24 | 2:00 | 8.3 | 46.94 | [5 empty] | 7.8 | 46.04 |  |  |  | 4.4 | 39.92 |  |  |  |  | 4.4 | 39.92 |  |  |  |  | 8.3 | 46.94 | [5 empty] | 16.1 | 60.98 |  |  |  | 3.3 | 37.94 |  |  |  |  | 1.1 | 33.98 |  |  |  |  | 7.8 | 46.04
1994-04-24 | 3:00 | 11.7 | 53.06 | SUNDAY | #N/A | 1990-04-24 | 3:00 | 10 | 50 |  |  | 1991-04-24 | 3:00 | 5 | 41 |  |  | 1991-04-24 | 3:00 | 7.8 | 46.04 | [5 empty] | 8.3 | 46.94 |  |  |  | 3.9 | 39.02 |  |  |  |  | 3.9 | 39.02 |  |  |  |  | 7.2 | 44.96 | [5 empty] | 15 | 59 |  |  |  | 2.8 | 37.04 |  |  |  |  | 0.6 | 33.08 |  |  |  |  | 6.1 | 42.98
1994-04-24 | 4:00 | 11.1 | 51.98 | SUNDAY | #N/A | 1990-04-24 | 4:00 | 9.4 | 48.92 |  |  | 1991-04-24 | 4:00 | 5 | 41 |  |  | 1991-04-24 | 4:00 | 8.3 | 46.94 | [5 empty] | 5.6 | 42.08 |  |  |  | 3.9 | 39.02 |  |  |  |  | 3.9 | 39.02 |  |  |  |  | 7.8 | 46.04 | [5 empty] | 13.9 | 57.02 |  |  |  | 1.1 | 33.98 |  |  |  |  | -0.6 | 30.92 |  |  |  |  | 6.1 | 42.98
1994-04-24 | 5:00 | 10.6 | 51.08 | SUNDAY | #N/A | 1990-04-24 | 5:00 | 9.4 | 48.92 |  |  | 1991-04-24 | 5:00 | 5 | 41 |  |  | 1991-04-24 | 5:00 | 7.8 | 46.04 | [5 empty] | 4.4 | 39.92 |  |  |  | 2.8 | 37.04 |  |  |  |  | 3.3 | 37.94 |  |  |  |  | 7.2 | 44.96 | [5 empty] | 12.2 | 53.96 |  |  |  | 0.6 | 33.08 |  |  |  |  | -0.6 | 30.92 |  |  |  |  | 5 | 41
1994-04-24 | 6:00 | 10.6 | 51.08 | SUNDAY | #N/A | 1990-04-24 | 6:00 | 9.4 | 48.92 |  |  | 1991-04-24 | 6:00 | 6.1 | 42.98 |  |  | 1991-04-24 | 6:00 | 8.9 | 48.02 | [5 empty] | 7.8 | 46.04 |  |  |  | 5 | 41 |  |  |  |  | 3.3 | 37.94 |  |  |  |  | 7.8 | 46.04 | [5 empty] | 12.2 | 53.96 |  |  |  | 1.1 | 33.98 |  |  |  |  | 0 | 32 |  |  |  |  | 5.6 | 42.08
1994-04-24 | 7:00 | 12.2 | 53.96 | SUNDAY | #N/A | 1990-04-24 | 7:00 | 10 | 50 |  |  | 1991-04-24 | 7:00 | 8.3 | 46.94 |  |  | 1991-04-24 | 7:00 | 9.4 | 48.92 | [5 empty] | 10.6 | 51.08 |  |  |  | 6.7 | 44.06 |  |  |  |  | 4.4 | 39.92 |  |  |  |  | 10.6 | 51.08 | [5 empty] | 13.3 | 55.94 |  |  |  | 2.8 | 37.04 |  |  |  |  | 2.8 | 37.04 |  |  |  |  | 6.7 | 44.06
1994-04-24 | 8:00 | 13.9 | 57.02 | SUNDAY | #N/A | 1990-04-24 | 8:00 | 11.1 | 51.98 |  |  | 1991-04-24 | 8:00 | 8.9 | 48.02 |  |  | 1991-04-24 | 8:00 | 10.6 | 51.08 | [5 empty] | 11.7 | 53.06 |  |  |  | 8.9 | 48.02 |  |  |  |  | 6.7 | 44.06 |  |  |  |  | 12.8 | 55.04 | [5 empty] | 15 | 59 |  |  |  | 5 | 41 |  |  |  |  | 5.6 | 42.08 |  |  |  |  | 7.2 | 44.96
1994-04-24 | 9:00 | 16.7 | 62.06 | SUNDAY | #N/A | 1990-04-24 | 9:00 | 12.2 | 53.96 |  |  | 1991-04-24 | 9:00 | 10 | 50 |  |  | 1991-04-24 | 9:00 | 12.8 | 55.04 | [5 empty] | 12.8 | 55.04 |  |  |  | 11.7 | 53.06 |  |  |  |  | 8.9 | 48.02 |  |  |  |  | 16.7 | 62.06 | [5 empty] | 16.7 | 62.06 |  |  |  | 6.1 | 42.98 |  |  |  |  | 8.3 | 46.94 |  |  |  |  | 8.3 | 46.94
1994-04-24 | 10:00 | 18.9 | 66.02 | SUNDAY | #N/A | 1990-04-24 | 10:00 | 12.8 | 55.04 |  |  | 1991-04-24 | 10:00 | 13.3 | 55.94 |  |  | 1991-04-24 | 10:00 | 13.3 | 55.94 | [5 empty] | 14.4 | 57.92 |  |  |  | 15.6 | 60.08 |  |  |  |  | 11.7 | 53.06 |  |  |  |  | 20 | 68 | [5 empty] | 17.8 | 64.04 |  |  |  | 7.2 | 44.96 |  |  |  |  | 9.4 | 48.92 |  |  |  |  | 9.4 | 48.92
1994-04-24 | 11:00 | 21.1 | 69.98 | SUNDAY | #N/A | 1990-04-24 | 11:00 | 15 | 59 |  |  | 1991-04-24 | 11:00 | 15.6 | 60.08 |  |  | 1991-04-24 | 11:00 | 12.2 | 53.96 | [5 empty] | 16.1 | 60.98 |  |  |  | 16.7 | 62.06 |  |  |  |  | 12.8 | 55.04 |  |  |  |  | 21.7 | 71.06 | [5 empty] | 18.9 | 66.02 |  |  |  | 10 | 50 |  |  |  |  | 11.7 | 53.06 |  |  |  |  | 12.2 | 53.96
1994-04-24 | 12:00 | 23.3 | 73.94 | SUNDAY | #N/A | 1990-04-24 | 12:00 | 16.7 | 62.06 |  |  | 1991-04-24 | 12:00 | 16.1 | 60.98 |  |  | 1991-04-24 | 12:00 | 12.2 | 53.96 | [5 empty] | 16.1 | 60.98 |  |  |  | 18.3 | 64.94 |  |  |  |  | 15.6 | 60.08 |  |  |  |  | 22.8 | 73.04 | [5 empty] | 20 | 68 |  |  |  | 10.6 | 51.08 |  |  |  |  | 12.2 | 53.96 |  |  |  |  | 13.9 | 57.02
1994-04-24 | 13:00 | 23.9 | 75.02 | SUNDAY | #N/A | 1990-04-24 | 13:00 | 16.7 | 62.06 |  |  | 1991-04-24 | 13:00 | 15.6 | 60.08 |  |  | 1991-04-24 | 13:00 | 11.1 | 51.98 | [5 empty] | 16.1 | 60.98 |  |  |  | 17.8 | 64.04 |  |  |  |  | 15.6 | 60.08 |  |  |  |  | 23.9 | 75.02 | [5 empty] | 21.1 | 69.98 |  |  |  | 11.1 | 51.98 |  |  |  |  | 13.3 | 55.94 |  |  |  |  | 15.6 | 60.08
1994-04-24 | 14:00 | 25 | 77 | SUNDAY | #N/A | 1990-04-24 | 14:00 | 16.7 | 62.06 |  |  | 1991-04-24 | 14:00 | 10.6 | 51.08 |  |  | 1991-04-24 | 14:00 | 11.7 | 53.06 | [5 empty] | 15 | 59 |  |  |  | 13.9 | 57.02 |  |  |  |  | 16.1 | 60.98 |  |  |  |  | 25 | 77 | [5 empty] | 22.2 | 71.96 |  |  |  | 12.8 | 55.04 |  |  |  |  | 15 | 59 |  |  |  |  | 18.3 | 64.94
1994-04-24 | 15:00 | 26.1 | 78.98 | SUNDAY | #N/A | 1990-04-24 | 15:00 | 15 | 59 |  |  | 1991-04-24 | 15:00 | 10.6 | 51.08 |  |  | 1991-04-24 | 15:00 | 13.3 | 55.94 | [5 empty] | 12.2 | 53.96 |  |  |  | 12.2 | 53.96 |  |  |  |  | 17.2 | 62.96 |  |  |  |  | 25 | 77 | [5 empty] | 22.8 | 73.04 |  |  |  | 13.3 | 55.94 |  |  |  |  | 14.4 | 57.92 |  |  |  |  | 19.4 | 66.92
1994-04-24 | 16:00 | 26.1 | 78.98 | SUNDAY | #N/A | 1990-04-24 | 16:00 | 14.4 | 57.92 |  |  | 1991-04-24 | 16:00 | 10.6 | 51.08 |  |  | 1991-04-24 | 16:00 | 12.2 | 53.96 | [5 empty] | 12.8 | 55.04 |  |  |  | 11.7 | 53.06 |  |  |  |  | 17.8 | 64.04 |  |  |  |  | 24.4 | 75.92 | [5 empty] | 22.2 | 71.96 |  |  |  | 13.3 | 55.94 |  |  |  |  | 13.9 | 57.02 |  |  |  |  | 20.6 | 69.08
1994-04-24 | 17:00 | 26.7 | 80.06 | SUNDAY | #N/A | 1990-04-24 | 17:00 | 13.9 | 57.02 |  |  | 1991-04-24 | 17:00 | 10.6 | 51.08 |  |  | 1991-04-24 | 17:00 | 12.2 | 53.96 | [5 empty] | 12.8 | 55.04 |  |  |  | 11.7 | 53.06 |  |  |  |  | 18.9 | 66.02 |  |  |  |  | 25 | 77 | [5 empty] | 21.1 | 69.98 |  |  |  | 11.7 | 53.06 |  |  |  |  | 13.9 | 57.02 |  |  |  |  | 19.4 | 66.92
1994-04-24 | 18:00 | 25.6 | 78.08 | SUNDAY | #N/A | 1990-04-24 | 18:00 | 12.8 | 55.04 |  |  | 1991-04-24 | 18:00 | 10.6 | 51.08 |  |  | 1991-04-24 | 18:00 | 10.6 | 51.08 | [5 empty] | 12.8 | 55.04 |  |  |  | 11.7 | 53.06 |  |  |  |  | 18.3 | 64.94 |  |  |  |  | 24.4 | 75.92 | [5 empty] | 18.3 | 64.94 |  |  |  | 11.7 | 53.06 |  |  |  |  | 12.8 | 55.04 |  |  |  |  | 18.3 | 64.94
1994-04-24 | 19:00 | 23.9 | 75.02 | SUNDAY | #N/A | 1990-04-24 | 19:00 | 11.7 | 53.06 |  |  | 1991-04-24 | 19:00 | 10 | 50 |  |  | 1991-04-24 | 19:00 | 9.4 | 48.92 | [5 empty] | 11.7 | 53.06 |  |  |  | 11.7 | 53.06 |  |  |  |  | 16.7 | 62.06 |  |  |  |  | 22.8 | 73.04 | [5 empty] | 16.7 | 62.06 |  |  |  | 8.9 | 48.02 |  |  |  |  | 11.7 | 53.06 |  |  |  |  | 15.6 | 60.08
1994-04-24 | 20:00 | 23.3 | 73.94 | SUNDAY | #N/A | 1990-04-24 | 20:00 | 11.7 | 53.06 |  |  | 1991-04-24 | 20:00 | 8.9 | 48.02 |  |  | 1991-04-24 | 20:00 | 9.4 | 48.92 | [5 empty] | 11.1 | 51.98 |  |  |  | 11.1 | 51.98 |  |  |  |  | 15.6 | 60.08 |  |  |  |  | 22.2 | 71.96 | [5 empty] | 15.6 | 60.08 |  |  |  | 7.8 | 46.04 |  |  |  |  | 10 | 50 |  |  |  |  | 14.4 | 57.92
1994-04-24 | 21:00 | 22.8 | 73.04 | SUNDAY | #N/A | 1990-04-24 | 21:00 | 11.1 | 51.98 |  |  | 1991-04-24 | 21:00 | 8.9 | 48.02 |  |  | 1991-04-24 | 21:00 | 9.4 | 48.92 | [5 empty] | 10.6 | 51.08 |  |  |  | 11.1 | 51.98 |  |  |  |  | 14.4 | 57.92 |  |  |  |  | 21.1 | 69.98 | [5 empty] | 14.4 | 57.92 |  |  |  | 7.2 | 44.96 |  |  |  |  | 10 | 50 |  |  |  |  | 13.3 | 55.94
1994-04-24 | 22:00 | 22.8 | 73.04 | SUNDAY | #N/A | 1990-04-24 | 22:00 | 11.1 | 51.98 |  |  | 1991-04-24 | 22:00 | 8.5 | 47.3 |  |  | 1991-04-24 | 22:00 | 9.4 | 48.92 | [5 empty] | 10.6 | 51.08 |  |  |  | 10 | 50 |  |  |  |  | 13.3 | 55.94 |  |  |  |  | 20.6 | 69.08 | [5 empty] | 13.3 | 55.94 |  |  |  | 6.1 | 42.98 |  |  |  |  | 10.6 | 51.08 |  |  |  |  | 11.7 | 53.06
1994-04-24 | 23:00 | 22.2 | 71.96 | SUNDAY | #N/A | 1990-04-24 | 23:00 | 10.6 | 51.08 |  |  | 1991-04-24 | 23:00 | 8.3 | 46.94 |  |  | 1991-04-24 | 23:00 | 10 | 50 | [5 empty] | 10.6 | 51.08 |  |  |  | 7.8 | 46.04 |  |  |  |  | 12.8 | 55.04 |  |  |  |  | 21.1 | 69.98 | [5 empty] | 14.4 | 57.92 |  |  |  | 6.1 | 42.98 |  |  |  |  | 10.6 | 51.08 |  |  |  |  | 10 | 50
1994-04-24 | 24:00 | 21.7 | 71.06 | SUNDAY | #N/A | 1990-04-24 | 24:00 | 10.6 | 51.08 |  |  | 1991-04-24 | 24:00 | 7.8 | 46.04 |  |  | 1991-04-24 | 24:00 | 9.4 | 48.92 | [5 empty] | 10.6 | 51.08 |  |  |  | 7.6 | 45.68 |  |  |  |  | 11.7 | 53.06 |  |  |  |  | 20.6 | 69.08 | [5 empty] | 13.9 | 57.02 |  |  |  | 6.7 | 44.06 |  |  |  |  | 11.1 | 51.98 |  |  |  |  | 10 | 50
1994-04-25 | 1:00 | 22.8 | 73.04 | WEEKDAY | #N/A | 1990-04-25 | 1:00 | 10 | 50 |  |  | 1991-04-25 | 1:00 | 8.3 | 46.94 |  |  | 1991-04-25 | 1:00 | 10 | 50 | [5 empty] | 11.1 | 51.98 |  |  |  | 7.2 | 44.96 |  |  |  |  | 11.7 | 53.06 |  |  |  |  | 20 | 68 | [5 empty] | 13.3 | 55.94 |  |  |  | 6.7 | 44.06 |  |  |  |  | 11.7 | 53.06 |  |  |  |  | 7.8 | 46.04
1994-04-25 | 2:00 | 22.2 | 71.96 | WEEKDAY | #N/A | 1990-04-25 | 2:00 | 10 | 50 |  |  | 1991-04-25 | 2:00 | 10 | 50 |  |  | 1991-04-25 | 2:00 | 9.4 | 48.92 | [5 empty] | 10.6 | 51.08 |  |  |  | 7.2 | 44.96 |  |  |  |  | 10.6 | 51.08 |  |  |  |  | 18.9 | 66.02 | [5 empty] | 12.2 | 53.96 |  |  |  | 6.7 | 44.06 |  |  |  |  | 10.6 | 51.08 |  |  |  |  | 7.2 | 44.96
1994-04-25 | 3:00 | 20.6 | 69.08 | WEEKDAY | #N/A | 1990-04-25 | 3:00 | 10 | 50 |  |  | 1991-04-25 | 3:00 | 9.4 | 48.92 |  |  | 1991-04-25 | 3:00 | 9.4 | 48.92 | [5 empty] | 9.4 | 48.92 |  |  |  | 6.7 | 44.06 |  |  |  |  | 10.6 | 51.08 |  |  |  |  | 17.8 | 64.04 | [5 empty] | 10.6 | 51.08 |  |  |  | 6.7 | 44.06 |  |  |  |  | 11.7 | 53.06 |  |  |  |  | 7.2 | 44.96
1994-04-25 | 4:00 | 18.3 | 64.94 | WEEKDAY | #N/A | 1990-04-25 | 4:00 | 10 | 50 |  |  | 1991-04-25 | 4:00 | 9.4 | 48.92 |  |  | 1991-04-25 | 4:00 | 10 | 50 | [5 empty] | 9.4 | 48.92 |  |  |  | 6.1 | 42.98 |  |  |  |  | 10 | 50 |  |  |  |  | 17.2 | 62.96 | [5 empty] | 11.1 | 51.98 |  |  |  | 6.7 | 44.06 |  |  |  |  | 12.8 | 55.04 |  |  |  |  | 5.6 | 42.08
1994-04-25 | 5:00 | 18.9 | 66.02 | WEEKDAY | #N/A | 1990-04-25 | 5:00 | 10 | 50 |  |  | 1991-04-25 | 5:00 | 9.4 | 48.92 |  |  | 1991-04-25 | 5:00 | 9.4 | 48.92 | [5 empty] | 10 | 50 |  |  |  | 7.2 | 44.96 |  |  |  |  | 10 | 50 |  |  |  |  | 16.7 | 62.06 | [5 empty] | 11.1 | 51.98 |  |  |  | 6.7 | 44.06 |  |  |  |  | 12.8 | 55.04 |  |  |  |  | 4.4 | 39.92
1994-04-25 | 6:00 | 19.4 | 66.92 | WEEKDAY | #N/A | 1990-04-25 | 6:00 | 10.6 | 51.08 |  |  | 1991-04-25 | 6:00 | 9.4 | 48.92 |  |  | 1991-04-25 | 6:00 | 10.6 | 51.08 | [5 empty] | 10 | 50 |  |  |  | 7.2 | 44.96 |  |  |  |  | 10 | 50 |  |  |  |  | 16.7 | 62.06 | [5 empty] | 11.1 | 51.98 |  |  |  | 6.7 | 44.06 |  |  |  |  | 12.2 | 53.96 |  |  |  |  | 5 | 41
1994-04-25 | 7:00 | 19.4 | 66.92 | WEEKDAY | #N/A | 1990-04-25 | 7:00 | 11.1 | 51.98 |  |  | 1991-04-25 | 7:00 | 11.7 | 53.06 |  |  | 1991-04-25 | 7:00 | 12.2 | 53.96 | [5 empty] | 12.2 | 53.96 |  |  |  | 7.2 | 44.96 |  |  |  |  | 10 | 50 |  |  |  |  | 16.7 | 62.06 | [5 empty] | 12.2 | 53.96 |  |  |  | 6.1 | 42.98 |  |  |  |  | 8.3 | 46.94 |  |  |  |  | 9.4 | 48.92
1994-04-25 | 8:00 | 22.2 | 71.96 | WEEKDAY | #N/A | 1990-04-25 | 8:00 | 11.7 | 53.06 |  |  | 1991-04-25 | 8:00 | 13.3 | 55.94 |  |  | 1991-04-25 | 8:00 | 14.4 | 57.92 | [5 empty] | 14.4 | 57.92 |  |  |  | 10.6 | 51.08 |  |  |  |  | 10.6 | 51.08 |  |  |  |  | 17.8 | 64.04 | [5 empty] | 12.2 | 53.96 |  |  |  | 6.1 | 42.98 |  |  |  |  | 8 | 46.4 |  |  |  |  | 11.7 | 53.06
1994-04-25 | 9:00 | 23.9 | 75.02 | WEEKDAY | #N/A | 1990-04-25 | 9:00 | 11.1 | 51.98 |  |  | 1991-04-25 | 9:00 | 15 | 59 |  |  | 1991-04-25 | 9:00 | 15.6 | 60.08 | [5 empty] | 16.7 | 62.06 |  |  |  | 13.3 | 55.94 |  |  |  |  | 11.1 | 51.98 |  |  |  |  | 15 | 59 | [5 empty] | 12.2 | 53.96 |  |  |  | 7.2 | 44.96 |  |  |  |  | 6.7 | 44.06 |  |  |  |  | 14.4 | 57.92
1994-04-25 | 10:00 | 21.7 | 71.06 | WEEKDAY | #N/A | 1990-04-25 | 10:00 | 10.6 | 51.08 |  |  | 1991-04-25 | 10:00 | 16.1 | 60.98 |  |  | 1991-04-25 | 10:00 | 17.2 | 62.96 | [5 empty] | 18.3 | 64.94 |  |  |  | 15.6 | 60.08 |  |  |  |  | 12.8 | 55.04 |  |  |  |  | 15 | 59 | [5 empty] | 12.8 | 55.04 |  |  |  | 7.8 | 46.04 |  |  |  |  | 5 | 41 |  |  |  |  | 16.7 | 62.06
1994-04-25 | 11:00 | 23.3 | 73.94 | WEEKDAY | #N/A | 1990-04-25 | 11:00 | 10.6 | 51.08 |  |  | 1991-04-25 | 11:00 | 17.8 | 64.04 |  |  | 1991-04-25 | 11:00 | 18.3 | 64.94 | [5 empty] | 19.4 | 66.92 |  |  |  | 17.2 | 62.96 |  |  |  |  | 13.9 | 57.02 |  |  |  |  | 15 | 59 | [5 empty] | 13.3 | 55.94 |  |  |  | 7.2 | 44.96 |  |  |  |  | 5.6 | 42.08 |  |  |  |  | 17.8 | 64.04
1994-04-25 | 12:00 | 12.8 | 55.04 | WEEKDAY | #N/A | 1990-04-25 | 12:00 | 11.1 | 51.98 |  |  | 1991-04-25 | 12:00 | 18.3 | 64.94 |  |  | 1991-04-25 | 12:00 | 19.4 | 66.92 | [5 empty] | 20 | 68 |  |  |  | 18.9 | 66.02 |  |  |  |  | 15.6 | 60.08 |  |  |  |  | 18.3 | 64.94 | [5 empty] | 13.9 | 57.02 |  |  |  | 7.2 | 44.96 |  |  |  |  | 6.1 | 42.98 |  |  |  |  | 18.3 | 64.94
1994-04-25 | 13:00 | 12.2 | 53.96 | WEEKDAY | #N/A | 1990-04-25 | 13:00 | 12.2 | 53.96 |  |  | 1991-04-25 | 13:00 | 18.9 | 66.02 |  |  | 1991-04-25 | 13:00 | 20.6 | 69.08 | [5 empty] | 20.6 | 69.08 |  |  |  | 20 | 68 |  |  |  |  | 17.8 | 64.04 |  |  |  |  | 20.6 | 69.08 | [5 empty] | 13.9 | 57.02 |  |  |  | 9.4 | 48.92 |  |  |  |  | 7.2 | 44.96 |  |  |  |  | 17.8 | 64.04
1994-04-25 | 14:00 | 12.8 | 55.04 | WEEKDAY | #N/A | 1990-04-25 | 14:00 | 15 | 59 |  |  | 1991-04-25 | 14:00 | 20.6 | 69.08 |  |  | 1991-04-25 | 14:00 | 21.1 | 69.98 | [5 empty] | 21.1 | 69.98 |  |  |  | 19.4 | 66.92 |  |  |  |  | 13.9 | 57.02 |  |  |  |  | 18.9 | 66.02 | [5 empty] | 15 | 59 |  |  |  | 11.1 | 51.98 |  |  |  |  | 7.2 | 44.96 |  |  |  |  | 15 | 59
1994-04-25 | 15:00 | 13.9 | 57.02 | WEEKDAY | #N/A | 1990-04-25 | 15:00 | 15.6 | 60.08 |  |  | 1991-04-25 | 15:00 | 21.1 | 69.98 |  |  | 1991-04-25 | 15:00 | 18.3 | 64.94 | [5 empty] | 21.1 | 69.98 |  |  |  | 20 | 68 |  |  |  |  | 11.7 | 53.06 |  |  |  |  | 17.8 | 64.04 | [5 empty] | 15.6 | 60.08 |  |  |  | 8.3 | 46.94 |  |  |  |  | 6.7 | 44.06 |  |  |  |  | 15.6 | 60.08
1994-04-25 | 16:00 | 11.1 | 51.98 | WEEKDAY | #N/A | 1990-04-25 | 16:00 | 16.7 | 62.06 |  |  | 1991-04-25 | 16:00 | 21.1 | 69.98 |  |  | 1991-04-25 | 16:00 | 18.3 | 64.94 | [5 empty] | 21.7 | 71.06 |  |  |  | 21.1 | 69.98 |  |  |  |  | 10.6 | 51.08 |  |  |  |  | 16.1 | 60.98 | [5 empty] | 16.1 | 60.98 |  |  |  | 9.4 | 48.92 |  |  |  |  | 6.1 | 42.98 |  |  |  |  | 15.6 | 60.08
1994-04-25 | 17:00 | 11.1 | 51.98 | WEEKDAY | #N/A | 1990-04-25 | 17:00 | 16.7 | 62.06 |  |  | 1991-04-25 | 17:00 | 21.1 | 69.98 |  |  | 1991-04-25 | 17:00 | 18.9 | 66.02 | [5 empty] | 21.1 | 69.98 |  |  |  | 20.6 | 69.08 |  |  |  |  | 10.6 | 51.08 |  |  |  |  | 16.1 | 60.98 | [5 empty] | 16.1 | 60.98 |  |  |  | 10 | 50 |  |  |  |  | 6.7 | 44.06 |  |  |  |  | 15.6 | 60.08
1994-04-25 | 18:00 | 12.8 | 55.04 | WEEKDAY | #N/A | 1990-04-25 | 18:00 | 16.1 | 60.98 |  |  | 1991-04-25 | 18:00 | 20.6 | 69.08 |  |  | 1991-04-25 | 18:00 | 16.7 | 62.06 | [5 empty] | 20 | 68 |  |  |  | 20 | 68 |  |  |  |  | 10 | 50 |  |  |  |  | 15.6 | 60.08 | [5 empty] | 15.6 | 60.08 |  |  |  | 7.8 | 46.04 |  |  |  |  | 3.9 | 39.02 |  |  |  |  | 15 | 59
1994-04-25 | 19:00 | 12.2 | 53.96 | WEEKDAY | #N/A | 1990-04-25 | 19:00 | 15 | 59 |  |  | 1991-04-25 | 19:00 | 17.2 | 62.96 |  |  | 1991-04-25 | 19:00 | 14.4 | 57.92 | [5 empty] | 17.8 | 64.04 |  |  |  | 17.8 | 64.04 |  |  |  |  | 9.4 | 48.92 |  |  |  |  | 13.9 | 57.02 | [5 empty] | 14.4 | 57.92 |  |  |  | 6.1 | 42.98 |  |  |  |  | 2.8 | 37.04 |  |  |  |  | 14.4 | 57.92
1994-04-25 | 20:00 | 11.7 | 53.06 | WEEKDAY | #N/A | 1990-04-25 | 20:00 | 12.8 | 55.04 |  |  | 1991-04-25 | 20:00 | 13.9 | 57.02 |  |  | 1991-04-25 | 20:00 | 13.9 | 57.02 | [5 empty] | 13.9 | 57.02 |  |  |  | 13.9 | 57.02 |  |  |  |  | 8.9 | 48.02 |  |  |  |  | 13.3 | 55.94 | [5 empty] | 13.9 | 57.02 |  |  |  | 5 | 41 |  |  |  |  | 2.8 | 37.04 |  |  |  |  | 14.4 | 57.92
1994-04-25 | 21:00 | 10.6 | 51.08 | WEEKDAY | #N/A | 1990-04-25 | 21:00 | 12.8 | 55.04 |  |  | 1991-04-25 | 21:00 | 12.2 | 53.96 |  |  | 1991-04-25 | 21:00 | 13.3 | 55.94 | [5 empty] | 12.8 | 55.04 |  |  |  | 10.6 | 51.08 |  |  |  |  | 8.9 | 48.02 |  |  |  |  | 15 | 59 | [5 empty] | 13.3 | 55.94 |  |  |  | 5 | 41 |  |  |  |  | 3.9 | 39.02 |  |  |  |  | 13.9 | 57.02
1994-04-25 | 22:00 | 10 | 50 | WEEKDAY | #N/A | 1990-04-25 | 22:00 | 12.2 | 53.96 |  |  | 1991-04-25 | 22:00 | 11.7 | 53.06 |  |  | 1991-04-25 | 22:00 | 12.2 | 53.96 | [5 empty] | 12.2 | 53.96 |  |  |  | 8.9 | 48.02 |  |  |  |  | 8.3 | 46.94 |  |  |  |  | 13.3 | 55.94 | [5 empty] | 12.2 | 53.96 |  |  |  | 5 | 41 |  |  |  |  | 3.9 | 39.02 |  |  |  |  | 13.9 | 57.02
1994-04-25 | 23:00 | 8.9 | 48.02 | WEEKDAY | #N/A | 1990-04-25 | 23:00 | 11.7 | 53.06 |  |  | 1991-04-25 | 23:00 | 8.9 | 48.02 |  |  | 1991-04-25 | 23:00 | 11.1 | 51.98 | [5 empty] | 10 | 50 |  |  |  | 7.8 | 46.04 |  |  |  |  | 7.8 | 46.04 |  |  |  |  | 11.7 | 53.06 | [5 empty] | 11.7 | 53.06 |  |  |  | 5 | 41 |  |  |  |  | 3.3 | 37.94 |  |  |  |  | 13.9 | 57.02
1994-04-25 | 24:00 | 8.9 | 48.02 | WEEKDAY | #N/A | 1990-04-25 | 24:00 | 11.1 | 51.98 |  |  | 1991-04-25 | 24:00 | 7.8 | 46.04 |  |  | 1991-04-25 | 24:00 | 11.1 | 51.98 | [5 empty] | 7.8 | 46.04 |  |  |  | 5 | 41 |  |  |  |  | 6.7 | 44.06 |  |  |  |  | 10.6 | 51.08 | [5 empty] | 11.1 | 51.98 |  |  |  | 5 | 41 |  |  |  |  | 2.8 | 37.04 |  |  |  |  | 12.8 | 55.04
1994-04-26 | 1:00 | 8.3 | 46.94 | WEEKDAY | #N/A | 1990-04-26 | 1:00 | 10.6 | 51.08 |  |  | 1991-04-26 | 1:00 | 7.2 | 44.96 |  |  | 1991-04-26 | 1:00 | 10 | 50 | [5 empty] | 7.2 | 44.96 |  |  |  | 4.4 | 39.92 |  |  |  |  | 6.1 | 42.98 |  |  |  |  | 10 | 50 | [5 empty] | 11.1 | 51.98 |  |  |  | 5 | 41 |  |  |  |  | 2.8 | 37.04 |  |  |  |  | 11.7 | 53.06
1994-04-26 | 2:00 | 8.9 | 48.02 | WEEKDAY | #N/A | 1990-04-26 | 2:00 | 10 | 50 |  |  | 1991-04-26 | 2:00 | 7.2 | 44.96 |  |  | 1991-04-26 | 2:00 | 10 | 50 | [5 empty] | 5.6 | 42.08 |  |  |  | 3.3 | 37.94 |  |  |  |  | 5.6 | 42.08 |  |  |  |  | 9.4 | 48.92 | [5 empty] | 10 | 50 |  |  |  | 5.6 | 42.08 |  |  |  |  | 2.8 | 37.04 |  |  |  |  | 9.4 | 48.92
1994-04-26 | 3:00 | 8.9 | 48.02 | WEEKDAY | #N/A | 1990-04-26 | 3:00 | 9.4 | 48.92 |  |  | 1991-04-26 | 3:00 | 6.1 | 42.98 |  |  | 1991-04-26 | 3:00 | 9.4 | 48.92 | [5 empty] | 4.4 | 39.92 |  |  |  | 3.1 | 37.58 |  |  |  |  | 5.6 | 42.08 |  |  |  |  | 9.4 | 48.92 | [5 empty] | 10 | 50 |  |  |  | 5.6 | 42.08 |  |  |  |  | 1.7 | 35.06 |  |  |  |  | 10 | 50
1994-04-26 | 4:00 | 8.9 | 48.02 | WEEKDAY | #N/A | 1990-04-26 | 4:00 | 10 | 50 |  |  | 1991-04-26 | 4:00 | 6.1 | 42.98 |  |  | 1991-04-26 | 4:00 | 10 | 50 | [5 empty] | 5 | 41 |  |  |  | 2.8 | 37.04 |  |  |  |  | 5 | 41 |  |  |  |  | 8.9 | 48.02 | [5 empty] | 10.6 | 51.08 |  |  |  | 5 | 41 |  |  |  |  | 1.7 | 35.06 |  |  |  |  | 8.9 | 48.02
1994-04-26 | 5:00 | 8.9 | 48.02 | WEEKDAY | #N/A | 1990-04-26 | 5:00 | 10 | 50 |  |  | 1991-04-26 | 5:00 | 5.6 | 42.08 |  |  | 1991-04-26 | 5:00 | 8.3 | 46.94 | [5 empty] | 5.6 | 42.08 |  |  |  | 1.7 | 35.06 |  |  |  |  | 5 | 41 |  |  |  |  | 8.9 | 48.02 | [5 empty] | 9.4 | 48.92 |  |  |  | 4.4 | 39.92 |  |  |  |  | 2.2 | 35.96 |  |  |  |  | 7.8 | 46.04
1994-04-26 | 6:00 | 7.8 | 46.04 | WEEKDAY | #N/A | 1990-04-26 | 6:00 | 10 | 50 |  |  | 1991-04-26 | 6:00 | 6.1 | 42.98 |  |  | 1991-04-26 | 6:00 | 10.6 | 51.08 | [5 empty] | 5.6 | 42.08 |  |  |  | 2.2 | 35.96 |  |  |  |  | 4.4 | 39.92 |  |  |  |  | 8.3 | 46.94 | [5 empty] | 8.3 | 46.94 |  |  |  | 4.4 | 39.92 |  |  |  |  | 2.2 | 35.96 |  |  |  |  | 8.9 | 48.02
1994-04-26 | 7:00 | 7.8 | 46.04 | WEEKDAY | #N/A | 1990-04-26 | 7:00 | 10.6 | 51.08 |  |  | 1991-04-26 | 7:00 | 11.1 | 51.98 |  |  | 1991-04-26 | 7:00 | 11.7 | 53.06 | [5 empty] | 12.2 | 53.96 |  |  |  | 6.7 | 44.06 |  |  |  |  | 6.7 | 44.06 |  |  |  |  | 8.9 | 48.02 | [5 empty] | 12.2 | 53.96 |  |  |  | 5 | 41 |  |  |  |  | 2.8 | 37.04 |  |  |  |  | 12.2 | 53.96
1994-04-26 | 8:00 | 7.8 | 46.04 | WEEKDAY | #N/A | 1990-04-26 | 8:00 | 12.8 | 55.04 |  |  | 1991-04-26 | 8:00 | 14.7 | 58.46 |  |  | 1991-04-26 | 8:00 | 15 | 59 | [5 empty] | 16.7 | 62.06 |  |  |  | 10 | 50 |  |  |  |  | 7.8 | 46.04 |  |  |  |  | 9.4 | 48.92 | [5 empty] | 14.4 | 57.92 |  |  |  | 7.8 | 46.04 |  |  |  |  | 5 | 41 |  |  |  |  | 13.9 | 57.02
1994-04-26 | 9:00 | 8.9 | 48.02 | WEEKDAY | #N/A | 1990-04-26 | 9:00 | 15.6 | 60.08 |  |  | 1991-04-26 | 9:00 | 18.3 | 64.94 |  |  | 1991-04-26 | 9:00 | 17.8 | 64.04 | [5 empty] | 19.4 | 66.92 |  |  |  | 13.9 | 57.02 |  |  |  |  | 10 | 50 |  |  |  |  | 10 | 50 | [5 empty] | 15 | 59 |  |  |  | 10 | 50 |  |  |  |  | 3 | 37.4 |  |  |  |  | 15 | 59
1994-04-26 | 10:00 | 8.3 | 46.94 | WEEKDAY | #N/A | 1990-04-26 | 10:00 | 18.3 | 64.94 |  |  | 1991-04-26 | 10:00 | 19.4 | 66.92 |  |  | 1991-04-26 | 10:00 | 16.1 | 60.98 | [5 empty] | 20.6 | 69.08 |  |  |  | 17.8 | 64.04 |  |  |  |  | 11.1 | 51.98 |  |  |  |  | 10.6 | 51.08 | [5 empty] | 15.6 | 60.08 |  |  |  | 12.2 | 53.96 |  |  |  |  | 4.4 | 39.92 |  |  |  |  | 17.8 | 64.04
1994-04-26 | 11:00 | 8.9 | 48.02 | WEEKDAY | #N/A | 1990-04-26 | 11:00 | 20.6 | 69.08 |  |  | 1991-04-26 | 11:00 | 19.4 | 66.92 |  |  | 1991-04-26 | 11:00 | 18.9 | 66.02 | [5 empty] | 20 | 68 |  |  |  | 21.1 | 69.98 |  |  |  |  | 12.8 | 55.04 |  |  |  |  | 12.2 | 53.96 | [5 empty] | 16.1 | 60.98 |  |  |  | 12.8 | 55.04 |  |  |  |  | 5.6 | 42.08 |  |  |  |  | 17.2 | 62.96
1994-04-26 | 12:00 | 9.4 | 48.92 | WEEKDAY | #N/A | 1990-04-26 | 12:00 | 22.2 | 71.96 |  |  | 1991-04-26 | 12:00 | 21.1 | 69.98 |  |  | 1991-04-26 | 12:00 | 18.9 | 66.02 | [5 empty] | 21.1 | 69.98 |  |  |  | 23.3 | 73.94 |  |  |  |  | 13.3 | 55.94 |  |  |  |  | 15 | 59 | [5 empty] | 16.1 | 60.98 |  |  |  | 14.4 | 57.92 |  |  |  |  | 6.1 | 42.98 |  |  |  |  | 17.2 | 62.96
1994-04-26 | 13:00 | 10 | 50 | WEEKDAY | #N/A | 1990-04-26 | 13:00 | 22.2 | 71.96 |  |  | 1991-04-26 | 13:00 | 21.1 | 69.98 |  |  | 1991-04-26 | 13:00 | 18.3 | 64.94 | [5 empty] | 21.1 | 69.98 |  |  |  | 23.3 | 73.94 |  |  |  |  | 15.6 | 60.08 |  |  |  |  | 16.7 | 62.06 | [5 empty] | 16.1 | 60.98 |  |  |  | 15.6 | 60.08 |  |  |  |  | 6.1 | 42.98 |  |  |  |  | 18.3 | 64.94
1994-04-26 | 14:00 | 10.6 | 51.08 | WEEKDAY | #N/A | 1990-04-26 | 14:00 | 21.7 | 71.06 |  |  | 1991-04-26 | 14:00 | 22.2 | 71.96 |  |  | 1991-04-26 | 14:00 | 18.3 | 64.94 | [5 empty] | 20.6 | 69.08 |  |  |  | 23.3 | 73.94 |  |  |  |  | 14.4 | 57.92 |  |  |  |  | 18.3 | 64.94 | [5 empty] | 14.4 | 57.92 |  |  |  | 16.7 | 62.06 |  |  |  |  | 6.7 | 44.06 |  |  |  |  | 18.3 | 64.94
1994-04-26 | 15:00 | 10.6 | 51.08 | WEEKDAY | #N/A | 1990-04-26 | 15:00 | 20.6 | 69.08 |  |  | 1991-04-26 | 15:00 | 21.7 | 71.06 |  |  | 1991-04-26 | 15:00 | 17.2 | 62.96 | [5 empty] | 19.4 | 66.92 |  |  |  | 24.4 | 75.92 |  |  |  |  | 15 | 59 |  |  |  |  | 19.4 | 66.92 | [5 empty] | 13.3 | 55.94 |  |  |  | 15 | 59 |  |  |  |  | 6.7 | 44.06 |  |  |  |  | 18.9 | 66.02
1994-04-26 | 16:00 | 10.6 | 51.08 | WEEKDAY | #N/A | 1990-04-26 | 16:00 | 20.6 | 69.08 |  |  | 1991-04-26 | 16:00 | 21.7 | 71.06 |  |  | 1991-04-26 | 16:00 | 18.3 | 64.94 | [5 empty] | 18.3 | 64.94 |  |  |  | 25 | 77 |  |  |  |  | 15.6 | 60.08 |  |  |  |  | 20.6 | 69.08 | [5 empty] | 13.3 | 55.94 |  |  |  | 14.4 | 57.92 |  |  |  |  | 7.8 | 46.04 |  |  |  |  | 18.9 | 66.02
1994-04-26 | 17:00 | 11.7 | 53.06 | WEEKDAY | #N/A | 1990-04-26 | 17:00 | 18.9 | 66.02 |  |  | 1991-04-26 | 17:00 | 20.6 | 69.08 |  |  | 1991-04-26 | 17:00 | 16.7 | 62.06 | [5 empty] | 17.8 | 64.04 |  |  |  | 25 | 77 |  |  |  |  | 14.4 | 57.92 |  |  |  |  | 20.6 | 69.08 | [5 empty] | 14.4 | 57.92 |  |  |  | 12.8 | 55.04 |  |  |  |  | 7.2 | 44.96 |  |  |  |  | 19.4 | 66.92
1994-04-26 | 18:00 | 11.1 | 51.98 | WEEKDAY | #N/A | 1990-04-26 | 18:00 | 17.8 | 64.04 |  |  | 1991-04-26 | 18:00 | 18.9 | 66.02 |  |  | 1991-04-26 | 18:00 | 14.4 | 57.92 | [5 empty] | 15.6 | 60.08 |  |  |  | 22.8 | 73.04 |  |  |  |  | 13.9 | 57.02 |  |  |  |  | 19.4 | 66.92 | [5 empty] | 14.4 | 57.92 |  |  |  | 12.2 | 53.96 |  |  |  |  | 7.2 | 44.96 |  |  |  |  | 16.7 | 62.06
1994-04-26 | 19:00 | 10 | 50 | WEEKDAY | #N/A | 1990-04-26 | 19:00 | 15.6 | 60.08 |  |  | 1991-04-26 | 19:00 | 17.2 | 62.96 |  |  | 1991-04-26 | 19:00 | 14.4 | 57.92 | [5 empty] | 15.6 | 60.08 |  |  |  | 20.6 | 69.08 |  |  |  |  | 12.8 | 55.04 |  |  |  |  | 16.7 | 62.06 | [5 empty] | 13.3 | 55.94 |  |  |  | 11.7 | 53.06 |  |  |  |  | 5.6 | 42.08 |  |  |  |  | 14.4 | 57.92
1994-04-26 | 20:00 | 8.9 | 48.02 | WEEKDAY | #N/A | 1990-04-26 | 20:00 | 15.6 | 60.08 |  |  | 1991-04-26 | 20:00 | 16.1 | 60.98 |  |  | 1991-04-26 | 20:00 | 14.4 | 57.92 | [5 empty] | 13.9 | 57.02 |  |  |  | 18.9 | 66.02 |  |  |  |  | 11.1 | 51.98 |  |  |  |  | 15 | 59 | [5 empty] | 13.3 | 55.94 |  |  |  | 10 | 50 |  |  |  |  | 5 | 41 |  |  |  |  | 11.7 | 53.06
1994-04-26 | 21:00 | 8.9 | 48.02 | WEEKDAY | #N/A | 1990-04-26 | 21:00 | 14.4 | 57.92 |  |  | 1991-04-26 | 21:00 | 16.1 | 60.98 |  |  | 1991-04-26 | 21:00 | 13.9 | 57.02 | [5 empty] | 14.4 | 57.92 |  |  |  | 17.8 | 64.04 |  |  |  |  | 10.6 | 51.08 |  |  |  |  | 14.4 | 57.92 | [5 empty] | 13.3 | 55.94 |  |  |  | 9.4 | 48.92 |  |  |  |  | 4.4 | 39.92 |  |  |  |  | 7.8 | 46.04
1994-04-26 | 22:00 | 9.4 | 48.92 | WEEKDAY | #N/A | 1990-04-26 | 22:00 | 13.9 | 57.02 |  |  | 1991-04-26 | 22:00 | 14.4 | 57.92 |  |  | 1991-04-26 | 22:00 | 12.8 | 55.04 | [5 empty] | 15 | 59 |  |  |  | 16.7 | 62.06 |  |  |  |  | 9.4 | 48.92 |  |  |  |  | 13.9 | 57.02 | [5 empty] | 13.3 | 55.94 |  |  |  | 9.4 | 48.92 |  |  |  |  | 3.3 | 37.94 |  |  |  |  | 6.7 | 44.06
1994-04-26 | 23:00 | 8.9 | 48.02 | WEEKDAY | #N/A | 1990-04-26 | 23:00 | 13.3 | 55.94 |  |  | 1991-04-26 | 23:00 | 13.3 | 55.94 |  |  | 1991-04-26 | 23:00 | 12.8 | 55.04 | [5 empty] | 13.3 | 55.94 |  |  |  | 15.6 | 60.08 |  |  |  |  | 8.3 | 46.94 |  |  |  |  | 13.9 | 57.02 | [5 empty] | 11.7 | 53.06 |  |  |  | 8.9 | 48.02 |  |  |  |  | 2.2 | 35.96 |  |  |  |  | 6.1 | 42.98
1994-04-26 | 24:00 | 8.3 | 46.94 | WEEKDAY | #N/A | 1990-04-26 | 24:00 | 12.8 | 55.04 |  |  | 1991-04-26 | 24:00 | 14.4 | 57.92 |  |  | 1991-04-26 | 24:00 | 12.8 | 55.04 | [5 empty] | 12.8 | 55.04 |  |  |  | 14.4 | 57.92 |  |  |  |  | 7.2 | 44.96 |  |  |  |  | 13.9 | 57.02 | [5 empty] | 12.2 | 53.96 |  |  |  | 8.3 | 46.94 |  |  |  |  | 1.1 | 33.98 |  |  |  |  | 6.7 | 44.06
1994-04-27 | 1:00 | 8.3 | 46.94 | WEEKDAY | #N/A | 1990-04-27 | 1:00 | 12.2 | 53.96 |  |  | 1991-04-27 | 1:00 | 14.4 | 57.92 |  |  | 1991-04-27 | 1:00 | 13.3 | 55.94 | [5 empty] | 12.8 | 55.04 |  |  |  | 14.4 | 57.92 |  |  |  |  | 6.7 | 44.06 |  |  |  |  | 13.3 | 55.94 | [5 empty] | 10.6 | 51.08 |  |  |  | 7.2 | 44.96 |  |  |  |  | -0.6 | 30.92 |  |  |  |  | 6.1 | 42.98
1994-04-27 | 2:00 | 8.9 | 48.02 | WEEKDAY | #N/A | 1990-04-27 | 2:00 | 11.7 | 53.06 |  |  | 1991-04-27 | 2:00 | 14.4 | 57.92 |  |  | 1991-04-27 | 2:00 | 13.3 | 55.94 | [5 empty] | 13.3 | 55.94 |  |  |  | 15 | 59 |  |  |  |  | 6.1 | 42.98 |  |  |  |  | 13.3 | 55.94 | [5 empty] | 7.8 | 46.04 |  |  |  | 6.1 | 42.98 |  |  |  |  | -1.1 | 30.02 |  |  |  |  | 5.6 | 42.08
1994-04-27 | 3:00 | 10 | 50 | WEEKDAY | #N/A | 1990-04-27 | 3:00 | 11.1 | 51.98 |  |  | 1991-04-27 | 3:00 | 13.9 | 57.02 |  |  | 1991-04-27 | 3:00 | 13.3 | 55.94 | [5 empty] | 13.3 | 55.94 |  |  |  | 13.9 | 57.02 |  |  |  |  | 6.1 | 42.98 |  |  |  |  | 13.3 | 55.94 | [5 empty] | 7.8 | 46.04 |  |  |  | 5 | 41 |  |  |  |  | -1.1 | 30.02 |  |  |  |  | 4.4 | 39.92
1994-04-27 | 4:00 | 10 | 50 | WEEKDAY | #N/A | 1990-04-27 | 4:00 | 11.1 | 51.98 |  |  | 1991-04-27 | 4:00 | 13.3 | 55.94 |  |  | 1991-04-27 | 4:00 | 12.8 | 55.04 | [5 empty] | 13.3 | 55.94 |  |  |  | 13.9 | 57.02 |  |  |  |  | 5.6 | 42.08 |  |  |  |  | 13.3 | 55.94 | [5 empty] | 7.8 | 46.04 |  |  |  | 5 | 41 |  |  |  |  | -1.1 | 30.02 |  |  |  |  | 3.9 | 39.02
1994-04-27 | 5:00 | 9.4 | 48.92 | WEEKDAY | #N/A | 1990-04-27 | 5:00 | 11.1 | 51.98 |  |  | 1991-04-27 | 5:00 | 13.3 | 55.94 |  |  | 1991-04-27 | 5:00 | 11.7 | 53.06 | [5 empty] | 14.4 | 57.92 |  |  |  | 14.4 | 57.92 |  |  |  |  | 5.6 | 42.08 |  |  |  |  | 12.8 | 55.04 | [5 empty] | 7.2 | 44.96 |  |  |  | 5 | 41 |  |  |  |  | -1.1 | 30.02 |  |  |  |  | 3.3 | 37.94
1994-04-27 | 6:00 | 9.4 | 48.92 | WEEKDAY | #N/A | 1990-04-27 | 6:00 | 10 | 50 |  |  | 1991-04-27 | 6:00 | 11.1 | 51.98 |  |  | 1991-04-27 | 6:00 | 11.7 | 53.06 | [5 empty] | 12.8 | 55.04 |  |  |  | 14.4 | 57.92 |  |  |  |  | 6.1 | 42.98 |  |  |  |  | 12.8 | 55.04 | [5 empty] | 5.6 | 42.08 |  |  |  | 5 | 41 |  |  |  |  | -1.7 | 28.94 |  |  |  |  | 5 | 41
1994-04-27 | 7:00 | 11.1 | 51.98 | WEEKDAY | #N/A | 1990-04-27 | 7:00 | 11.7 | 53.06 |  |  | 1991-04-27 | 7:00 | 14.4 | 57.92 |  |  | 1991-04-27 | 7:00 | 12.8 | 55.04 | [5 empty] | 13.9 | 57.02 |  |  |  | 16.1 | 60.98 |  |  |  |  | 6.7 | 44.06 |  |  |  |  | 13.9 | 57.02 | [5 empty] | 5.6 | 42.08 |  |  |  | 7.2 | 44.96 |  |  |  |  | 0.6 | 33.08 |  |  |  |  | 5.6 | 42.08
1994-04-27 | 8:00 | 12.2 | 53.96 | WEEKDAY | #N/A | 1990-04-27 | 8:00 | 15 | 59 |  |  | 1991-04-27 | 8:00 | 15.6 | 60.08 |  |  | 1991-04-27 | 8:00 | 13.3 | 55.94 | [5 empty] | 15 | 59 |  |  |  | 17.8 | 64.04 |  |  |  |  | 7.2 | 44.96 |  |  |  |  | 15.6 | 60.08 | [5 empty] | 7.8 | 46.04 |  |  |  | 10 | 50 |  |  |  |  | 3.3 | 37.94 |  |  |  |  | 6.1 | 42.98
1994-04-27 | 9:00 | 13.9 | 57.02 | WEEKDAY | #N/A | 1990-04-27 | 9:00 | 18.3 | 64.94 |  |  | 1991-04-27 | 9:00 | 18.3 | 64.94 |  |  | 1991-04-27 | 9:00 | 15.6 | 60.08 | [5 empty] | 16.1 | 60.98 |  |  |  | 18.9 | 66.02 |  |  |  |  | 8.3 | 46.94 |  |  |  |  | 17.8 | 64.04 | [5 empty] | 8.9 | 48.02 |  |  |  | 12.2 | 53.96 |  |  |  |  | 5.6 | 42.08 |  |  |  |  | 6.7 | 44.06
1994-04-27 | 10:00 | 17.2 | 62.96 | WEEKDAY | #N/A | 1990-04-27 | 10:00 | 23.3 | 73.94 |  |  | 1991-04-27 | 10:00 | 20.6 | 69.08 |  |  | 1991-04-27 | 10:00 | 16.1 | 60.98 | [5 empty] | 20 | 68 |  |  |  | 19.4 | 66.92 |  |  |  |  | 7.8 | 46.04 |  |  |  |  | 21.7 | 71.06 | [5 empty] | 9.4 | 48.92 |  |  |  | 13.3 | 55.94 |  |  |  |  | 7.2 | 44.96 |  |  |  |  | 7.8 | 46.04
1994-04-27 | 11:00 | 21.7 | 71.06 | WEEKDAY | #N/A | 1990-04-27 | 11:00 | 26.1 | 78.98 |  |  | 1991-04-27 | 11:00 | 21.1 | 69.98 |  |  | 1991-04-27 | 11:00 | 16.7 | 62.06 | [5 empty] | 21.7 | 71.06 |  |  |  | 22.2 | 71.96 |  |  |  |  | 8.3 | 46.94 |  |  |  |  | 22.8 | 73.04 | [5 empty] | 11.7 | 53.06 |  |  |  | 12.8 | 55.04 |  |  |  |  | 8.3 | 46.94 |  |  |  |  | 10.6 | 51.08
1994-04-27 | 12:00 | 24.4 | 75.92 | WEEKDAY | #N/A | 1990-04-27 | 12:00 | 30 | 86 |  |  | 1991-04-27 | 12:00 | 21.7 | 71.06 |  |  | 1991-04-27 | 12:00 | 17.2 | 62.96 | [5 empty] | 20 | 68 |  |  |  | 23.9 | 75.02 |  |  |  |  | 8.3 | 46.94 |  |  |  |  | 26.1 | 78.98 | [5 empty] | 11.7 | 53.06 |  |  |  | 13.3 | 55.94 |  |  |  |  | 9.4 | 48.92 |  |  |  |  | 10.6 | 51.08
1994-04-27 | 13:00 | 26.7 | 80.06 | WEEKDAY | #N/A | 1990-04-27 | 13:00 | 31.1 | 87.98 |  |  | 1991-04-27 | 13:00 | 23.9 | 75.02 |  |  | 1991-04-27 | 13:00 | 17.8 | 64.04 | [5 empty] | 20 | 68 |  |  |  | 25 | 77 |  |  |  |  | 8.9 | 48.02 |  |  |  |  | 28.3 | 82.94 | [5 empty] | 12.8 | 55.04 |  |  |  | 13.3 | 55.94 |  |  |  |  | 10 | 50 |  |  |  |  | 11.1 | 51.98
1994-04-27 | 14:00 | 23.9 | 75.02 | WEEKDAY | #N/A | 1990-04-27 | 14:00 | 30.6 | 87.08 |  |  | 1991-04-27 | 14:00 | 25 | 77 |  |  | 1991-04-27 | 14:00 | 17.2 | 62.96 | [5 empty] | 22.2 | 71.96 |  |  |  | 26.7 | 80.06 |  |  |  |  | 8.3 | 46.94 |  |  |  |  | 30 | 86 | [5 empty] | 13.3 | 55.94 |  |  |  | 13.3 | 55.94 |  |  |  |  | 10 | 50 |  |  |  |  | 12.2 | 53.96
1994-04-27 | 15:00 | 25.6 | 78.08 | WEEKDAY | #N/A | 1990-04-27 | 15:00 | 31.1 | 87.98 |  |  | 1991-04-27 | 15:00 | 23.9 | 75.02 |  |  | 1991-04-27 | 15:00 | 19.4 | 66.92 | [5 empty] | 21.1 | 69.98 |  |  |  | 28.3 | 82.94 |  |  |  |  | 8.3 | 46.94 |  |  |  |  | 21.1 | 69.98 | [5 empty] | 13.9 | 57.02 |  |  |  | 12.8 | 55.04 |  |  |  |  | 10.6 | 51.08 |  |  |  |  | 13.3 | 55.94
1994-04-27 | 16:00 | 26.7 | 80.06 | WEEKDAY | #N/A | 1990-04-27 | 16:00 | 28.9 | 84.02 |  |  | 1991-04-27 | 16:00 | 22.8 | 73.04 |  |  | 1991-04-27 | 16:00 | 16.7 | 62.06 | [5 empty] | 20 | 68 |  |  |  | 27.2 | 80.96 |  |  |  |  | 8.3 | 46.94 |  |  |  |  | 22.8 | 73.04 | [5 empty] | 13.9 | 57.02 |  |  |  | 12.8 | 55.04 |  |  |  |  | 9.4 | 48.92 |  |  |  |  | 13.9 | 57.02
1994-04-27 | 17:00 | 22.2 | 71.96 | WEEKDAY | #N/A | 1990-04-27 | 17:00 | 26.7 | 80.06 |  |  | 1991-04-27 | 17:00 | 21.7 | 71.06 |  |  | 1991-04-27 | 17:00 | 16.7 | 62.06 | [5 empty] | 19.4 | 66.92 |  |  |  | 27.2 | 80.96 |  |  |  |  | 8.3 | 46.94 |  |  |  |  | 26.7 | 80.06 | [5 empty] | 13.3 | 55.94 |  |  |  | 11.7 | 53.06 |  |  |  |  | 8.9 | 48.02 |  |  |  |  | 13.9 | 57.02
1994-04-27 | 18:00 | 25 | 77 | WEEKDAY | #N/A | 1990-04-27 | 18:00 | 26.7 | 80.06 |  |  | 1991-04-27 | 18:00 | 21.1 | 69.98 |  |  | 1991-04-27 | 18:00 | 15 | 59 | [5 empty] | 17.2 | 62.96 |  |  |  | 25.6 | 78.08 |  |  |  |  | 8.9 | 48.02 |  |  |  |  | 25.6 | 78.08 | [5 empty] | 12.2 | 53.96 |  |  |  | 11.1 | 51.98 |  |  |  |  | 8.3 | 46.94 |  |  |  |  | 13.3 | 55.94
1994-04-27 | 19:00 | 22.8 | 73.04 | WEEKDAY | #N/A | 1990-04-27 | 19:00 | 27.2 | 80.96 |  |  | 1991-04-27 | 19:00 | 19.4 | 66.92 |  |  | 1991-04-27 | 19:00 | 13.9 | 57.02 | [5 empty] | 15.6 | 60.08 |  |  |  | 22.2 | 71.96 |  |  |  |  | 8.9 | 48.02 |  |  |  |  | 22.8 | 73.04 | [5 empty] | 9.4 | 48.92 |  |  |  | 9.4 | 48.92 |  |  |  |  | 7.8 | 46.04 |  |  |  |  | 11.1 | 51.98
1994-04-27 | 20:00 | 21.7 | 71.06 | WEEKDAY | #N/A | 1990-04-27 | 20:00 | 27.2 | 80.96 |  |  | 1991-04-27 | 20:00 | 16.7 | 62.06 |  |  | 1991-04-27 | 20:00 | 14.4 | 57.92 | [5 empty] | 14.4 | 57.92 |  |  |  | 18.9 | 66.02 |  |  |  |  | 8.3 | 46.94 |  |  |  |  | 23.3 | 73.94 | [5 empty] | 7.2 | 44.96 |  |  |  | 8.9 | 48.02 |  |  |  |  | 7.2 | 44.96 |  |  |  |  | 8.3 | 46.94
1994-04-27 | 21:00 | 22.2 | 71.96 | WEEKDAY | #N/A | 1990-04-27 | 21:00 | 26.7 | 80.06 |  |  | 1991-04-27 | 21:00 | 15.6 | 60.08 |  |  | 1991-04-27 | 21:00 | 14.4 | 57.92 | [5 empty] | 14.4 | 57.92 |  |  |  | 16.7 | 62.06 |  |  |  |  | 8.9 | 48.02 |  |  |  |  | 21.1 | 69.98 | [5 empty] | 7.2 | 44.96 |  |  |  | 9.4 | 48.92 |  |  |  |  | 7.2 | 44.96 |  |  |  |  | 7.8 | 46.04
1994-04-27 | 22:00 | 22.2 | 71.96 | WEEKDAY | #N/A | 1990-04-27 | 22:00 | 26.1 | 78.98 |  |  | 1991-04-27 | 22:00 | 13.3 | 55.94 |  |  | 1991-04-27 | 22:00 | 14.4 | 57.92 | [5 empty] | 13.9 | 57.02 |  |  |  | 14.4 | 57.92 |  |  |  |  | 8.9 | 48.02 |  |  |  |  | 19.4 | 66.92 | [5 empty] | 6.7 | 44.06 |  |  |  | 9.4 | 48.92 |  |  |  |  | 7.2 | 44.96 |  |  |  |  | 6.7 | 44.06
1994-04-27 | 23:00 | 22.2 | 71.96 | WEEKDAY | #N/A | 1990-04-27 | 23:00 | 25 | 77 |  |  | 1991-04-27 | 23:00 | 12.8 | 55.04 |  |  | 1991-04-27 | 23:00 | 15 | 59 | [5 empty] | 13.3 | 55.94 |  |  |  | 13.3 | 55.94 |  |  |  |  | 8.9 | 48.02 |  |  |  |  | 18.3 | 64.94 | [5 empty] | 6.1 | 42.98 |  |  |  | 9.4 | 48.92 |  |  |  |  | 6.7 | 44.06 |  |  |  |  | 6.7 | 44.06
1994-04-27 | 24:00 | 21.7 | 71.06 | WEEKDAY | #N/A | 1990-04-27 | 24:00 | 25 | 77 |  |  | 1991-04-27 | 24:00 | 12.8 | 55.04 |  |  | 1991-04-27 | 24:00 | 15 | 59 | [5 empty] | 12.2 | 53.96 |  |  |  | 13.3 | 55.94 |  |  |  |  | 8.9 | 48.02 |  |  |  |  | 16.1 | 60.98 | [5 empty] | 6.7 | 44.06 |  |  |  | 9.4 | 48.92 |  |  |  |  | 5 | 41 |  |  |  |  | 6.1 | 42.98
1994-04-28 | 1:00 | 20.6 | 69.08 | WEEKDAY | #N/A | 1990-04-28 | 1:00 | 24.4 | 75.92 |  |  | 1991-04-28 | 1:00 | 12.2 | 53.96 |  |  | 1991-04-28 | 1:00 | 15 | 59 | [5 empty] | 10.6 | 51.08 |  |  |  | 13.3 | 55.94 |  |  |  |  | 8.9 | 48.02 |  |  |  |  | 14.4 | 57.92 | [5 empty] | 5.6 | 42.08 |  |  |  | 9.4 | 48.92 |  |  |  |  | 4.4 | 39.92 |  |  |  |  | 6.7 | 44.06
1994-04-28 | 2:00 | 19.4 | 66.92 | WEEKDAY | #N/A | 1990-04-28 | 2:00 | 23.3 | 73.94 |  |  | 1991-04-28 | 2:00 | 12.2 | 53.96 |  |  | 1991-04-28 | 2:00 | 14.4 | 57.92 | [5 empty] | 11.1 | 51.98 |  |  |  | 12.2 | 53.96 |  |  |  |  | 8.9 | 48.02 |  |  |  |  | 11.1 | 51.98 | [5 empty] | 6.1 | 42.98 |  |  |  | 9.4 | 48.92 |  |  |  |  | 4.4 | 39.92 |  |  |  |  | 6.7 | 44.06
1994-04-28 | 3:00 | 18.3 | 64.94 | WEEKDAY | #N/A | 1990-04-28 | 3:00 | 20.6 | 69.08 |  |  | 1991-04-28 | 3:00 | 16.1 | 60.98 |  |  | 1991-04-28 | 3:00 | 16.7 | 62.06 | [5 empty] | 12.8 | 55.04 |  |  |  | 12.2 | 53.96 |  |  |  |  | 8.3 | 46.94 |  |  |  |  | 10.6 | 51.08 | [5 empty] | 5.6 | 42.08 |  |  |  | 9.4 | 48.92 |  |  |  |  | 4.4 | 39.92 |  |  |  |  | 6.1 | 42.98
1994-04-28 | 4:00 | 17.2 | 62.96 | WEEKDAY | #N/A | 1990-04-28 | 4:00 | 21.1 | 69.98 |  |  | 1991-04-28 | 4:00 | 14.1 | 57.38 |  |  | 1991-04-28 | 4:00 | 14.4 | 57.92 | [5 empty] | 11.7 | 53.06 |  |  |  | 11.1 | 51.98 |  |  |  |  | 8.3 | 46.94 |  |  |  |  | 10 | 50 | [5 empty] | 5 | 41 |  |  |  | 9.4 | 48.92 |  |  |  |  | 4.4 | 39.92 |  |  |  |  | 6.1 | 42.98
1994-04-28 | 5:00 | 15.6 | 60.08 | WEEKDAY | #N/A | 1990-04-28 | 5:00 | 18.9 | 66.02 |  |  | 1991-04-28 | 5:00 | 12.2 | 53.96 |  |  | 1991-04-28 | 5:00 | 13.3 | 55.94 | [5 empty] | 10.6 | 51.08 |  |  |  | 10.6 | 51.08 |  |  |  |  | 8.3 | 46.94 |  |  |  |  | 9.4 | 48.92 | [5 empty] | 4.4 | 39.92 |  |  |  | 9.4 | 48.92 |  |  |  |  | 5 | 41 |  |  |  |  | 5 | 41
1994-04-28 | 6:00 | 15 | 59 | WEEKDAY | #N/A | 1990-04-28 | 6:00 | 21.1 | 69.98 |  |  | 1991-04-28 | 6:00 | 11.7 | 53.06 |  |  | 1991-04-28 | 6:00 | 12.2 | 53.96 | [5 empty] | 10.6 | 51.08 |  |  |  | 10.6 | 51.08 |  |  |  |  | 8.3 | 46.94 |  |  |  |  | 9.4 | 48.92 | [5 empty] | 5 | 41 |  |  |  | 9.4 | 48.92 |  |  |  |  | 5 | 41 |  |  |  |  | 5.6 | 42.08
1994-04-28 | 7:00 | 14.4 | 57.92 | WEEKDAY | #N/A | 1990-04-28 | 7:00 | 20 | 68 |  |  | 1991-04-28 | 7:00 | 11.7 | 53.06 |  |  | 1991-04-28 | 7:00 | 12.8 | 55.04 | [5 empty] | 12.2 | 53.96 |  |  |  | 12.2 | 53.96 |  |  |  |  | 8.3 | 46.94 |  |  |  |  | 10 | 50 | [5 empty] | 6.7 | 44.06 |  |  |  | 9.4 | 48.92 |  |  |  |  | 5 | 41 |  |  |  |  | 6.7 | 44.06
1994-04-28 | 8:00 | 15 | 59 | WEEKDAY | #N/A | 1990-04-28 | 8:00 | 22.8 | 73.04 |  |  | 1991-04-28 | 8:00 | 13.3 | 55.94 |  |  | 1991-04-28 | 8:00 | 14.4 | 57.92 | [5 empty] | 13.3 | 55.94 |  |  |  | 13.9 | 57.02 |  |  |  |  | 8.9 | 48.02 |  |  |  |  | 9.4 | 48.92 | [5 empty] | 6.7 | 44.06 |  |  |  | 10 | 50 |  |  |  |  | 5.6 | 42.08 |  |  |  |  | 8.9 | 48.02
1994-04-28 | 9:00 | 16.7 | 62.06 | WEEKDAY | #N/A | 1990-04-28 | 9:00 | 25 | 77 |  |  | 1991-04-28 | 9:00 | 15 | 59 |  |  | 1991-04-28 | 9:00 | 16.1 | 60.98 | [5 empty] | 15 | 59 |  |  |  | 14.4 | 57.92 |  |  |  |  | 8.9 | 48.02 |  |  |  |  | 9.4 | 48.92 | [5 empty] | 7.2 | 44.96 |  |  |  | 10 | 50 |  |  |  |  | 7 | 44.6 |  |  |  |  | 7.8 | 46.04
1994-04-28 | 10:00 | 18.3 | 64.94 | WEEKDAY | #N/A | 1990-04-28 | 10:00 | 30.6 | 87.08 |  |  | 1991-04-28 | 10:00 | 15.6 | 60.08 |  |  | 1991-04-28 | 10:00 | 17.2 | 62.96 | [5 empty] | 16.1 | 60.98 |  |  |  | 16.1 | 60.98 |  |  |  |  | 8.9 | 48.02 |  |  |  |  | 9.4 | 48.92 | [5 empty] | 7.8 | 46.04 |  |  |  | 10 | 50 |  |  |  |  | 7.8 | 46.04 |  |  |  |  | 8.9 | 48.02
1994-04-28 | 11:00 | 18.9 | 66.02 | WEEKDAY | #N/A | 1990-04-28 | 11:00 | 30 | 86 |  |  | 1991-04-28 | 11:00 | 14.4 | 57.92 |  |  | 1991-04-28 | 11:00 | 17.8 | 64.04 | [5 empty] | 17.2 | 62.96 |  |  |  | 16.7 | 62.06 |  |  |  |  | 8.3 | 46.94 |  |  |  |  | 10 | 50 | [5 empty] | 7.8 | 46.04 |  |  |  | 9.4 | 48.92 |  |  |  |  | 9.4 | 48.92 |  |  |  |  | 9.4 | 48.92
1994-04-28 | 12:00 | 20 | 68 | WEEKDAY | #N/A | 1990-04-28 | 12:00 | 30.6 | 87.08 |  |  | 1991-04-28 | 12:00 | 15 | 59 |  |  | 1991-04-28 | 12:00 | 16.7 | 62.06 | [5 empty] | 16.7 | 62.06 |  |  |  | 18.3 | 64.94 |  |  |  |  | 7.8 | 46.04 |  |  |  |  | 11.1 | 51.98 | [5 empty] | 7.2 | 44.96 |  |  |  | 10 | 50 |  |  |  |  | 13.3 | 55.94 |  |  |  |  | 9.4 | 48.92
1994-04-28 | 13:00 | 21.7 | 71.06 | WEEKDAY | #N/A | 1990-04-28 | 13:00 | 30.6 | 87.08 |  |  | 1991-04-28 | 13:00 | 16.1 | 60.98 |  |  | 1991-04-28 | 13:00 | 16.1 | 60.98 | [5 empty] | 16.1 | 60.98 |  |  |  | 16.7 | 62.06 |  |  |  |  | 7.8 | 46.04 |  |  |  |  | 12.8 | 55.04 | [5 empty] | 7.8 | 46.04 |  |  |  | 9.4 | 48.92 |  |  |  |  | 14.4 | 57.92 |  |  |  |  | 10 | 50
1994-04-28 | 14:00 | 21.7 | 71.06 | WEEKDAY | #N/A | 1990-04-28 | 14:00 | 29.4 | 84.92 |  |  | 1991-04-28 | 14:00 | 16.7 | 62.06 |  |  | 1991-04-28 | 14:00 | 16.1 | 60.98 | [5 empty] | 15 | 59 |  |  |  | 13.9 | 57.02 |  |  |  |  | 8.3 | 46.94 |  |  |  |  | 12.2 | 53.96 | [5 empty] | 8.3 | 46.94 |  |  |  | 10 | 50 |  |  |  |  | 8.9 | 48.02 |  |  |  |  | 9.4 | 48.92
1994-04-28 | 15:00 | 21.1 | 69.98 | WEEKDAY | #N/A | 1990-04-28 | 15:00 | 28.3 | 82.94 |  |  | 1991-04-28 | 15:00 | 16.1 | 60.98 |  |  | 1991-04-28 | 15:00 | 14.4 | 57.92 | [5 empty] | 14.4 | 57.92 |  |  |  | 14.4 | 57.92 |  |  |  |  | 7.8 | 46.04 |  |  |  |  | 13.9 | 57.02 | [5 empty] | 9.4 | 48.92 |  |  |  | 9.4 | 48.92 |  |  |  |  | 7 | 44.6 |  |  |  |  | 9.4 | 48.92
1994-04-28 | 16:00 | 21.1 | 69.98 | WEEKDAY | #N/A | 1990-04-28 | 16:00 | 27.8 | 82.04 |  |  | 1991-04-28 | 16:00 | 15.6 | 60.08 |  |  | 1991-04-28 | 16:00 | 13.9 | 57.02 | [5 empty] | 14.4 | 57.92 |  |  |  | 12.8 | 55.04 |  |  |  |  | 7.8 | 46.04 |  |  |  |  | 13.9 | 57.02 | [5 empty] | 8.3 | 46.94 |  |  |  | 9.4 | 48.92 |  |  |  |  | 6.7 | 44.06 |  |  |  |  | 8.9 | 48.02
1994-04-28 | 17:00 | 21.7 | 71.06 | WEEKDAY | #N/A | 1990-04-28 | 17:00 | 26.7 | 80.06 |  |  | 1991-04-28 | 17:00 | 14.4 | 57.92 |  |  | 1991-04-28 | 17:00 | 12.8 | 55.04 | [5 empty] | 12.8 | 55.04 |  |  |  | 15 | 59 |  |  |  |  | 7.8 | 46.04 |  |  |  |  | 13.3 | 55.94 | [5 empty] | 8.3 | 46.94 |  |  |  | 9.4 | 48.92 |  |  |  |  | 7.2 | 44.96 |  |  |  |  | 7.8 | 46.04
1994-04-28 | 18:00 | 21.1 | 69.98 | WEEKDAY | #N/A | 1990-04-28 | 18:00 | 24.4 | 75.92 |  |  | 1991-04-28 | 18:00 | 13.9 | 57.02 |  |  | 1991-04-28 | 18:00 | 11.7 | 53.06 | [5 empty] | 11.7 | 53.06 |  |  |  | 14.4 | 57.92 |  |  |  |  | 7.2 | 44.96 |  |  |  |  | 12.8 | 55.04 | [5 empty] | 8.9 | 48.02 |  |  |  | 8.9 | 48.02 |  |  |  |  | 5.6 | 42.08 |  |  |  |  | 7.8 | 46.04
1994-04-28 | 19:00 | 18.3 | 64.94 | WEEKDAY | #N/A | 1990-04-28 | 19:00 | 23.3 | 73.94 |  |  | 1991-04-28 | 19:00 | 12.2 | 53.96 |  |  | 1991-04-28 | 19:00 | 11.7 | 53.06 | [5 empty] | 11.1 | 51.98 |  |  |  | 13.9 | 57.02 |  |  |  |  | 7.2 | 44.96 |  |  |  |  | 11.7 | 53.06 | [5 empty] | 8.3 | 46.94 |  |  |  | 8.9 | 48.02 |  |  |  |  | 4.4 | 39.92 |  |  |  |  | 7.8 | 46.04
1994-04-28 | 20:00 | 17.8 | 64.04 | WEEKDAY | #N/A | 1990-04-28 | 20:00 | 22.2 | 71.96 |  |  | 1991-04-28 | 20:00 | 11.7 | 53.06 |  |  | 1991-04-28 | 20:00 | 11.1 | 51.98 | [5 empty] | 10.6 | 51.08 |  |  |  | 13.3 | 55.94 |  |  |  |  | 6.7 | 44.06 |  |  |  |  | 10 | 50 | [5 empty] | 8.3 | 46.94 |  |  |  | 8.9 | 48.02 |  |  |  |  | 3.9 | 39.02 |  |  |  |  | 7.8 | 46.04
1994-04-28 | 21:00 | 13.9 | 57.02 | WEEKDAY | #N/A | 1990-04-28 | 21:00 | 21.1 | 69.98 |  |  | 1991-04-28 | 21:00 | 10.6 | 51.08 |  |  | 1991-04-28 | 21:00 | 10.6 | 51.08 | [5 empty] | 10 | 50 |  |  |  | 12.2 | 53.96 |  |  |  |  | 6.7 | 44.06 |  |  |  |  | 9.4 | 48.92 | [5 empty] | 8.3 | 46.94 |  |  |  | 8.3 | 46.94 |  |  |  |  | 3.3 | 37.94 |  |  |  |  | 8.3 | 46.94
1994-04-28 | 22:00 | 12.8 | 55.04 | WEEKDAY | #N/A | 1990-04-28 | 22:00 | 21.1 | 69.98 |  |  | 1991-04-28 | 22:00 | 10.6 | 51.08 |  |  | 1991-04-28 | 22:00 | 10.6 | 51.08 | [5 empty] | 10 | 50 |  |  |  | 11.7 | 53.06 |  |  |  |  | 6.7 | 44.06 |  |  |  |  | 8.9 | 48.02 | [5 empty] | 7.8 | 46.04 |  |  |  | 8.3 | 46.94 |  |  |  |  | 2.8 | 37.04 |  |  |  |  | 7.8 | 46.04
1994-04-28 | 23:00 | 12.2 | 53.96 | WEEKDAY | #N/A | 1990-04-28 | 23:00 | 21.1 | 69.98 |  |  | 1991-04-28 | 23:00 | 10 | 50 |  |  | 1991-04-28 | 23:00 | 10 | 50 | [5 empty] | 10 | 50 |  |  |  | 11.7 | 53.06 |  |  |  |  | 6.1 | 42.98 |  |  |  |  | 8.3 | 46.94 | [5 empty] | 6.7 | 44.06 |  |  |  | 8.3 | 46.94 |  |  |  |  | 2.8 | 37.04 |  |  |  |  | 7.2 | 44.96
1994-04-28 | 24:00 | 11.1 | 51.98 | WEEKDAY | #N/A | 1990-04-28 | 24:00 | 20.6 | 69.08 |  |  | 1991-04-28 | 24:00 | 10 | 50 |  |  | 1991-04-28 | 24:00 | 10 | 50 | [5 empty] | 10 | 50 |  |  |  | 11.1 | 51.98 |  |  |  |  | 6.1 | 42.98 |  |  |  |  | 7.8 | 46.04 | [5 empty] | 5 | 41 |  |  |  | 8.3 | 46.94 |  |  |  |  | 2.2 | 35.96 |  |  |  |  | 6.7 | 44.06
1994-04-29 | 1:00 | 10.6 | 51.08 | WEEKDAY | #N/A | 1990-04-29 | 1:00 | 17.8 | 64.04 |  |  | 1991-04-29 | 1:00 | 10 | 50 |  |  | 1991-04-29 | 1:00 | 10 | 50 | [5 empty] | 10 | 50 |  |  |  | 11.1 | 51.98 |  |  |  |  | 6.1 | 42.98 |  |  |  |  | 7.2 | 44.96 | [5 empty] | 3.9 | 39.02 |  |  |  | 8.3 | 46.94 |  |  |  |  | 1.7 | 35.06 |  |  |  |  | 6.7 | 44.06
1994-04-29 | 2:00 | 10 | 50 | WEEKDAY | #N/A | 1990-04-29 | 2:00 | 14.4 | 57.92 |  |  | 1991-04-29 | 2:00 | 9.4 | 48.92 |  |  | 1991-04-29 | 2:00 | 10 | 50 | [5 empty] | 10 | 50 |  |  |  | 10.6 | 51.08 |  |  |  |  | 5.6 | 42.08 |  |  |  |  | 5.6 | 42.08 | [5 empty] | 2.8 | 37.04 |  |  |  | 7.8 | 46.04 |  |  |  |  | 1.7 | 35.06 |  |  |  |  | 5.6 | 42.08
1994-04-29 | 3:00 | 9.4 | 48.92 | WEEKDAY | #N/A | 1990-04-29 | 3:00 | 13.3 | 55.94 |  |  | 1991-04-29 | 3:00 | 9.3 | 48.74 |  |  | 1991-04-29 | 3:00 | 10 | 50 | [5 empty] | 10 | 50 |  |  |  | 10 | 50 |  |  |  |  | 5.6 | 42.08 |  |  |  |  | 6.7 | 44.06 | [5 empty] | 2.8 | 37.04 |  |  |  | 7.8 | 46.04 |  |  |  |  | 1.7 | 35.06 |  |  |  |  | 3.9 | 39.02
1994-04-29 | 4:00 | 9.4 | 48.92 | WEEKDAY | #N/A | 1990-04-29 | 4:00 | 12.2 | 53.96 |  |  | 1991-04-29 | 4:00 | 9.2 | 48.56 |  |  | 1991-04-29 | 4:00 | 10 | 50 | [5 empty] | 9.4 | 48.92 |  |  |  | 10 | 50 |  |  |  |  | 5.6 | 42.08 |  |  |  |  | 6.7 | 44.06 | [5 empty] | 2.2 | 35.96 |  |  |  | 7.2 | 44.96 |  |  |  |  | 1.1 | 33.98 |  |  |  |  | 3.9 | 39.02
1994-04-29 | 5:00 | 8.9 | 48.02 | WEEKDAY | #N/A | 1990-04-29 | 5:00 | 11.1 | 51.98 |  |  | 1991-04-29 | 5:00 | 9.4 | 48.92 |  |  | 1991-04-29 | 5:00 | 10.6 | 51.08 | [5 empty] | 8.9 | 48.02 |  |  |  | 10.6 | 51.08 |  |  |  |  | 5.6 | 42.08 |  |  |  |  | 6.7 | 44.06 | [5 empty] | 2.8 | 37.04 |  |  |  | 7.2 | 44.96 |  |  |  |  | 1.1 | 33.98 |  |  |  |  | 3.3 | 37.94
1994-04-29 | 6:00 | 9.4 | 48.92 | WEEKDAY | #N/A | 1990-04-29 | 6:00 | 11.1 | 51.98 |  |  | 1991-04-29 | 6:00 | 9.4 | 48.92 |  |  | 1991-04-29 | 6:00 | 10 | 50 | [5 empty] | 8.3 | 46.94 |  |  |  | 10.6 | 51.08 |  |  |  |  | 5.6 | 42.08 |  |  |  |  | 6.7 | 44.06 | [5 empty] | 5.6 | 42.08 |  |  |  | 7.2 | 44.96 |  |  |  |  | 1.1 | 33.98 |  |  |  |  | 4.4 | 39.92
1994-04-29 | 7:00 | 9.4 | 48.92 | WEEKDAY | #N/A | 1990-04-29 | 7:00 | 11.1 | 51.98 |  |  | 1991-04-29 | 7:00 | 9.4 | 48.92 |  |  | 1991-04-29 | 7:00 | 10.6 | 51.08 | [5 empty] | 8.9 | 48.02 |  |  |  | 11.1 | 51.98 |  |  |  |  | 6.7 | 44.06 |  |  |  |  | 6.7 | 44.06 | [5 empty] | 5.6 | 42.08 |  |  |  | 7.2 | 44.96 |  |  |  |  | 1.7 | 35.06 |  |  |  |  | 6.1 | 42.98
1994-04-29 | 8:00 | 9.4 | 48.92 | WEEKDAY | #N/A | 1990-04-29 | 8:00 | 11.1 | 51.98 |  |  | 1991-04-29 | 8:00 | 10 | 50 |  |  | 1991-04-29 | 8:00 | 11.7 | 53.06 | [5 empty] | 10 | 50 |  |  |  | 12.2 | 53.96 |  |  |  |  | 6.7 | 44.06 |  |  |  |  | 7.2 | 44.96 | [5 empty] | 7.2 | 44.96 |  |  |  | 7.2 | 44.96 |  |  |  |  | 1.7 | 35.06 |  |  |  |  | 7.2 | 44.96
1994-04-29 | 9:00 | 10.6 | 51.08 | WEEKDAY | #N/A | 1990-04-29 | 9:00 | 10.6 | 51.08 |  |  | 1991-04-29 | 9:00 | 10.6 | 51.08 |  |  | 1991-04-29 | 9:00 | 12.8 | 55.04 | [5 empty] | 10.6 | 51.08 |  |  |  | 12.2 | 53.96 |  |  |  |  | 7.2 | 44.96 |  |  |  |  | 8.9 | 48.02 | [5 empty] | 9.4 | 48.92 |  |  |  | 8.3 | 46.94 |  |  |  |  | 2 | 35.6 |  |  |  |  | 8.9 | 48.02
1994-04-29 | 10:00 | 11.7 | 53.06 | WEEKDAY | #N/A | 1990-04-29 | 10:00 | 11.1 | 51.98 |  |  | 1991-04-29 | 10:00 | 12.2 | 53.96 |  |  | 1991-04-29 | 10:00 | 13.3 | 55.94 | [5 empty] | 11.7 | 53.06 |  |  |  | 13.9 | 57.02 |  |  |  |  | 8.3 | 46.94 |  |  |  |  | 10 | 50 | [5 empty] | 10.6 | 51.08 |  |  |  | 9.4 | 48.92 |  |  |  |  | 2.8 | 37.04 |  |  |  |  | 9.4 | 48.92
1994-04-29 | 11:00 | 10.6 | 51.08 | WEEKDAY | #N/A | 1990-04-29 | 11:00 | 11.7 | 53.06 |  |  | 1991-04-29 | 11:00 | 12.2 | 53.96 |  |  | 1991-04-29 | 11:00 | 12.8 | 55.04 | [5 empty] | 12.8 | 55.04 |  |  |  | 14.4 | 57.92 |  |  |  |  | 8.9 | 48.02 |  |  |  |  | 11.7 | 53.06 | [5 empty] | 11.7 | 53.06 |  |  |  | 10.6 | 51.08 |  |  |  |  | 3.3 | 37.94 |  |  |  |  | 11.1 | 51.98
1994-04-29 | 12:00 | 11.1 | 51.98 | WEEKDAY | #N/A | 1990-04-29 | 12:00 | 11.7 | 53.06 |  |  | 1991-04-29 | 12:00 | 12.2 | 53.96 |  |  | 1991-04-29 | 12:00 | 13.3 | 55.94 | [5 empty] | 12.8 | 55.04 |  |  |  | 14.4 | 57.92 |  |  |  |  | 9.4 | 48.92 |  |  |  |  | 11.1 | 51.98 | [5 empty] | 13.3 | 55.94 |  |  |  | 12.2 | 53.96 |  |  |  |  | 3.9 | 39.02 |  |  |  |  | 13.3 | 55.94
1994-04-29 | 13:00 | 10.6 | 51.08 | WEEKDAY | #N/A | 1990-04-29 | 13:00 | 12.2 | 53.96 |  |  | 1991-04-29 | 13:00 | 12.2 | 53.96 |  |  | 1991-04-29 | 13:00 | 12.8 | 55.04 | [5 empty] | 12.8 | 55.04 |  |  |  | 16.1 | 60.98 |  |  |  |  | 10 | 50 |  |  |  |  | 12.8 | 55.04 | [5 empty] | 13.9 | 57.02 |  |  |  | 13.9 | 57.02 |  |  |  |  | 4.4 | 39.92 |  |  |  |  | 15 | 59
1994-04-29 | 14:00 | 11.1 | 51.98 | WEEKDAY | #N/A | 1990-04-29 | 14:00 | 12.2 | 53.96 |  |  | 1991-04-29 | 14:00 | 12.2 | 53.96 |  |  | 1991-04-29 | 14:00 | 12.2 | 53.96 | [5 empty] | 12.8 | 55.04 |  |  |  | 17.2 | 62.96 |  |  |  |  | 10.6 | 51.08 |  |  |  |  | 15 | 59 | [5 empty] | 15 | 59 |  |  |  | 13.3 | 55.94 |  |  |  |  | 5 | 41 |  |  |  |  | 15.6 | 60.08
1994-04-29 | 15:00 | 13.9 | 57.02 | WEEKDAY | #N/A | 1990-04-29 | 15:00 | 12.2 | 53.96 |  |  | 1991-04-29 | 15:00 | 11.7 | 53.06 |  |  | 1991-04-29 | 15:00 | 12.2 | 53.96 | [5 empty] | 12.8 | 55.04 |  |  |  | 16.1 | 60.98 |  |  |  |  | 10.6 | 51.08 |  |  |  |  | 15.6 | 60.08 | [5 empty] | 15 | 59 |  |  |  | 9.4 | 48.92 |  |  |  |  | 5 | 41 |  |  |  |  | 17.2 | 62.96
1994-04-29 | 16:00 | 11.7 | 53.06 | WEEKDAY | #N/A | 1990-04-29 | 16:00 | 12.2 | 53.96 |  |  | 1991-04-29 | 16:00 | 12.2 | 53.96 |  |  | 1991-04-29 | 16:00 | 11.7 | 53.06 | [5 empty] | 12.2 | 53.96 |  |  |  | 13.3 | 55.94 |  |  |  |  | 13.9 | 57.02 |  |  |  |  | 15.6 | 60.08 | [5 empty] | 15 | 59 |  |  |  | 9.4 | 48.92 |  |  |  |  | 5 | 41 |  |  |  |  | 17.2 | 62.96
1994-04-29 | 17:00 | 11.1 | 51.98 | WEEKDAY | #N/A | 1990-04-29 | 17:00 | 12.2 | 53.96 |  |  | 1991-04-29 | 17:00 | 11.7 | 53.06 |  |  | 1991-04-29 | 17:00 | 11.7 | 53.06 | [5 empty] | 11.1 | 51.98 |  |  |  | 12.2 | 53.96 |  |  |  |  | 10 | 50 |  |  |  |  | 15.6 | 60.08 | [5 empty] | 15 | 59 |  |  |  | 8.9 | 48.02 |  |  |  |  | 5.6 | 42.08 |  |  |  |  | 17.8 | 64.04
1994-04-29 | 18:00 | 11.7 | 53.06 | WEEKDAY | #N/A | 1990-04-29 | 18:00 | 11.1 | 51.98 |  |  | 1991-04-29 | 18:00 | 11.1 | 51.98 |  |  | 1991-04-29 | 18:00 | 11.1 | 51.98 | [5 empty] | 10.6 | 51.08 |  |  |  | 11.1 | 51.98 |  |  |  |  | 10 | 50 |  |  |  |  | 14.4 | 57.92 | [5 empty] | 13.9 | 57.02 |  |  |  | 8.9 | 48.02 |  |  |  |  | 5.6 | 42.08 |  |  |  |  | 16.7 | 62.06
1994-04-29 | 19:00 | 11.7 | 53.06 | WEEKDAY | #N/A | 1990-04-29 | 19:00 | 10.6 | 51.08 |  |  | 1991-04-29 | 19:00 | 10.6 | 51.08 |  |  | 1991-04-29 | 19:00 | 10.6 | 51.08 | [5 empty] | 10.6 | 51.08 |  |  |  | 10.6 | 51.08 |  |  |  |  | 9.4 | 48.92 |  |  |  |  | 13.9 | 57.02 | [5 empty] | 11.7 | 53.06 |  |  |  | 8.3 | 46.94 |  |  |  |  | 5 | 41 |  |  |  |  | 14.4 | 57.92
1994-04-29 | 20:00 | 12.2 | 53.96 | WEEKDAY | #N/A | 1990-04-29 | 20:00 | 11.1 | 51.98 |  |  | 1991-04-29 | 20:00 | 10.6 | 51.08 |  |  | 1991-04-29 | 20:00 | 10.6 | 51.08 | [5 empty] | 10.6 | 51.08 |  |  |  | 10.6 | 51.08 |  |  |  |  | 8.9 | 48.02 |  |  |  |  | 13.3 | 55.94 | [5 empty] | 11.7 | 53.06 |  |  |  | 8.3 | 46.94 |  |  |  |  | 5 | 41 |  |  |  |  | 11.7 | 53.06
1994-04-29 | 21:00 | 12.2 | 53.96 | WEEKDAY | #N/A | 1990-04-29 | 21:00 | 10 | 50 |  |  | 1991-04-29 | 21:00 | 10.6 | 51.08 |  |  | 1991-04-29 | 21:00 | 10.6 | 51.08 | [5 empty] | 10.6 | 51.08 |  |  |  | 10.6 | 51.08 |  |  |  |  | 8.9 | 48.02 |  |  |  |  | 12.8 | 55.04 | [5 empty] | 9.4 | 48.92 |  |  |  | 8.9 | 48.02 |  |  |  |  | 4.4 | 39.92 |  |  |  |  | 10 | 50
1994-04-29 | 22:00 | 11.1 | 51.98 | WEEKDAY | #N/A | 1990-04-29 | 22:00 | 10.6 | 51.08 |  |  | 1991-04-29 | 22:00 | 10.6 | 51.08 |  |  | 1991-04-29 | 22:00 | 11.1 | 51.98 | [5 empty] | 10.6 | 51.08 |  |  |  | 10 | 50 |  |  |  |  | 8.9 | 48.02 |  |  |  |  | 12.2 | 53.96 | [5 empty] | 8.9 | 48.02 |  |  |  | 8.3 | 46.94 |  |  |  |  | 4.4 | 39.92 |  |  |  |  | 9.4 | 48.92
1994-04-29 | 23:00 | 11.7 | 53.06 | WEEKDAY | #N/A | 1990-04-29 | 23:00 | 10 | 50 |  |  | 1991-04-29 | 23:00 | 10 | 50 |  |  | 1991-04-29 | 23:00 | 10.6 | 51.08 | [5 empty] | 10.6 | 51.08 |  |  |  | 10 | 50 |  |  |  |  | 8.9 | 48.02 |  |  |  |  | 12.2 | 53.96 | [5 empty] | 7.2 | 44.96 |  |  |  | 8.3 | 46.94 |  |  |  |  | 5 | 41 |  |  |  |  | 8.9 | 48.02
1994-04-29 | 24:00 | 12.8 | 55.04 | WEEKDAY | #N/A | 1990-04-29 | 24:00 | 10 | 50 |  |  | 1991-04-29 | 24:00 | 10 | 50 |  |  | 1991-04-29 | 24:00 | 10.6 | 51.08 | [5 empty] | 10.6 | 51.08 |  |  |  | 10 | 50 |  |  |  |  | 8.3 | 46.94 |  |  |  |  | 12.8 | 55.04 | [5 empty] | 6.1 | 42.98 |  |  |  | 8.3 | 46.94 |  |  |  |  | 5 | 41 |  |  |  |  | 8.9 | 48.02
1994-04-30 | 1:00 | 12.2 | 53.96 | SATURDAY | #N/A | 1990-04-30 | 1:00 | 10.6 | 51.08 |  |  | 1991-04-30 | 1:00 | 10 | 50 |  |  | 1991-04-30 | 1:00 | 10.6 | 51.08 | [5 empty] | 10.6 | 51.08 |  |  |  | 10 | 50 |  |  |  |  | 8.3 | 46.94 |  |  |  |  | 12.8 | 55.04 | [5 empty] | 6.1 | 42.98 |  |  |  | 8.3 | 46.94 |  |  |  |  | 3.9 | 39.02 |  |  |  |  | 8.9 | 48.02
1994-04-30 | 2:00 | 12.8 | 55.04 | SATURDAY | #N/A | 1990-04-30 | 2:00 | 10 | 50 |  |  | 1991-04-30 | 2:00 | 10 | 50 |  |  | 1991-04-30 | 2:00 | 10.6 | 51.08 | [5 empty] | 10.6 | 51.08 |  |  |  | 10 | 50 |  |  |  |  | 8.3 | 46.94 |  |  |  |  | 12.8 | 55.04 | [5 empty] | 5 | 41 |  |  |  | 8.9 | 48.02 |  |  |  |  | 3.3 | 37.94 |  |  |  |  | 8.9 | 48.02
1994-04-30 | 3:00 | 14.4 | 57.92 | SATURDAY | #N/A | 1990-04-30 | 3:00 | 10 | 50 |  |  | 1991-04-30 | 3:00 | 10 | 50 |  |  | 1991-04-30 | 3:00 | 10.6 | 51.08 | [5 empty] | 10.6 | 51.08 |  |  |  | 8.9 | 48.02 |  |  |  |  | 8.3 | 46.94 |  |  |  |  | 12.8 | 55.04 | [5 empty] | 5 | 41 |  |  |  | 8.9 | 48.02 |  |  |  |  | 3.9 | 39.02 |  |  |  |  | 8.3 | 46.94
1994-04-30 | 4:00 | 15.6 | 60.08 | SATURDAY | #N/A | 1990-04-30 | 4:00 | 10 | 50 |  |  | 1991-04-30 | 4:00 | 9.4 | 48.92 |  |  | 1991-04-30 | 4:00 | 10.6 | 51.08 | [5 empty] | 10 | 50 |  |  |  | 9.4 | 48.92 |  |  |  |  | 7.8 | 46.04 |  |  |  |  | 12.2 | 53.96 | [5 empty] | 5 | 41 |  |  |  | 8.3 | 46.94 |  |  |  |  | 4.4 | 39.92 |  |  |  |  | 8.3 | 46.94
1994-04-30 | 5:00 | 13.9 | 57.02 | SATURDAY | #N/A | 1990-04-30 | 5:00 | 10 | 50 |  |  | 1991-04-30 | 5:00 | 9.4 | 48.92 |  |  | 1991-04-30 | 5:00 | 10.6 | 51.08 | [5 empty] | 10.6 | 51.08 |  |  |  | 9.4 | 48.92 |  |  |  |  | 7.8 | 46.04 |  |  |  |  | 10.6 | 51.08 | [5 empty] | 3.3 | 37.94 |  |  |  | 8.3 | 46.94 |  |  |  |  | 4.4 | 39.92 |  |  |  |  | 8.3 | 46.94
1994-04-30 | 6:00 | 15 | 59 | SATURDAY | #N/A | 1990-04-30 | 6:00 | 10.6 | 51.08 |  |  | 1991-04-30 | 6:00 | 9.4 | 48.92 |  |  | 1991-04-30 | 6:00 | 10.6 | 51.08 | [5 empty] | 10 | 50 |  |  |  | 9.4 | 48.92 |  |  |  |  | 8.3 | 46.94 |  |  |  |  | 10 | 50 | [5 empty] | 4.4 | 39.92 |  |  |  | 7.8 | 46.04 |  |  |  |  | 5 | 41 |  |  |  |  | 11.1 | 51.98
1994-04-30 | 7:00 | 16.1 | 60.98 | SATURDAY | #N/A | 1990-04-30 | 7:00 | 10.6 | 51.08 |  |  | 1991-04-30 | 7:00 | 10 | 50 |  |  | 1991-04-30 | 7:00 | 10.6 | 51.08 | [5 empty] | 10 | 50 |  |  |  | 9.4 | 48.92 |  |  |  |  | 8.9 | 48.02 |  |  |  |  | 9.4 | 48.92 | [5 empty] | 8.9 | 48.02 |  |  |  | 7.8 | 46.04 |  |  |  |  | 6.1 | 42.98 |  |  |  |  | 12.2 | 53.96
1994-04-30 | 8:00 | 17.8 | 64.04 | SATURDAY | #N/A | 1990-04-30 | 8:00 | 11.1 | 51.98 |  |  | 1991-04-30 | 8:00 | 10 | 50 |  |  | 1991-04-30 | 8:00 | 11.1 | 51.98 | [5 empty] | 11.1 | 51.98 |  |  |  | 10 | 50 |  |  |  |  | 9.4 | 48.92 |  |  |  |  | 10 | 50 | [5 empty] | 13.3 | 55.94 |  |  |  | 7.2 | 44.96 |  |  |  |  | 6.1 | 42.98 |  |  |  |  | 14.4 | 57.92
1994-04-30 | 9:00 | 19.4 | 66.92 | SATURDAY | #N/A | 1990-04-30 | 9:00 | 11.7 | 53.06 |  |  | 1991-04-30 | 9:00 | 10.6 | 51.08 |  |  | 1991-04-30 | 9:00 | 11.7 | 53.06 | [5 empty] | 11.7 | 53.06 |  |  |  | 10 | 50 |  |  |  |  | 10 | 50 |  |  |  |  | 11.1 | 51.98 | [5 empty] | 16.7 | 62.06 |  |  |  | 7.2 | 44.96 |  |  |  |  | 6.1 | 42.98 |  |  |  |  | 16.7 | 62.06
1994-04-30 | 10:00 | 20 | 68 | SATURDAY | #N/A | 1990-04-30 | 10:00 | 11.7 | 53.06 |  |  | 1991-04-30 | 10:00 | 10.6 | 51.08 |  |  | 1991-04-30 | 10:00 | 12.8 | 55.04 | [5 empty] | 12.8 | 55.04 |  |  |  | 11.1 | 51.98 |  |  |  |  | 11.7 | 53.06 |  |  |  |  | 12.2 | 53.96 | [5 empty] | 18.9 | 66.02 |  |  |  | 8.3 | 46.94 |  |  |  |  | 6.7 | 44.06 |  |  |  |  | 18.9 | 66.02
1994-04-30 | 11:00 | 21.7 | 71.06 | SATURDAY | #N/A | 1990-04-30 | 11:00 | 11.7 | 53.06 |  |  | 1991-04-30 | 11:00 | 11.7 | 53.06 |  |  | 1991-04-30 | 11:00 | 13.3 | 55.94 | [5 empty] | 13.3 | 55.94 |  |  |  | 11.1 | 51.98 |  |  |  |  | 12.2 | 53.96 |  |  |  |  | 13.3 | 55.94 | [5 empty] | 21.1 | 69.98 |  |  |  | 10.6 | 51.08 |  |  |  |  | 9.4 | 48.92 |  |  |  |  | 21.1 | 69.98
1994-04-30 | 12:00 | 22.2 | 71.96 | SATURDAY | #N/A | 1990-04-30 | 12:00 | 11.7 | 53.06 |  |  | 1991-04-30 | 12:00 | 11.7 | 53.06 |  |  | 1991-04-30 | 12:00 | 13.9 | 57.02 | [5 empty] | 13.3 | 55.94 |  |  |  | 11.7 | 53.06 |  |  |  |  | 13.3 | 55.94 |  |  |  |  | 15.6 | 60.08 | [5 empty] | 22.8 | 73.04 |  |  |  | 11.7 | 53.06 |  |  |  |  | 12.2 | 53.96 |  |  |  |  | 22.2 | 71.96
1994-04-30 | 13:00 | 25.6 | 78.08 | SATURDAY | #N/A | 1990-04-30 | 13:00 | 11.7 | 53.06 |  |  | 1991-04-30 | 13:00 | 12.2 | 53.96 |  |  | 1991-04-30 | 13:00 | 13.9 | 57.02 | [5 empty] | 13.9 | 57.02 |  |  |  | 12.8 | 55.04 |  |  |  |  | 15.6 | 60.08 |  |  |  |  | 16.1 | 60.98 | [5 empty] | 23.9 | 75.02 |  |  |  | 12.8 | 55.04 |  |  |  |  | 11.1 | 51.98 |  |  |  |  | 22.8 | 73.04
1994-04-30 | 14:00 | 26.1 | 78.98 | SATURDAY | #N/A | 1990-04-30 | 14:00 | 11.7 | 53.06 |  |  | 1991-04-30 | 14:00 | 12.2 | 53.96 |  |  | 1991-04-30 | 14:00 | 14.4 | 57.92 | [5 empty] | 14.4 | 57.92 |  |  |  | 13.3 | 55.94 |  |  |  |  | 16.7 | 62.06 |  |  |  |  | 16.7 | 62.06 | [5 empty] | 24.4 | 75.92 |  |  |  | 13.3 | 55.94 |  |  |  |  | 12.8 | 55.04 |  |  |  |  | 22.8 | 73.04
1994-04-30 | 15:00 | 25 | 77 | SATURDAY | #N/A | 1990-04-30 | 15:00 | 11.7 | 53.06 |  |  | 1991-04-30 | 15:00 | 13.3 | 55.94 |  |  | 1991-04-30 | 15:00 | 15.6 | 60.08 | [5 empty] | 13.3 | 55.94 |  |  |  | 14.4 | 57.92 |  |  |  |  | 17.8 | 64.04 |  |  |  |  | 17.8 | 64.04 | [5 empty] | 25.6 | 78.08 |  |  |  | 15 | 59 |  |  |  |  | 11.7 | 53.06 |  |  |  |  | 23.3 | 73.94
1994-04-30 | 16:00 | 23.9 | 75.02 | SATURDAY | #N/A | 1990-04-30 | 16:00 | 11.7 | 53.06 |  |  | 1991-04-30 | 16:00 | 13.9 | 57.02 |  |  | 1991-04-30 | 16:00 | 15.6 | 60.08 | [5 empty] | 13.3 | 55.94 |  |  |  | 15 | 59 |  |  |  |  | 17.8 | 64.04 |  |  |  |  | 17.8 | 64.04 | [5 empty] | 25.6 | 78.08 |  |  |  | 15 | 59 |  |  |  |  | 11.7 | 53.06 |  |  |  |  | 23.9 | 75.02
1994-04-30 | 17:00 | 21.7 | 71.06 | SATURDAY | #N/A | 1990-04-30 | 17:00 | 11.1 | 51.98 |  |  | 1991-04-30 | 17:00 | 14.4 | 57.92 |  |  | 1991-04-30 | 17:00 | 15.6 | 60.08 | [5 empty] | 13.9 | 57.02 |  |  |  | 16.1 | 60.98 |  |  |  |  | 17.8 | 64.04 |  |  |  |  | 18.3 | 64.94 | [5 empty] | 25 | 77 |  |  |  | 15 | 59 |  |  |  |  | 8.9 | 48.02 |  |  |  |  | 22.8 | 73.04
1994-04-30 | 18:00 | 20.6 | 69.08 | SATURDAY | #N/A | 1990-04-30 | 18:00 | 11.7 | 53.06 |  |  | 1991-04-30 | 18:00 | 14.4 | 57.92 |  |  | 1991-04-30 | 18:00 | 15.6 | 60.08 | [5 empty] | 12.2 | 53.96 |  |  |  | 15 | 59 |  |  |  |  | 17.8 | 64.04 |  |  |  |  | 17.2 | 62.96 | [5 empty] | 22.2 | 71.96 |  |  |  | 13.9 | 57.02 |  |  |  |  | 10 | 50 |  |  |  |  | 21.1 | 69.98
1994-04-30 | 19:00 | 19.4 | 66.92 | SATURDAY | #N/A | 1990-04-30 | 19:00 | 11.7 | 53.06 |  |  | 1991-04-30 | 19:00 | 14.4 | 57.92 |  |  | 1991-04-30 | 19:00 | 15 | 59 | [5 empty] | 12.2 | 53.96 |  |  |  | 15 | 59 |  |  |  |  | 15 | 59 |  |  |  |  | 16.1 | 60.98 | [5 empty] | 19.4 | 66.92 |  |  |  | 13.3 | 55.94 |  |  |  |  | 8.9 | 48.02 |  |  |  |  | 19.4 | 66.92
1994-04-30 | 20:00 | 18.3 | 64.94 | SATURDAY | #N/A | 1990-04-30 | 20:00 | 12.2 | 53.96 |  |  | 1991-04-30 | 20:00 | 13.9 | 57.02 |  |  | 1991-04-30 | 20:00 | 13.9 | 57.02 | [5 empty] | 12.2 | 53.96 |  |  |  | 13.9 | 57.02 |  |  |  |  | 13.3 | 55.94 |  |  |  |  | 15.6 | 60.08 | [5 empty] | 18.3 | 64.94 |  |  |  | 10.6 | 51.08 |  |  |  |  | 7.2 | 44.96 |  |  |  |  | 18.3 | 64.94
1994-04-30 | 21:00 | 17.8 | 64.04 | SATURDAY | #N/A | 1990-04-30 | 21:00 | 12.8 | 55.04 |  |  | 1991-04-30 | 21:00 | 12.8 | 55.04 |  |  | 1991-04-30 | 21:00 | 13.3 | 55.94 | [5 empty] | 13.3 | 55.94 |  |  |  | 13.9 | 57.02 |  |  |  |  | 12.2 | 53.96 |  |  |  |  | 15 | 59 | [5 empty] | 16.1 | 60.98 |  |  |  | 8.9 | 48.02 |  |  |  |  | 6.1 | 42.98 |  |  |  |  | 16.7 | 62.06
1994-04-30 | 22:00 | 17.5 | 63.5 | SATURDAY | #N/A | 1990-04-30 | 22:00 | 12 | 53.6 |  |  | 1991-04-30 | 22:00 | 12.9 | 55.22 |  |  | 1991-04-30 | 22:00 | 12.4 | 54.32 | [5 empty] | 13.4 | 56.12 |  |  |  | 11.9 | 53.42 |  |  |  |  | 11 | 51.8 |  |  |  |  | 15.2 | 59.36 | [5 empty] | 15.4 | 59.72 |  |  |  | 8.2 | 46.76 |  |  |  |  | 7.7 | 45.86 |  |  |  |  | 14.8 | 58.64
1994-04-30 | 23:00 | 17.2 | 62.96 | SATURDAY | #N/A | 1990-04-30 | 23:00 | 11.2 | 52.16 |  |  | 1991-04-30 | 23:00 | 13.1 | 55.58 |  |  | 1991-04-30 | 23:00 | 11.4 | 52.52 | [5 empty] | 13.5 | 56.3 |  |  |  | 9.9 | 49.82 |  |  |  |  | 9.8 | 49.64 |  |  |  |  | 15.5 | 59.9 | [5 empty] | 14.7 | 58.46 |  |  |  | 7.5 | 45.5 |  |  |  |  | 9.3 | 48.74 |  |  |  |  | 12.9 | 55.22
1994-04-30 | 24:00 | 16.9 | 62.42 | SATURDAY | #N/A | 1990-04-30 | 24:00 | 10.4 | 50.72 |  |  | 1991-04-30 | 24:00 | 13.2 | 55.76 |  |  | 1991-04-30 | 24:00 | 10.5 | 50.9 | [5 empty] | 13.6 | 56.48 |  |  |  | 7.9 | 46.22 |  |  |  |  | 8.6 | 47.48 |  |  |  |  | 15.7 | 60.26 | [5 empty] | 14 | 57.2 |  |  |  | 6.8 | 44.24 |  |  |  |  | 10.9 | 51.62 |  |  |  |  | 11 | 51.8
1994-05-01 | 1:00 | 16.5 | 61.7 | SUNDAY | #N/A | 1987-05-01 | 1:00 | 9.6 | 49.28 |  |  | 1994-05-01 | 1:00 | 13.4 | 56.12 |  |  | 1999-05-01 | 1:00 | 9.5 | 49.1 | [5 empty] | 13.6 | 56.48 |  |  |  | 6 | 42.8 |  |  |  |  | 7.5 | 45.5 |  |  |  |  | 16 | 60.8 | [5 empty] | 13.2 | 55.76 |  |  |  | 6 | 42.8 |  |  |  |  | 12.4 | 54.32 |  |  |  |  | 9 | 48.2
1994-05-01 | 2:00 | 16.2 | 61.16 | SUNDAY | #N/A | 1987-05-01 | 2:00 | 8.8 | 47.84 |  |  | 1994-05-01 | 2:00 | 13.5 | 56.3 |  |  | 1999-05-01 | 2:00 | 8.6 | 47.48 | [5 empty] | 13.7 | 56.66 |  |  |  | 4 | 39.2 |  |  |  |  | 6.3 | 43.34 |  |  |  |  | 16.2 | 61.16 | [5 empty] | 12.5 | 54.5 |  |  |  | 5.3 | 41.54 |  |  |  |  | 14 | 57.2 |  |  |  |  | 7.1 | 44.78
1994-05-01 | 3:00 | 15.9 | 60.62 | SUNDAY | #N/A | 1987-05-01 | 3:00 | 8 | 46.4 |  |  | 1994-05-01 | 3:00 | 13.7 | 56.66 |  |  | 1999-05-01 | 3:00 | 7.6 | 45.68 | [5 empty] | 13.8 | 56.84 |  |  |  | 2 | 35.6 |  |  |  |  | 5.1 | 41.18 |  |  |  |  | 16.5 | 61.7 | [5 empty] | 11.8 | 53.24 |  |  |  | 4.6 | 40.28 |  |  |  |  | 15.6 | 60.08 |  |  |  |  | 5.2 | 41.36
1994-05-01 | 4:00 | 15.6 | 60.08 | SUNDAY | #N/A | 1987-05-01 | 4:00 | 7.2 | 44.96 |  |  | 1994-05-01 | 4:00 | 13.8 | 56.84 |  |  | 1999-05-01 | 4:00 | 6.7 | 44.06 | [5 empty] | 13.9 | 57.02 |  |  |  | 0 | 32 |  |  |  |  | 3.9 | 39.02 |  |  |  |  | 16.7 | 62.06 | [5 empty] | 11.1 | 51.98 |  |  |  | 3.9 | 39.02 |  |  |  |  | 17.2 | 62.96 |  |  |  |  | 3.3 | 37.94
1994-05-01 | 5:00 | 15.6 | 60.08 | SUNDAY | #N/A | 1987-05-01 | 5:00 | 7.8 | 46.04 |  |  | 1994-05-01 | 5:00 | 13.8 | 56.84 |  |  | 1999-05-01 | 5:00 | 6.1 | 42.98 | [5 empty] | 12.8 | 55.04 |  |  |  | 0 | 32 |  |  |  |  | 4.4 | 39.92 |  |  |  |  | 15.6 | 60.08 | [5 empty] | 10 | 50 |  |  |  | 1.7 | 35.06 |  |  |  |  | 17.8 | 64.04 |  |  |  |  | 3.9 | 39.02
1994-05-01 | 6:00 | 15.6 | 60.08 | SUNDAY | #N/A | 1987-05-01 | 6:00 | 8.9 | 48.02 |  |  | 1994-05-01 | 6:00 | 13.8 | 56.84 |  |  | 1999-05-01 | 6:00 | 7.2 | 44.96 | [5 empty] | 13.9 | 57.02 |  |  |  | 0 | 32 |  |  |  |  | 4.4 | 39.92 |  |  |  |  | 15 | 59 | [5 empty] | 10 | 50 |  |  |  | 1.7 | 35.06 |  |  |  |  | 17.2 | 62.96 |  |  |  |  | 4.4 | 39.92
1994-05-01 | 7:00 | 16.1 | 60.98 | SUNDAY | #N/A | 1987-05-01 | 7:00 | 8.9 | 48.02 |  |  | 1994-05-01 | 7:00 | 14.4 | 57.92 |  |  | 1999-05-01 | 7:00 | 10 | 50 | [5 empty] | 17.8 | 64.04 |  |  |  | 5 | 41 |  |  |  |  | 5 | 41 |  |  |  |  | 15 | 59 | [5 empty] | 12.2 | 53.96 |  |  |  | 5.6 | 42.08 |  |  |  |  | 18.3 | 64.94 |  |  |  |  | 6.1 | 42.98
1994-05-01 | 8:00 | 17.8 | 64.04 | SUNDAY | #N/A | 1987-05-01 | 8:00 | 10 | 50 |  |  | 1994-05-01 | 8:00 | 15 | 59 |  |  | 1999-05-01 | 8:00 | 12.2 | 53.96 | [5 empty] | 22.2 | 71.96 |  |  |  | 10 | 50 |  |  |  |  | 7.8 | 46.04 |  |  |  |  | 16.1 | 60.98 | [5 empty] | 12.8 | 55.04 |  |  |  | 8.3 | 46.94 |  |  |  |  | 19.4 | 66.92 |  |  |  |  | 10 | 50
1994-05-01 | 9:00 | 17.8 | 64.04 | SUNDAY | #N/A | 1987-05-01 | 9:00 | 11.1 | 51.98 |  |  | 1994-05-01 | 9:00 | 15.6 | 60.08 |  |  | 1999-05-01 | 9:00 | 13.9 | 57.02 | [5 empty] | 24.4 | 75.92 |  |  |  | 13 | 55.4 |  |  |  |  | 7.2 | 44.96 |  |  |  |  | 17.2 | 62.96 | [5 empty] | 12.8 | 55.04 |  |  |  | 11.1 | 51.98 |  |  |  |  | 20 | 68 |  |  |  |  | 12.2 | 53.96
1994-05-01 | 10:00 | 19.4 | 66.92 | SUNDAY | #N/A | 1987-05-01 | 10:00 | 12.8 | 55.04 |  |  | 1994-05-01 | 10:00 | 16.1 | 60.98 |  |  | 1999-05-01 | 10:00 | 15.6 | 60.08 | [5 empty] | 26.1 | 78.98 |  |  |  | 14 | 57.2 |  |  |  |  | 8.3 | 46.94 |  |  |  |  | 16.7 | 62.06 | [5 empty] | 10.6 | 51.08 |  |  |  | 12.2 | 53.96 |  |  |  |  | 20.6 | 69.08 |  |  |  |  | 13.3 | 55.94
1994-05-01 | 11:00 | 19.4 | 66.92 | SUNDAY | #N/A | 1987-05-01 | 11:00 | 13.9 | 57.02 |  |  | 1994-05-01 | 11:00 | 17.2 | 62.96 |  |  | 1999-05-01 | 11:00 | 17.2 | 62.96 | [5 empty] | 26.7 | 80.06 |  |  |  | 16 | 60.8 |  |  |  |  | 10.6 | 51.08 |  |  |  |  | 14.4 | 57.92 | [5 empty] | 11.1 | 51.98 |  |  |  | 12.8 | 55.04 |  |  |  |  | 20.6 | 69.08 |  |  |  |  | 15.6 | 60.08
1994-05-01 | 12:00 | 20 | 68 | SUNDAY | #N/A | 1987-05-01 | 12:00 | 15.6 | 60.08 |  |  | 1994-05-01 | 12:00 | 18.3 | 64.94 |  |  | 1999-05-01 | 12:00 | 16.7 | 62.06 | [5 empty] | 27.8 | 82.04 |  |  |  | 17 | 62.6 |  |  |  |  | 11.1 | 51.98 |  |  |  |  | 13.9 | 57.02 | [5 empty] | 12.2 | 53.96 |  |  |  | 12.8 | 55.04 |  |  |  |  | 20.6 | 69.08 |  |  |  |  | 15.6 | 60.08
1994-05-01 | 13:00 | 18.3 | 64.94 | SUNDAY | #N/A | 1987-05-01 | 13:00 | 16.1 | 60.98 |  |  | 1994-05-01 | 13:00 | 17.7 | 63.86 |  |  | 1999-05-01 | 13:00 | 16.1 | 60.98 | [5 empty] | 27.2 | 80.96 |  |  |  | 16 | 60.8 |  |  |  |  | 11.7 | 53.06 |  |  |  |  | 13.9 | 57.02 | [5 empty] | 12.8 | 55.04 |  |  |  | 13.9 | 57.02 |  |  |  |  | 11.1 | 51.98 |  |  |  |  | 17.2 | 62.96
1994-05-01 | 14:00 | 21.7 | 71.06 | SUNDAY | #N/A | 1987-05-01 | 14:00 | 16.7 | 62.06 |  |  | 1994-05-01 | 14:00 | 19.4 | 66.92 |  |  | 1999-05-01 | 14:00 | 16.1 | 60.98 | [5 empty] | 26.7 | 80.06 |  |  |  | 17 | 62.6 |  |  |  |  | 11.1 | 51.98 |  |  |  |  | 13.9 | 57.02 | [5 empty] | 14.4 | 57.92 |  |  |  | 13.9 | 57.02 |  |  |  |  | 10 | 50 |  |  |  |  | 16.7 | 62.06
1994-05-01 | 15:00 | 23.3 | 73.94 | SUNDAY | #N/A | 1987-05-01 | 15:00 | 17.2 | 62.96 |  |  | 1994-05-01 | 15:00 | 20.5 | 68.9 |  |  | 1999-05-01 | 15:00 | 15.6 | 60.08 | [5 empty] | 26.1 | 78.98 |  |  |  | 17.7 | 63.86 |  |  |  |  | 11.1 | 51.98 |  |  |  |  | 15 | 59 | [5 empty] | 15.6 | 60.08 |  |  |  | 13.9 | 57.02 |  |  |  |  | 11.7 | 53.06 |  |  |  |  | 15.6 | 60.08
1994-05-01 | 16:00 | 22.8 | 73.04 | SUNDAY | #N/A | 1987-05-01 | 16:00 | 17.8 | 64.04 |  |  | 1994-05-01 | 16:00 | 22.2 | 71.96 |  |  | 1999-05-01 | 16:00 | 15 | 59 | [5 empty] | 26.7 | 80.06 |  |  |  | 18 | 64.4 |  |  |  |  | 11.7 | 53.06 |  |  |  |  | 15 | 59 | [5 empty] | 15 | 59 |  |  |  | 14.4 | 57.92 |  |  |  |  | 15.6 | 60.08 |  |  |  |  | 16.1 | 60.98
1994-05-01 | 17:00 | 23.9 | 75.02 | SUNDAY | #N/A | 1987-05-01 | 17:00 | 18.3 | 64.94 |  |  | 1994-05-01 | 17:00 | 21.6 | 70.88 |  |  | 1999-05-01 | 17:00 | 14.4 | 57.92 | [5 empty] | 22.8 | 73.04 |  |  |  | 18 | 64.4 |  |  |  |  | 11.7 | 53.06 |  |  |  |  | 14.4 | 57.92 | [5 empty] | 13.9 | 57.02 |  |  |  | 14.4 | 57.92 |  |  |  |  | 16.7 | 62.06 |  |  |  |  | 17.2 | 62.96
1994-05-01 | 18:00 | 21.1 | 69.98 | SUNDAY | #N/A | 1987-05-01 | 18:00 | 17.8 | 64.04 |  |  | 1994-05-01 | 18:00 | 19.4 | 66.92 |  |  | 1999-05-01 | 18:00 | 12.8 | 55.04 | [5 empty] | 21.1 | 69.98 |  |  |  | 17 | 62.6 |  |  |  |  | 10.6 | 51.08 |  |  |  |  | 14.4 | 57.92 | [5 empty] | 13.9 | 57.02 |  |  |  | 13.3 | 55.94 |  |  |  |  | 15.6 | 60.08 |  |  |  |  | 15 | 59
1994-05-01 | 19:00 | 18.3 | 64.94 | SUNDAY | #N/A | 1987-05-01 | 19:00 | 17.2 | 62.96 |  |  | 1994-05-01 | 19:00 | 16.1 | 60.98 |  |  | 1999-05-01 | 19:00 | 10.6 | 51.08 | [5 empty] | 18.9 | 66.02 |  |  |  | 15 | 59 |  |  |  |  | 8.9 | 48.02 |  |  |  |  | 12.8 | 55.04 | [5 empty] | 12.2 | 53.96 |  |  |  | 12.8 | 55.04 |  |  |  |  | 13.9 | 57.02 |  |  |  |  | 14.4 | 57.92
1994-05-01 | 20:00 | 15.6 | 60.08 | SUNDAY | #N/A | 1987-05-01 | 20:00 | 16.7 | 62.06 |  |  | 1994-05-01 | 20:00 | 13.8 | 56.84 |  |  | 1999-05-01 | 20:00 | 9.4 | 48.92 | [5 empty] | 18.3 | 64.94 |  |  |  | 14 | 57.2 |  |  |  |  | 7.2 | 44.96 |  |  |  |  | 12.2 | 53.96 | [5 empty] | 10.6 | 51.08 |  |  |  | 10.6 | 51.08 |  |  |  |  | 11.7 | 53.06 |  |  |  |  | 12.2 | 53.96
1994-05-01 | 21:00 | 14.4 | 57.92 | SUNDAY | #N/A | 1987-05-01 | 21:00 | 16.1 | 60.98 |  |  | 1994-05-01 | 21:00 | 12.2 | 53.96 |  |  | 1999-05-01 | 21:00 | 9.4 | 48.92 | [5 empty] | 16.7 | 62.06 |  |  |  | 14 | 57.2 |  |  |  |  | 6.7 | 44.06 |  |  |  |  | 12.8 | 55.04 | [5 empty] | 8.9 | 48.02 |  |  |  | 9.4 | 48.92 |  |  |  |  | 10 | 50 |  |  |  |  | 9.4 | 48.92
1994-05-01 | 22:00 | 13.3 | 55.94 | SUNDAY | #N/A | 1987-05-01 | 22:00 | 15.6 | 60.08 |  |  | 1994-05-01 | 22:00 | 11.1 | 51.98 |  |  | 1999-05-01 | 22:00 | 10 | 50 | [5 empty] | 15.6 | 60.08 |  |  |  | 14 | 57.2 |  |  |  |  | 5.6 | 42.08 |  |  |  |  | 12.8 | 55.04 | [5 empty] | 8.3 | 46.94 |  |  |  | 8.9 | 48.02 |  |  |  |  | 8.3 | 46.94 |  |  |  |  | 7.2 | 44.96
1994-05-01 | 23:00 | 12.2 | 53.96 | SUNDAY | #N/A | 1987-05-01 | 23:00 | 15 | 59 |  |  | 1994-05-01 | 23:00 | 10 | 50 |  |  | 1999-05-01 | 23:00 | 9.4 | 48.92 | [5 empty] | 15 | 59 |  |  |  | 12 | 53.6 |  |  |  |  | 5.6 | 42.08 |  |  |  |  | 11.1 | 51.98 | [5 empty] | 7.8 | 46.04 |  |  |  | 8.3 | 46.94 |  |  |  |  | 7.2 | 44.96 |  |  |  |  | 6.1 | 42.98
1994-05-01 | 24:00 | 10.6 | 51.08 | SUNDAY | #N/A | 1987-05-01 | 24:00 | 14.4 | 57.92 |  |  | 1994-05-01 | 24:00 | 9.4 | 48.92 |  |  | 1999-05-01 | 24:00 | 8.9 | 48.02 | [5 empty] | 13.9 | 57.02 |  |  |  | 11 | 51.8 |  |  |  |  | 5 | 41 |  |  |  |  | 10 | 50 | [5 empty] | 7.8 | 46.04 |  |  |  | 7.8 | 46.04 |  |  |  |  | 5 | 41 |  |  |  |  | 5.6 | 42.08
1994-05-02 | 1:00 | 10 | 50 | WEEKDAY | #N/A | 1987-05-02 | 1:00 | 13.3 | 55.94 |  |  | 1994-05-02 | 1:00 | 9.4 | 48.92 |  |  | 1999-05-02 | 1:00 | 8.9 | 48.02 | [5 empty] | 14.4 | 57.92 |  |  |  | 11 | 51.8 |  |  |  |  | 5 | 41 |  |  |  |  | 9.4 | 48.92 | [5 empty] | 6.1 | 42.98 |  |  |  | 6.7 | 44.06 |  |  |  |  | 3.9 | 39.02 |  |  |  |  | 3.9 | 39.02
1994-05-02 | 2:00 | 9.4 | 48.92 | WEEKDAY | #N/A | 1987-05-02 | 2:00 | 12.8 | 55.04 |  |  | 1994-05-02 | 2:00 | 7.2 | 44.96 |  |  | 1999-05-02 | 2:00 | 8.3 | 46.94 | [5 empty] | 15 | 59 |  |  |  | 11 | 51.8 |  |  |  |  | 3.9 | 39.02 |  |  |  |  | 8.3 | 46.94 | [5 empty] | 5.6 | 42.08 |  |  |  | 5.6 | 42.08 |  |  |  |  | 3.3 | 37.94 |  |  |  |  | 4.4 | 39.92
1994-05-02 | 3:00 | 8.9 | 48.02 | WEEKDAY | #N/A | 1987-05-02 | 3:00 | 12.2 | 53.96 |  |  | 1994-05-02 | 3:00 | 7.2 | 44.96 |  |  | 1999-05-02 | 3:00 | 8.3 | 46.94 | [5 empty] | 15 | 59 |  |  |  | 12 | 53.6 |  |  |  |  | 3.3 | 37.94 |  |  |  |  | 8.9 | 48.02 | [5 empty] | 5 | 41 |  |  |  | 5 | 41 |  |  |  |  | 2.8 | 37.04 |  |  |  |  | 2.8 | 37.04
1994-05-02 | 4:00 | 8.3 | 46.94 | WEEKDAY | #N/A | 1987-05-02 | 4:00 | 12.2 | 53.96 |  |  | 1994-05-02 | 4:00 | 6.6 | 43.88 |  |  | 1999-05-02 | 4:00 | 8.3 | 46.94 | [5 empty] | 13.9 | 57.02 |  |  |  | 13 | 55.4 |  |  |  |  | 2.8 | 37.04 |  |  |  |  | 8.3 | 46.94 | [5 empty] | 4.4 | 39.92 |  |  |  | 6.7 | 44.06 |  |  |  |  | 1.1 | 33.98 |  |  |  |  | 1.7 | 35.06
1994-05-02 | 5:00 | 8.3 | 46.94 | WEEKDAY | #N/A | 1987-05-02 | 5:00 | 12.2 | 53.96 |  |  | 1994-05-02 | 5:00 | 6.6 | 43.88 |  |  | 1999-05-02 | 5:00 | 8.3 | 46.94 | [5 empty] | 14.4 | 57.92 |  |  |  | 12.5 | 54.5 |  |  |  |  | 3.3 | 37.94 |  |  |  |  | 8.3 | 46.94 | [5 empty] | 5 | 41 |  |  |  | 7.2 | 44.96 |  |  |  |  | 0.6 | 33.08 |  |  |  |  | 1.7 | 35.06
1994-05-02 | 6:00 | 8.3 | 46.94 | WEEKDAY | #N/A | 1987-05-02 | 6:00 | 12.2 | 53.96 |  |  | 1994-05-02 | 6:00 | 6.6 | 43.88 |  |  | 1999-05-02 | 6:00 | 8.9 | 48.02 | [5 empty] | 15.6 | 60.08 |  |  |  | 13 | 55.4 |  |  |  |  | 3.3 | 37.94 |  |  |  |  | 8.3 | 46.94 | [5 empty] | 5.6 | 42.08 |  |  |  | 7.8 | 46.04 |  |  |  |  | 0.6 | 33.08 |  |  |  |  | 3.3 | 37.94
1994-05-02 | 7:00 | 8.9 | 48.02 | WEEKDAY | #N/A | 1987-05-02 | 7:00 | 12.8 | 55.04 |  |  | 1994-05-02 | 7:00 | 7.2 | 44.96 |  |  | 1999-05-02 | 7:00 | 11.7 | 53.06 | [5 empty] | 19.4 | 66.92 |  |  |  | 13 | 55.4 |  |  |  |  | 4.4 | 39.92 |  |  |  |  | 9.4 | 48.92 | [5 empty] | 7.2 | 44.96 |  |  |  | 8.9 | 48.02 |  |  |  |  | 1.1 | 33.98 |  |  |  |  | 7.8 | 46.04
1994-05-02 | 8:00 | 9.4 | 48.92 | WEEKDAY | #N/A | 1987-05-02 | 8:00 | 13.9 | 57.02 |  |  | 1994-05-02 | 8:00 | 7.7 | 45.86 |  |  | 1999-05-02 | 8:00 | 14.4 | 57.92 | [5 empty] | 23.3 | 73.94 |  |  |  | 13 | 55.4 |  |  |  |  | 5 | 41 |  |  |  |  | 10.6 | 51.08 | [5 empty] | 11.1 | 51.98 |  |  |  | 11.1 | 51.98 |  |  |  |  | 1.1 | 33.98 |  |  |  |  | 11.1 | 51.98
1994-05-02 | 9:00 | 11.1 | 51.98 | WEEKDAY | #N/A | 1987-05-02 | 9:00 | 15.6 | 60.08 |  |  | 1994-05-02 | 9:00 | 9.1 | 48.38 |  |  | 1999-05-02 | 9:00 | 16.1 | 60.98 | [5 empty] | 27.2 | 80.96 |  |  |  | 13 | 55.4 |  |  |  |  | 7.2 | 44.96 |  |  |  |  | 13.3 | 55.94 | [5 empty] | 12.8 | 55.04 |  |  |  | 14.4 | 57.92 |  |  |  |  | 1.7 | 35.06 |  |  |  |  | 13.9 | 57.02
1994-05-02 | 10:00 | 11.7 | 53.06 | WEEKDAY | #N/A | 1987-05-02 | 10:00 | 16.1 | 60.98 |  |  | 1994-05-02 | 10:00 | 10.5 | 50.9 |  |  | 1999-05-02 | 10:00 | 17.2 | 62.96 | [5 empty] | 28.9 | 84.02 |  |  |  | 13 | 55.4 |  |  |  |  | 9.4 | 48.92 |  |  |  |  | 15.6 | 60.08 | [5 empty] | 14.4 | 57.92 |  |  |  | 15.6 | 60.08 |  |  |  |  | 2.8 | 37.04 |  |  |  |  | 16.7 | 62.06
1994-05-02 | 11:00 | 12.8 | 55.04 | WEEKDAY | #N/A | 1987-05-02 | 11:00 | 16.7 | 62.06 |  |  | 1994-05-02 | 11:00 | 12.2 | 53.96 |  |  | 1999-05-02 | 11:00 | 17.2 | 62.96 | [5 empty] | 30 | 86 |  |  |  | 13 | 55.4 |  |  |  |  | 8.9 | 48.02 |  |  |  |  | 16.7 | 62.06 | [5 empty] | 15.6 | 60.08 |  |  |  | 16.7 | 62.06 |  |  |  |  | 5 | 41 |  |  |  |  | 16.7 | 62.06
1994-05-02 | 12:00 | 13.9 | 57.02 | WEEKDAY | #N/A | 1987-05-02 | 12:00 | 15.6 | 60.08 |  |  | 1994-05-02 | 12:00 | 13.1 | 55.58 |  |  | 1999-05-02 | 12:00 | 17 | 62.6 | [5 empty] | 28.3 | 82.94 |  |  |  | 13 | 55.4 |  |  |  |  | 10 | 50 |  |  |  |  | 17.2 | 62.96 | [5 empty] | 16.1 | 60.98 |  |  |  | 16.7 | 62.06 |  |  |  |  | 5.6 | 42.08 |  |  |  |  | 18.3 | 64.94
1994-05-02 | 13:00 | 15 | 59 | WEEKDAY | #N/A | 1987-05-02 | 13:00 | 16.1 | 60.98 |  |  | 1994-05-02 | 13:00 | 13.8 | 56.84 |  |  | 1999-05-02 | 13:00 | 17.8 | 64.04 | [5 empty] | 27.2 | 80.96 |  |  |  | 14 | 57.2 |  |  |  |  | 10.6 | 51.08 |  |  |  |  | 17.8 | 64.04 | [5 empty] | 16.7 | 62.06 |  |  |  | 16.1 | 60.98 |  |  |  |  | 6.7 | 44.06 |  |  |  |  | 19.4 | 66.92
1994-05-02 | 14:00 | 15.6 | 60.08 | WEEKDAY | #N/A | 1987-05-02 | 14:00 | 15.6 | 60.08 |  |  | 1994-05-02 | 14:00 | 14.4 | 57.92 |  |  | 1999-05-02 | 14:00 | 17.2 | 62.96 | [5 empty] | 28.3 | 82.94 |  |  |  | 17 | 62.6 |  |  |  |  | 10 | 50 |  |  |  |  | 17.8 | 64.04 | [5 empty] | 17.2 | 62.96 |  |  |  | 16.1 | 60.98 |  |  |  |  | 7.8 | 46.04 |  |  |  |  | 18.9 | 66.02
1994-05-02 | 15:00 | 16.1 | 60.98 | WEEKDAY | #N/A | 1987-05-02 | 15:00 | 15 | 59 |  |  | 1994-05-02 | 15:00 | 14.4 | 57.92 |  |  | 1999-05-02 | 15:00 | 16.7 | 62.06 | [5 empty] | 26.7 | 80.06 |  |  |  | 17 | 62.6 |  |  |  |  | 10.6 | 51.08 |  |  |  |  | 17.8 | 64.04 | [5 empty] | 16.7 | 62.06 |  |  |  | 16.1 | 60.98 |  |  |  |  | 8.9 | 48.02 |  |  |  |  | 19.4 | 66.92
1994-05-02 | 16:00 | 16.7 | 62.06 | WEEKDAY | #N/A | 1987-05-02 | 16:00 | 15 | 59 |  |  | 1994-05-02 | 16:00 | 15 | 59 |  |  | 1999-05-02 | 16:00 | 17.8 | 64.04 | [5 empty] | 24.4 | 75.92 |  |  |  | 18 | 64.4 |  |  |  |  | 10 | 50 |  |  |  |  | 16.7 | 62.06 | [5 empty] | 16.7 | 62.06 |  |  |  | 16.1 | 60.98 |  |  |  |  | 8.9 | 48.02 |  |  |  |  | 17.8 | 64.04
1994-05-02 | 17:00 | 16.1 | 60.98 | WEEKDAY | #N/A | 1987-05-02 | 17:00 | 16.1 | 60.98 |  |  | 1994-05-02 | 17:00 | 14.4 | 57.92 |  |  | 1999-05-02 | 17:00 | 16.7 | 62.06 | [5 empty] | 22.8 | 73.04 |  |  |  | 17.8 | 64.04 |  |  |  |  | 10.6 | 51.08 |  |  |  |  | 15.6 | 60.08 | [5 empty] | 16.1 | 60.98 |  |  |  | 14.4 | 57.92 |  |  |  |  | 8.9 | 48.02 |  |  |  |  | 17.8 | 64.04
1994-05-02 | 18:00 | 15.6 | 60.08 | WEEKDAY | #N/A | 1987-05-02 | 18:00 | 16.1 | 60.98 |  |  | 1994-05-02 | 18:00 | 13.8 | 56.84 |  |  | 1999-05-02 | 18:00 | 15 | 59 | [5 empty] | 21.7 | 71.06 |  |  |  | 17 | 62.6 |  |  |  |  | 10.6 | 51.08 |  |  |  |  | 13.9 | 57.02 | [5 empty] | 15.6 | 60.08 |  |  |  | 13.9 | 57.02 |  |  |  |  | 7.2 | 44.96 |  |  |  |  | 17.8 | 64.04
1994-05-02 | 19:00 | 15 | 59 | WEEKDAY | #N/A | 1987-05-02 | 19:00 | 16.1 | 60.98 |  |  | 1994-05-02 | 19:00 | 12.7 | 54.86 |  |  | 1999-05-02 | 19:00 | 13.3 | 55.94 | [5 empty] | 19.4 | 66.92 |  |  |  | 16 | 60.8 |  |  |  |  | 10.6 | 51.08 |  |  |  |  | 12.8 | 55.04 | [5 empty] | 13.9 | 57.02 |  |  |  | 13.3 | 55.94 |  |  |  |  | 5.6 | 42.08 |  |  |  |  | 16.7 | 62.06
1994-05-02 | 20:00 | 14.4 | 57.92 | WEEKDAY | #N/A | 1987-05-02 | 20:00 | 13.3 | 55.94 |  |  | 1994-05-02 | 20:00 | 11.4 | 52.52 |  |  | 1999-05-02 | 20:00 | 12.2 | 53.96 | [5 empty] | 18.3 | 64.94 |  |  |  | 12 | 53.6 |  |  |  |  | 9.4 | 48.92 |  |  |  |  | 12.2 | 53.96 | [5 empty] | 12.2 | 53.96 |  |  |  | 12.8 | 55.04 |  |  |  |  | 4.4 | 39.92 |  |  |  |  | 14.4 | 57.92
1994-05-02 | 21:00 | 13.9 | 57.02 | WEEKDAY | #N/A | 1987-05-02 | 21:00 | 12.8 | 55.04 |  |  | 1994-05-02 | 21:00 | 10.6 | 51.08 |  |  | 1999-05-02 | 21:00 | 11.7 | 53.06 | [5 empty] | 17.2 | 62.96 |  |  |  | 8 | 46.4 |  |  |  |  | 8.3 | 46.94 |  |  |  |  | 11.7 | 53.06 | [5 empty] | 11.7 | 53.06 |  |  |  | 11.7 | 53.06 |  |  |  |  | 3.3 | 37.94 |  |  |  |  | 12.2 | 53.96
1994-05-02 | 22:00 | 12.8 | 55.04 | WEEKDAY | #N/A | 1987-05-02 | 22:00 | 12.2 | 53.96 |  |  | 1994-05-02 | 22:00 | 10 | 50 |  |  | 1999-05-02 | 22:00 | 12.8 | 55.04 | [5 empty] | 16.1 | 60.98 |  |  |  | 7 | 44.6 |  |  |  |  | 7.8 | 46.04 |  |  |  |  | 11.1 | 51.98 | [5 empty] | 10.6 | 51.08 |  |  |  | 10.6 | 51.08 |  |  |  |  | 2.2 | 35.96 |  |  |  |  | 10 | 50
1994-05-02 | 23:00 | 12.2 | 53.96 | WEEKDAY | #N/A | 1987-05-02 | 23:00 | 11.7 | 53.06 |  |  | 1994-05-02 | 23:00 | 8.8 | 47.84 |  |  | 1999-05-02 | 23:00 | 11.7 | 53.06 | [5 empty] | 16.1 | 60.98 |  |  |  | 6 | 42.8 |  |  |  |  | 7.2 | 44.96 |  |  |  |  | 10.6 | 51.08 | [5 empty] | 10 | 50 |  |  |  | 9.4 | 48.92 |  |  |  |  | 2.2 | 35.96 |  |  |  |  | 8.9 | 48.02
1994-05-02 | 24:00 | 11.7 | 53.06 | WEEKDAY | #N/A | 1987-05-02 | 24:00 | 10.6 | 51.08 |  |  | 1994-05-02 | 24:00 | 8.3 | 46.94 |  |  | 1999-05-02 | 24:00 | 12.2 | 53.96 | [5 empty] | 16 | 60.8 |  |  |  | 6 | 42.8 |  |  |  |  | 7.2 | 44.96 |  |  |  |  | 10 | 50 | [5 empty] | 8.3 | 46.94 |  |  |  | 8.9 | 48.02 |  |  |  |  | 2.2 | 35.96 |  |  |  |  | 7.2 | 44.96
1994-05-03 | 1:00 | 11.1 | 51.98 | WEEKDAY | #N/A | 1987-05-03 | 1:00 | 11.1 | 51.98 |  |  | 1994-05-03 | 1:00 | 7.2 | 44.96 |  |  | 1999-05-03 | 1:00 | 12.2 | 53.96 | [5 empty] | 15 | 59 |  |  |  | 6 | 42.8 |  |  |  |  | 6.7 | 44.06 |  |  |  |  | 9.4 | 48.92 | [5 empty] | 8.3 | 46.94 |  |  |  | 8.3 | 46.94 |  |  |  |  | 1.1 | 33.98 |  |  |  |  | 7.2 | 44.96
1994-05-03 | 2:00 | 10.6 | 51.08 | WEEKDAY | #N/A | 1987-05-03 | 2:00 | 10.6 | 51.08 |  |  | 1994-05-03 | 2:00 | 5 | 41 |  |  | 1999-05-03 | 2:00 | 13.3 | 55.94 | [5 empty] | 15 | 59 |  |  |  | 6 | 42.8 |  |  |  |  | 5.6 | 42.08 |  |  |  |  | 8.9 | 48.02 | [5 empty] | 7.8 | 46.04 |  |  |  | 7.2 | 44.96 |  |  |  |  | 1.1 | 33.98 |  |  |  |  | 7.2 | 44.96
1994-05-03 | 3:00 | 10 | 50 | WEEKDAY | #N/A | 1987-05-03 | 3:00 | 10.6 | 51.08 |  |  | 1994-05-03 | 3:00 | 1.6 | 34.88 |  |  | 1999-05-03 | 3:00 | 11 | 51.8 | [5 empty] | 15 | 59 |  |  |  | 6 | 42.8 |  |  |  |  | 5.6 | 42.08 |  |  |  |  | 8.3 | 46.94 | [5 empty] | 7.2 | 44.96 |  |  |  | 6.7 | 44.06 |  |  |  |  | 0.6 | 33.08 |  |  |  |  | 7.8 | 46.04
1994-05-03 | 4:00 | 10 | 50 | WEEKDAY | #N/A | 1987-05-03 | 4:00 | 10.6 | 51.08 |  |  | 1994-05-03 | 4:00 | 5 | 41 |  |  | 1999-05-03 | 4:00 | 11.7 | 53.06 | [5 empty] | 15 | 59 |  |  |  | 3 | 37.4 |  |  |  |  | 5 | 41 |  |  |  |  | 8.3 | 46.94 | [5 empty] | 6.7 | 44.06 |  |  |  | 6.7 | 44.06 |  |  |  |  | 0 | 32 |  |  |  |  | 7.8 | 46.04
1994-05-03 | 5:00 | 9.4 | 48.92 | WEEKDAY | #N/A | 1987-05-03 | 5:00 | 10.6 | 51.08 |  |  | 1994-05-03 | 5:00 | 3.3 | 37.94 |  |  | 1999-05-03 | 5:00 | 11.7 | 53.06 | [5 empty] | 13 | 55.4 |  |  |  | 2 | 35.6 |  |  |  |  | 3.9 | 39.02 |  |  |  |  | 8.9 | 48.02 | [5 empty] | 6.7 | 44.06 |  |  |  | 6.1 | 42.98 |  |  |  |  | 0 | 32 |  |  |  |  | 7.8 | 46.04
1994-05-03 | 6:00 | 10 | 50 | WEEKDAY | #N/A | 1987-05-03 | 6:00 | 10.6 | 51.08 |  |  | 1994-05-03 | 6:00 | 5 | 41 |  |  | 1999-05-03 | 6:00 | 12.2 | 53.96 | [5 empty] | 16 | 60.8 |  |  |  | 2 | 35.6 |  |  |  |  | 4.4 | 39.92 |  |  |  |  | 8.9 | 48.02 | [5 empty] | 7.2 | 44.96 |  |  |  | 6.1 | 42.98 |  |  |  |  | 0.6 | 33.08 |  |  |  |  | 8.3 | 46.94
1994-05-03 | 7:00 | 11.1 | 51.98 | WEEKDAY | #N/A | 1987-05-03 | 7:00 | 11.1 | 51.98 |  |  | 1994-05-03 | 7:00 | 7.7 | 45.86 |  |  | 1999-05-03 | 7:00 | 12.2 | 53.96 | [5 empty] | 18.3 | 64.94 |  |  |  | 7.8 | 46.04 |  |  |  |  | 5.6 | 42.08 |  |  |  |  | 8.3 | 46.94 | [5 empty] | 8.3 | 46.94 |  |  |  | 7.8 | 46.04 |  |  |  |  | 1.7 | 35.06 |  |  |  |  | 10 | 50
1994-05-03 | 8:00 | 12.2 | 53.96 | WEEKDAY | #N/A | 1987-05-03 | 8:00 | 11.1 | 51.98 |  |  | 1994-05-03 | 8:00 | 9.4 | 48.92 |  |  | 1999-05-03 | 8:00 | 12.8 | 55.04 | [5 empty] | 22.8 | 73.04 |  |  |  | 13 | 55.4 |  |  |  |  | 7.8 | 46.04 |  |  |  |  | 8.3 | 46.94 | [5 empty] | 10 | 50 |  |  |  | 9.4 | 48.92 |  |  |  |  | 2.2 | 35.96 |  |  |  |  | 12.2 | 53.96
1994-05-03 | 9:00 | 12.8 | 55.04 | WEEKDAY | #N/A | 1987-05-03 | 9:00 | 11.7 | 53.06 |  |  | 1994-05-03 | 9:00 | 12.7 | 54.86 |  |  | 1999-05-03 | 9:00 | 12.8 | 55.04 | [5 empty] | 26.7 | 80.06 |  |  |  | 14 | 57.2 |  |  |  |  | 7.2 | 44.96 |  |  |  |  | 7.8 | 46.04 | [5 empty] | 11.1 | 51.98 |  |  |  | 10.6 | 51.08 |  |  |  |  | 3.3 | 37.94 |  |  |  |  | 15.6 | 60.08
1994-05-03 | 10:00 | 14.4 | 57.92 | WEEKDAY | #N/A | 1987-05-03 | 10:00 | 11.1 | 51.98 |  |  | 1994-05-03 | 10:00 | 13.3 | 55.94 |  |  | 1999-05-03 | 10:00 | 13.3 | 55.94 | [5 empty] | 28.9 | 84.02 |  |  |  | 16 | 60.8 |  |  |  |  | 7.8 | 46.04 |  |  |  |  | 8.3 | 46.94 | [5 empty] | 13.9 | 57.02 |  |  |  | 11.7 | 53.06 |  |  |  |  | 3.9 | 39.02 |  |  |  |  | 17.8 | 64.04
1994-05-03 | 11:00 | 15 | 59 | WEEKDAY | #N/A | 1987-05-03 | 11:00 | 12.2 | 53.96 |  |  | 1994-05-03 | 11:00 | 14.4 | 57.92 |  |  | 1999-05-03 | 11:00 | 12.8 | 55.04 | [5 empty] | 28.9 | 84.02 |  |  |  | 17 | 62.6 |  |  |  |  | 8.3 | 46.94 |  |  |  |  | 8.9 | 48.02 | [5 empty] | 15.6 | 60.08 |  |  |  | 12.2 | 53.96 |  |  |  |  | 5.6 | 42.08 |  |  |  |  | 20 | 68
1994-05-03 | 12:00 | 15.6 | 60.08 | WEEKDAY | #N/A | 1987-05-03 | 12:00 | 12.2 | 53.96 |  |  | 1994-05-03 | 12:00 | 15.5 | 59.9 |  |  | 1999-05-03 | 12:00 | 13.9 | 57.02 | [5 empty] | 28.9 | 84.02 |  |  |  | 18 | 64.4 |  |  |  |  | 8.9 | 48.02 |  |  |  |  | 9.4 | 48.92 | [5 empty] | 16.7 | 62.06 |  |  |  | 13.9 | 57.02 |  |  |  |  | 6.7 | 44.06 |  |  |  |  | 18.9 | 66.02
1994-05-03 | 13:00 | 16.1 | 60.98 | WEEKDAY | #N/A | 1987-05-03 | 13:00 | 12.8 | 55.04 |  |  | 1994-05-03 | 13:00 | 15 | 59 |  |  | 1999-05-03 | 13:00 | 15 | 59 | [5 empty] | 29.4 | 84.92 |  |  |  | 20 | 68 |  |  |  |  | 9.4 | 48.92 |  |  |  |  | 10 | 50 | [5 empty] | 16.7 | 62.06 |  |  |  | 16.1 | 60.98 |  |  |  |  | 5.6 | 42.08 |  |  |  |  | 19.4 | 66.92
1994-05-03 | 14:00 | 17.2 | 62.96 | WEEKDAY | #N/A | 1987-05-03 | 14:00 | 13.9 | 57.02 |  |  | 1994-05-03 | 14:00 | 15.5 | 59.9 |  |  | 1999-05-03 | 14:00 | 15.6 | 60.08 | [5 empty] | 28.3 | 82.94 |  |  |  | 19 | 66.2 |  |  |  |  | 9.4 | 48.92 |  |  |  |  | 11.1 | 51.98 | [5 empty] | 16.7 | 62.06 |  |  |  | 17.2 | 62.96 |  |  |  |  | 6.1 | 42.98 |  |  |  |  | 21.1 | 69.98
1994-05-03 | 15:00 | 17.2 | 62.96 | WEEKDAY | #N/A | 1987-05-03 | 15:00 | 12.8 | 55.04 |  |  | 1994-05-03 | 15:00 | 16.1 | 60.98 |  |  | 1999-05-03 | 15:00 | 16.1 | 60.98 | [5 empty] | 28.3 | 82.94 |  |  |  | 20 | 68 |  |  |  |  | 10 | 50 |  |  |  |  | 12.8 | 55.04 | [5 empty] | 16.1 | 60.98 |  |  |  | 16.1 | 60.98 |  |  |  |  | 7.2 | 44.96 |  |  |  |  | 20 | 68
1994-05-03 | 16:00 | 16.7 | 62.06 | WEEKDAY | #N/A | 1987-05-03 | 16:00 | 12.8 | 55.04 |  |  | 1994-05-03 | 16:00 | 15.5 | 59.9 |  |  | 1999-05-03 | 16:00 | 15 | 59 | [5 empty] | 26.7 | 80.06 |  |  |  | 21 | 69.8 |  |  |  |  | 11.1 | 51.98 |  |  |  |  | 13.3 | 55.94 | [5 empty] | 16.1 | 60.98 |  |  |  | 15 | 59 |  |  |  |  | 7.8 | 46.04 |  |  |  |  | 19.4 | 66.92
1994-05-03 | 17:00 | 15 | 59 | WEEKDAY | #N/A | 1987-05-03 | 17:00 | 10.6 | 51.08 |  |  | 1994-05-03 | 17:00 | 17.7 | 63.86 |  |  | 1999-05-03 | 17:00 | 13.9 | 57.02 | [5 empty] | 24.4 | 75.92 |  |  |  | 19 | 66.2 |  |  |  |  | 11.1 | 51.98 |  |  |  |  | 13.3 | 55.94 | [5 empty] | 15.6 | 60.08 |  |  |  | 16.1 | 60.98 |  |  |  |  | 7.8 | 46.04 |  |  |  |  | 20 | 68
1994-05-03 | 18:00 | 13.9 | 57.02 | WEEKDAY | #N/A | 1987-05-03 | 18:00 | 10 | 50 |  |  | 1994-05-03 | 18:00 | 13.3 | 55.94 |  |  | 1999-05-03 | 18:00 | 14.4 | 57.92 | [5 empty] | 22.2 | 71.96 |  |  |  | 18 | 64.4 |  |  |  |  | 10.6 | 51.08 |  |  |  |  | 12.8 | 55.04 | [5 empty] | 13.9 | 57.02 |  |  |  | 14.4 | 57.92 |  |  |  |  | 7.2 | 44.96 |  |  |  |  | 18.9 | 66.02
1994-05-03 | 19:00 | 13.9 | 57.02 | WEEKDAY | #N/A | 1987-05-03 | 19:00 | 10 | 50 |  |  | 1994-05-03 | 19:00 | 11.6 | 52.88 |  |  | 1999-05-03 | 19:00 | 14.4 | 57.92 | [5 empty] | 20.6 | 69.08 |  |  |  | 16 | 60.8 |  |  |  |  | 9.4 | 48.92 |  |  |  |  | 11.1 | 51.98 | [5 empty] | 12.2 | 53.96 |  |  |  | 13.3 | 55.94 |  |  |  |  | 6.1 | 42.98 |  |  |  |  | 17.2 | 62.96
1994-05-03 | 20:00 | 13.9 | 57.02 | WEEKDAY | #N/A | 1987-05-03 | 20:00 | 10 | 50 |  |  | 1994-05-03 | 20:00 | 10 | 50 |  |  | 1999-05-03 | 20:00 | 14.4 | 57.92 | [5 empty] | 20 | 68 |  |  |  | 15 | 59 |  |  |  |  | 7.2 | 44.96 |  |  |  |  | 10 | 50 | [5 empty] | 8.3 | 46.94 |  |  |  | 10 | 50 |  |  |  |  | 4.4 | 39.92 |  |  |  |  | 15 | 59
1994-05-03 | 21:00 | 13.9 | 57.02 | WEEKDAY | #N/A | 1987-05-03 | 21:00 | 10 | 50 |  |  | 1994-05-03 | 21:00 | 9.4 | 48.92 |  |  | 1999-05-03 | 21:00 | 13.9 | 57.02 | [5 empty] | 19.4 | 66.92 |  |  |  | 13 | 55.4 |  |  |  |  | 7.8 | 46.04 |  |  |  |  | 8.3 | 46.94 | [5 empty] | 6.1 | 42.98 |  |  |  | 9.4 | 48.92 |  |  |  |  | 3.3 | 37.94 |  |  |  |  | 13.9 | 57.02
1994-05-03 | 22:00 | 13.3 | 55.94 | WEEKDAY | #N/A | 1987-05-03 | 22:00 | 10 | 50 |  |  | 1994-05-03 | 22:00 | 9.4 | 48.92 |  |  | 1999-05-03 | 22:00 | 13.3 | 55.94 | [5 empty] | 18.3 | 64.94 |  |  |  | 11 | 51.8 |  |  |  |  | 7.2 | 44.96 |  |  |  |  | 5 | 41 | [5 empty] | 3.3 | 37.94 |  |  |  | 8.9 | 48.02 |  |  |  |  | 2.2 | 35.96 |  |  |  |  | 11.1 | 51.98
1994-05-03 | 23:00 | 12.8 | 55.04 | WEEKDAY | #N/A | 1987-05-03 | 23:00 | 9.4 | 48.92 |  |  | 1994-05-03 | 23:00 | 8.8 | 47.84 |  |  | 1999-05-03 | 23:00 | 12.8 | 55.04 | [5 empty] | 17.2 | 62.96 |  |  |  | 11 | 51.8 |  |  |  |  | 7.2 | 44.96 |  |  |  |  | 2.8 | 37.04 | [5 empty] | 3.9 | 39.02 |  |  |  | 8.3 | 46.94 |  |  |  |  | 3.3 | 37.94 |  |  |  |  | 10 | 50
1994-05-03 | 24:00 | 12.8 | 55.04 | WEEKDAY | #N/A | 1987-05-03 | 24:00 | 9.4 | 48.92 |  |  | 1994-05-03 | 24:00 | 8.8 | 47.84 |  |  | 1999-05-03 | 24:00 | 12.8 | 55.04 | [5 empty] | 16.7 | 62.06 |  |  |  | 11 | 51.8 |  |  |  |  | 7.2 | 44.96 |  |  |  |  | 1.1 | 33.98 | [5 empty] | 3.9 | 39.02 |  |  |  | 8.3 | 46.94 |  |  |  |  | 1.7 | 35.06 |  |  |  |  | 8.9 | 48.02
1994-05-04 | 1:00 | 12.8 | 55.04 | WEEKDAY | #N/A | 1987-05-04 | 1:00 | 9.4 | 48.92 |  |  | 1994-05-04 | 1:00 | 8.3 | 46.94 |  |  | 1999-05-04 | 1:00 | 12.2 | 53.96 | [5 empty] | 17.2 | 62.96 |  |  |  | 11 | 51.8 |  |  |  |  | 7.2 | 44.96 |  |  |  |  | 0.6 | 33.08 | [5 empty] | 3.3 | 37.94 |  |  |  | 7.8 | 46.04 |  |  |  |  | 1.1 | 33.98 |  |  |  |  | 7.8 | 46.04
1994-05-04 | 2:00 | 12.8 | 55.04 | WEEKDAY | #N/A | 1987-05-04 | 2:00 | 8.9 | 48.02 |  |  | 1994-05-04 | 2:00 | 8.3 | 46.94 |  |  | 1999-05-04 | 2:00 | 10 | 50 | [5 empty] | 16.7 | 62.06 |  |  |  | 9 | 48.2 |  |  |  |  | 5.6 | 42.08 |  |  |  |  | -0.6 | 30.92 | [5 empty] | 2.2 | 35.96 |  |  |  | 7.2 | 44.96 |  |  |  |  | 0.6 | 33.08 |  |  |  |  | 7.2 | 44.96
1994-05-04 | 3:00 | 12.8 | 55.04 | WEEKDAY | #N/A | 1987-05-04 | 3:00 | 8.9 | 48.02 |  |  | 1994-05-04 | 3:00 | 8.3 | 46.94 |  |  | 1999-05-04 | 3:00 | 10 | 50 | [5 empty] | 16.1 | 60.98 |  |  |  | 9 | 48.2 |  |  |  |  | 5 | 41 |  |  |  |  | -1.1 | 30.02 | [5 empty] | 1.7 | 35.06 |  |  |  | 6.7 | 44.06 |  |  |  |  | 0 | 32 |  |  |  |  | 5.6 | 42.08
1994-05-04 | 4:00 | 11.1 | 51.98 | WEEKDAY | #N/A | 1987-05-04 | 4:00 | 8.3 | 46.94 |  |  | 1994-05-04 | 4:00 | 8.3 | 46.94 |  |  | 1999-05-04 | 4:00 | 10 | 50 | [5 empty] | 15 | 59 |  |  |  | 9 | 48.2 |  |  |  |  | 3.9 | 39.02 |  |  |  |  | -1.7 | 28.94 | [5 empty] | 1.1 | 33.98 |  |  |  | 6.1 | 42.98 |  |  |  |  | 0.6 | 33.08 |  |  |  |  | 5.6 | 42.08
1994-05-04 | 5:00 | 10.6 | 51.08 | WEEKDAY | #N/A | 1987-05-04 | 5:00 | 8.3 | 46.94 |  |  | 1994-05-04 | 5:00 | 8.3 | 46.94 |  |  | 1999-05-04 | 5:00 | 10 | 50 | [5 empty] | 15.6 | 60.08 |  |  |  | 7 | 44.6 |  |  |  |  | 4.4 | 39.92 |  |  |  |  | -1.1 | 30.02 | [5 empty] | 1.7 | 35.06 |  |  |  | 4.4 | 39.92 |  |  |  |  | -0.6 | 30.92 |  |  |  |  | 4.4 | 39.92
1994-05-04 | 6:00 | 10.6 | 51.08 | WEEKDAY | #N/A | 1987-05-04 | 6:00 | 8.3 | 46.94 |  |  | 1994-05-04 | 6:00 | 9.4 | 48.92 |  |  | 1999-05-04 | 6:00 | 11 | 51.8 | [5 empty] | 17.2 | 62.96 |  |  |  | 9 | 48.2 |  |  |  |  | 4.4 | 39.92 |  |  |  |  | 4.4 | 39.92 | [5 empty] | 5.6 | 42.08 |  |  |  | 4.4 | 39.92 |  |  |  |  | 0 | 32 |  |  |  |  | 6.1 | 42.98
1994-05-04 | 7:00 | 12.2 | 53.96 | WEEKDAY | #N/A | 1987-05-04 | 7:00 | 8.3 | 46.94 |  |  | 1994-05-04 | 7:00 | 10 | 50 |  |  | 1999-05-04 | 7:00 | 10.6 | 51.08 | [5 empty] | 20.6 | 69.08 |  |  |  | 12 | 53.6 |  |  |  |  | 5.6 | 42.08 |  |  |  |  | 8.9 | 48.02 | [5 empty] | 9.4 | 48.92 |  |  |  | 6.7 | 44.06 |  |  |  |  | 2.8 | 37.04 |  |  |  |  | 10 | 50
1994-05-04 | 8:00 | 14.4 | 57.92 | WEEKDAY | #N/A | 1987-05-04 | 8:00 | 8.9 | 48.02 |  |  | 1994-05-04 | 8:00 | 10 | 50 |  |  | 1999-05-04 | 8:00 | 11.1 | 51.98 | [5 empty] | 23.3 | 73.94 |  |  |  | 14.6 | 58.28 |  |  |  |  | 9.4 | 48.92 |  |  |  |  | 11.7 | 53.06 | [5 empty] | 12.8 | 55.04 |  |  |  | 10 | 50 |  |  |  |  | 5.6 | 42.08 |  |  |  |  | 12.2 | 53.96
1994-05-04 | 9:00 | 15.6 | 60.08 | WEEKDAY | #N/A | 1987-05-04 | 9:00 | 9.4 | 48.92 |  |  | 1994-05-04 | 9:00 | 12.2 | 53.96 |  |  | 1999-05-04 | 9:00 | 11.7 | 53.06 | [5 empty] | 27.2 | 80.96 |  |  |  | 17 | 62.6 |  |  |  |  | 12.2 | 53.96 |  |  |  |  | 13.9 | 57.02 | [5 empty] | 14.4 | 57.92 |  |  |  | 12.8 | 55.04 |  |  |  |  | 7.8 | 46.04 |  |  |  |  | 15 | 59
1994-05-04 | 10:00 | 16.1 | 60.98 | WEEKDAY | #N/A | 1987-05-04 | 10:00 | 8.9 | 48.02 |  |  | 1994-05-04 | 10:00 | 13.8 | 56.84 |  |  | 1999-05-04 | 10:00 | 12.2 | 53.96 | [5 empty] | 28.9 | 84.02 |  |  |  | 18 | 64.4 |  |  |  |  | 13.3 | 55.94 |  |  |  |  | 13.9 | 57.02 | [5 empty] | 15 | 59 |  |  |  | 14.4 | 57.92 |  |  |  |  | 10 | 50 |  |  |  |  | 18.9 | 66.02
1994-05-04 | 11:00 | 16.7 | 62.06 | WEEKDAY | #N/A | 1987-05-04 | 11:00 | 8.9 | 48.02 |  |  | 1994-05-04 | 11:00 | 15 | 59 |  |  | 1999-05-04 | 11:00 | 12.8 | 55.04 | [5 empty] | 30.6 | 87.08 |  |  |  | 19 | 66.2 |  |  |  |  | 14.4 | 57.92 |  |  |  |  | 15.6 | 60.08 | [5 empty] | 16.7 | 62.06 |  |  |  | 15 | 59 |  |  |  |  | 10.6 | 51.08 |  |  |  |  | 19.4 | 66.92
1994-05-04 | 12:00 | 15.6 | 60.08 | WEEKDAY | #N/A | 1987-05-04 | 12:00 | 8.9 | 48.02 |  |  | 1994-05-04 | 12:00 | 14.4 | 57.92 |  |  | 1999-05-04 | 12:00 | 14.4 | 57.92 | [5 empty] | 31.7 | 89.06 |  |  |  | 21 | 69.8 |  |  |  |  | 15.6 | 60.08 |  |  |  |  | 16.7 | 62.06 | [5 empty] | 17.8 | 64.04 |  |  |  | 15 | 59 |  |  |  |  | 12.8 | 55.04 |  |  |  |  | 19.4 | 66.92
1994-05-04 | 13:00 | 16.1 | 60.98 | WEEKDAY | #N/A | 1987-05-04 | 13:00 | 8.9 | 48.02 |  |  | 1994-05-04 | 13:00 | 14.4 | 57.92 |  |  | 1999-05-04 | 13:00 | 15 | 59 | [5 empty] | 32.2 | 89.96 |  |  |  | 22 | 71.6 |  |  |  |  | 16.7 | 62.06 |  |  |  |  | 17.8 | 64.04 | [5 empty] | 18.3 | 64.94 |  |  |  | 16.1 | 60.98 |  |  |  |  | 13.9 | 57.02 |  |  |  |  | 19.4 | 66.92
1994-05-04 | 14:00 | 14.4 | 57.92 | WEEKDAY | #N/A | 1987-05-04 | 14:00 | 9.4 | 48.92 |  |  | 1994-05-04 | 14:00 | 15.5 | 59.9 |  |  | 1999-05-04 | 14:00 | 16.1 | 60.98 | [5 empty] | 31.1 | 87.98 |  |  |  | 21 | 69.8 |  |  |  |  | 17.2 | 62.96 |  |  |  |  | 18.3 | 64.94 | [5 empty] | 18.3 | 64.94 |  |  |  | 16.7 | 62.06 |  |  |  |  | 13.9 | 57.02 |  |  |  |  | 21.7 | 71.06
1994-05-04 | 15:00 | 13.9 | 57.02 | WEEKDAY | #N/A | 1987-05-04 | 15:00 | 9.4 | 48.92 |  |  | 1994-05-04 | 15:00 | 15 | 59 |  |  | 1999-05-04 | 15:00 | 15.6 | 60.08 | [5 empty] | 30 | 86 |  |  |  | 21 | 69.8 |  |  |  |  | 17.8 | 64.04 |  |  |  |  | 18.9 | 66.02 | [5 empty] | 18.3 | 64.94 |  |  |  | 16.1 | 60.98 |  |  |  |  | 13.3 | 55.94 |  |  |  |  | 20.6 | 69.08
1994-05-04 | 16:00 | 12.8 | 55.04 | WEEKDAY | #N/A | 1987-05-04 | 16:00 | 8.9 | 48.02 |  |  | 1994-05-04 | 16:00 | 12.7 | 54.86 |  |  | 1999-05-04 | 16:00 | 15.6 | 60.08 | [5 empty] | 26.1 | 78.98 |  |  |  | 21 | 69.8 |  |  |  |  | 17.8 | 64.04 |  |  |  |  | 18.9 | 66.02 | [5 empty] | 18.3 | 64.94 |  |  |  | 15.6 | 60.08 |  |  |  |  | 13.3 | 55.94 |  |  |  |  | 21.1 | 69.98
1994-05-04 | 17:00 | 12.8 | 55.04 | WEEKDAY | #N/A | 1987-05-04 | 17:00 | 8.9 | 48.02 |  |  | 1994-05-04 | 17:00 | 12.7 | 54.86 |  |  | 1999-05-04 | 17:00 | 14.4 | 57.92 | [5 empty] | 23.9 | 75.02 |  |  |  | 19 | 66.2 |  |  |  |  | 17.8 | 64.04 |  |  |  |  | 17.8 | 64.04 | [5 empty] | 17.2 | 62.96 |  |  |  | 15 | 59 |  |  |  |  | 13.9 | 57.02 |  |  |  |  | 21.7 | 71.06
1994-05-04 | 18:00 | 12.8 | 55.04 | WEEKDAY | #N/A | 1987-05-04 | 18:00 | 8.3 | 46.94 |  |  | 1994-05-04 | 18:00 | 11.6 | 52.88 |  |  | 1999-05-04 | 18:00 | 15 | 59 | [5 empty] | 23.3 | 73.94 |  |  |  | 18 | 64.4 |  |  |  |  | 17.2 | 62.96 |  |  |  |  | 16.7 | 62.06 | [5 empty] | 16.1 | 60.98 |  |  |  | 14.4 | 57.92 |  |  |  |  | 13.9 | 57.02 |  |  |  |  | 20 | 68
1994-05-04 | 19:00 | 11.7 | 53.06 | WEEKDAY | #N/A | 1987-05-04 | 19:00 | 7.8 | 46.04 |  |  | 1994-05-04 | 19:00 | 11.1 | 51.98 |  |  | 1999-05-04 | 19:00 | 15 | 59 | [5 empty] | 21.1 | 69.98 |  |  |  | 17 | 62.6 |  |  |  |  | 16.1 | 60.98 |  |  |  |  | 15.6 | 60.08 | [5 empty] | 15.6 | 60.08 |  |  |  | 13.9 | 57.02 |  |  |  |  | 13.9 | 57.02 |  |  |  |  | 16.7 | 62.06
1994-05-04 | 20:00 | 11.1 | 51.98 | WEEKDAY | #N/A | 1987-05-04 | 20:00 | 7.8 | 46.04 |  |  | 1994-05-04 | 20:00 | 10.5 | 50.9 |  |  | 1999-05-04 | 20:00 | 15 | 59 | [5 empty] | 20.6 | 69.08 |  |  |  | 16 | 60.8 |  |  |  |  | 14.4 | 57.92 |  |  |  |  | 14.4 | 57.92 | [5 empty] | 14.4 | 57.92 |  |  |  | 12.2 | 53.96 |  |  |  |  | 12.8 | 55.04 |  |  |  |  | 13.3 | 55.94
1994-05-04 | 21:00 | 10.6 | 51.08 | WEEKDAY | #N/A | 1987-05-04 | 21:00 | 7.2 | 44.96 |  |  | 1994-05-04 | 21:00 | 10 | 50 |  |  | 1999-05-04 | 21:00 | 14.4 | 57.92 | [5 empty] | 19.4 | 66.92 |  |  |  | 16 | 60.8 |  |  |  |  | 13.9 | 57.02 |  |  |  |  | 14.4 | 57.92 | [5 empty] | 13.3 | 55.94 |  |  |  | 11.7 | 53.06 |  |  |  |  | 12.2 | 53.96 |  |  |  |  | 13.3 | 55.94
1994-05-04 | 22:00 | 10.6 | 51.08 | WEEKDAY | #N/A | 1987-05-04 | 22:00 | 7.2 | 44.96 |  |  | 1994-05-04 | 22:00 | 10.5 | 50.9 |  |  | 1999-05-04 | 22:00 | 14.4 | 57.92 | [5 empty] | 20 | 68 |  |  |  | 16 | 60.8 |  |  |  |  | 13.3 | 55.94 |  |  |  |  | 13.3 | 55.94 | [5 empty] | 10.6 | 51.08 |  |  |  | 11.1 | 51.98 |  |  |  |  | 12.8 | 55.04 |  |  |  |  | 12.2 | 53.96
1994-05-04 | 23:00 | 10.6 | 51.08 | WEEKDAY | #N/A | 1987-05-04 | 23:00 | 7.2 | 44.96 |  |  | 1994-05-04 | 23:00 | 9.4 | 48.92 |  |  | 1999-05-04 | 23:00 | 13.9 | 57.02 | [5 empty] | 20.6 | 69.08 |  |  |  | 15 | 59 |  |  |  |  | 11.7 | 53.06 |  |  |  |  | 11.7 | 53.06 | [5 empty] | 10.6 | 51.08 |  |  |  | 10.6 | 51.08 |  |  |  |  | 12.2 | 53.96 |  |  |  |  | 11.1 | 51.98
1994-05-04 | 24:00 | 10.6 | 51.08 | WEEKDAY | #N/A | 1987-05-04 | 24:00 | 6.7 | 44.06 |  |  | 1994-05-04 | 24:00 | 9.4 | 48.92 |  |  | 1999-05-04 | 24:00 | 14.4 | 57.92 | [5 empty] | 20.6 | 69.08 |  |  |  | 15 | 59 |  |  |  |  | 11.7 | 53.06 |  |  |  |  | 11.7 | 53.06 | [5 empty] | 10.6 | 51.08 |  |  |  | 10 | 50 |  |  |  |  | 16.1 | 60.98 |  |  |  |  | 11.1 | 51.98
1994-05-05 | 1:00 | 10.6 | 51.08 | WEEKDAY | #N/A | 1987-05-05 | 1:00 | 7.2 | 44.96 |  |  | 1994-05-05 | 1:00 | 8.8 | 47.84 |  |  | 1999-05-05 | 1:00 | 14.4 | 57.92 | [5 empty] | 20.6 | 69.08 |  |  |  | 14 | 57.2 |  |  |  |  | 11.1 | 51.98 |  |  |  |  | 11.7 | 53.06 | [5 empty] | 10.6 | 51.08 |  |  |  | 10 | 50 |  |  |  |  | 17.2 | 62.96 |  |  |  |  | 8.9 | 48.02
1994-05-05 | 2:00 | 11.1 | 51.98 | WEEKDAY | #N/A | 1987-05-05 | 2:00 | 6.7 | 44.06 |  |  | 1994-05-05 | 2:00 | 9.4 | 48.92 |  |  | 1999-05-05 | 2:00 | 13.9 | 57.02 | [5 empty] | 22.2 | 71.96 |  |  |  | 13 | 55.4 |  |  |  |  | 10.6 | 51.08 |  |  |  |  | 12.2 | 53.96 | [5 empty] | 10.6 | 51.08 |  |  |  | 10 | 50 |  |  |  |  | 17.2 | 62.96 |  |  |  |  | 8.3 | 46.94
1994-05-05 | 3:00 | 11.1 | 51.98 | WEEKDAY | #N/A | 1987-05-05 | 3:00 | 7.2 | 44.96 |  |  | 1994-05-05 | 3:00 | 9.4 | 48.92 |  |  | 1999-05-05 | 3:00 | 13.9 | 57.02 | [5 empty] | 21.1 | 69.98 |  |  |  | 13 | 55.4 |  |  |  |  | 10.6 | 51.08 |  |  |  |  | 12.8 | 55.04 | [5 empty] | 11.1 | 51.98 |  |  |  | 10.6 | 51.08 |  |  |  |  | 16.7 | 62.06 |  |  |  |  | 8.3 | 46.94
1994-05-05 | 4:00 | 11.1 | 51.98 | WEEKDAY | #N/A | 1987-05-05 | 4:00 | 6.7 | 44.06 |  |  | 1994-05-05 | 4:00 | 10 | 50 |  |  | 1999-05-05 | 4:00 | 13.3 | 55.94 | [5 empty] | 20.6 | 69.08 |  |  |  | 13 | 55.4 |  |  |  |  | 9.4 | 48.92 |  |  |  |  | 11.1 | 51.98 | [5 empty] | 11.1 | 51.98 |  |  |  | 10.6 | 51.08 |  |  |  |  | 16.7 | 62.06 |  |  |  |  | 10 | 50
1994-05-05 | 5:00 | 11.7 | 53.06 | WEEKDAY | #N/A | 1987-05-05 | 5:00 | 7.2 | 44.96 |  |  | 1994-05-05 | 5:00 | 10 | 50 |  |  | 1999-05-05 | 5:00 | 13.3 | 55.94 | [5 empty] | 18.9 | 66.02 |  |  |  | 12 | 53.6 |  |  |  |  | 9.4 | 48.92 |  |  |  |  | 11.1 | 51.98 | [5 empty] | 10.6 | 51.08 |  |  |  | 10.6 | 51.08 |  |  |  |  | 18.3 | 64.94 |  |  |  |  | 9.4 | 48.92
1994-05-05 | 6:00 | 12.2 | 53.96 | WEEKDAY | #N/A | 1987-05-05 | 6:00 | 7.2 | 44.96 |  |  | 1994-05-05 | 6:00 | 10.5 | 50.9 |  |  | 1999-05-05 | 6:00 | 13.3 | 55.94 | [5 empty] | 18.9 | 66.02 |  |  |  | 13 | 55.4 |  |  |  |  | 10 | 50 |  |  |  |  | 11.1 | 51.98 | [5 empty] | 11.7 | 53.06 |  |  |  | 10 | 50 |  |  |  |  | 18.3 | 64.94 |  |  |  |  | 9.4 | 48.92
1994-05-05 | 7:00 | 13.3 | 55.94 | WEEKDAY | #N/A | 1987-05-05 | 7:00 | 7.2 | 44.96 |  |  | 1994-05-05 | 7:00 | 12.2 | 53.96 |  |  | 1999-05-05 | 7:00 | 13.3 | 55.94 | [5 empty] | 20.6 | 69.08 |  |  |  | 17 | 62.6 |  |  |  |  | 10.6 | 51.08 |  |  |  |  | 12.2 | 53.96 | [5 empty] | 13.9 | 57.02 |  |  |  | 10.6 | 51.08 |  |  |  |  | 18.3 | 64.94 |  |  |  |  | 10.6 | 51.08
1994-05-05 | 8:00 | 13.3 | 55.94 | WEEKDAY | #N/A | 1987-05-05 | 8:00 | 8.3 | 46.94 |  |  | 1994-05-05 | 8:00 | 12.7 | 54.86 |  |  | 1999-05-05 | 8:00 | 13.9 | 57.02 | [5 empty] | 20 | 68 |  |  |  | 19 | 66.2 |  |  |  |  | 11.1 | 51.98 |  |  |  |  | 13.3 | 55.94 | [5 empty] | 16.1 | 60.98 |  |  |  | 12.8 | 55.04 |  |  |  |  | 19.4 | 66.92 |  |  |  |  | 12.8 | 55.04
1994-05-05 | 9:00 | 14.4 | 57.92 | WEEKDAY | #N/A | 1987-05-05 | 9:00 | 8.9 | 48.02 |  |  | 1994-05-05 | 9:00 | 13.8 | 56.84 |  |  | 1999-05-05 | 9:00 | 14.4 | 57.92 | [5 empty] | 19.4 | 66.92 |  |  |  | 22 | 71.6 |  |  |  |  | 13.3 | 55.94 |  |  |  |  | 14.4 | 57.92 | [5 empty] | 17.2 | 62.96 |  |  |  | 14.4 | 57.92 |  |  |  |  | 20 | 68 |  |  |  |  | 14.4 | 57.92
1994-05-05 | 10:00 | 16.1 | 60.98 | WEEKDAY | #N/A | 1987-05-05 | 10:00 | 8.9 | 48.02 |  |  | 1994-05-05 | 10:00 | 15 | 59 |  |  | 1999-05-05 | 10:00 | 15.6 | 60.08 | [5 empty] | 20 | 68 |  |  |  | 24 | 75.2 |  |  |  |  | 15 | 59 |  |  |  |  | 15.6 | 60.08 | [5 empty] | 18.3 | 64.94 |  |  |  | 15.6 | 60.08 |  |  |  |  | 21.7 | 71.06 |  |  |  |  | 15 | 59
1994-05-05 | 11:00 | 17.2 | 62.96 | WEEKDAY | #N/A | 1987-05-05 | 11:00 | 9.4 | 48.92 |  |  | 1994-05-05 | 11:00 | 16.1 | 60.98 |  |  | 1999-05-05 | 11:00 | 17.2 | 62.96 | [5 empty] | 21.1 | 69.98 |  |  |  | 25 | 77 |  |  |  |  | 15.6 | 60.08 |  |  |  |  | 17.8 | 64.04 | [5 empty] | 18.3 | 64.94 |  |  |  | 16.1 | 60.98 |  |  |  |  | 21.7 | 71.06 |  |  |  |  | 16.1 | 60.98
1994-05-05 | 12:00 | 17.8 | 64.04 | WEEKDAY | #N/A | 1987-05-05 | 12:00 | 9.4 | 48.92 |  |  | 1994-05-05 | 12:00 | 16.6 | 61.88 |  |  | 1999-05-05 | 12:00 | 19.4 | 66.92 | [5 empty] | 22.2 | 71.96 |  |  |  | 26 | 78.8 |  |  |  |  | 15.6 | 60.08 |  |  |  |  | 18.3 | 64.94 | [5 empty] | 16.7 | 62.06 |  |  |  | 17.2 | 62.96 |  |  |  |  | 23.3 | 73.94 |  |  |  |  | 17.8 | 64.04
1994-05-05 | 13:00 | 18.9 | 66.02 | WEEKDAY | #N/A | 1987-05-05 | 13:00 | 10 | 50 |  |  | 1994-05-05 | 13:00 | 18.3 | 64.94 |  |  | 1999-05-05 | 13:00 | 20 | 68 | [5 empty] | 18.3 | 64.94 |  |  |  | 27 | 80.6 |  |  |  |  | 15.6 | 60.08 |  |  |  |  | 19.4 | 66.92 | [5 empty] | 15 | 59 |  |  |  | 17.8 | 64.04 |  |  |  |  | 23.9 | 75.02 |  |  |  |  | 18.9 | 66.02
1994-05-05 | 14:00 | 20 | 68 | WEEKDAY | #N/A | 1987-05-05 | 14:00 | 9.4 | 48.92 |  |  | 1994-05-05 | 14:00 | 18.3 | 64.94 |  |  | 1999-05-05 | 14:00 | 18.9 | 66.02 | [5 empty] | 18.9 | 66.02 |  |  |  | 23 | 73.4 |  |  |  |  | 14.4 | 57.92 |  |  |  |  | 19.4 | 66.92 | [5 empty] | 14.4 | 57.92 |  |  |  | 16.1 | 60.98 |  |  |  |  | 23.9 | 75.02 |  |  |  |  | 21.1 | 69.98
1994-05-05 | 15:00 | 20.6 | 69.08 | WEEKDAY | #N/A | 1987-05-05 | 15:00 | 8.9 | 48.02 |  |  | 1994-05-05 | 15:00 | 19.4 | 66.92 |  |  | 1999-05-05 | 15:00 | 18.3 | 64.94 | [5 empty] | 20 | 68 |  |  |  | 26 | 78.8 |  |  |  |  | 13.3 | 55.94 |  |  |  |  | 17.8 | 64.04 | [5 empty] | 14.4 | 57.92 |  |  |  | 15.6 | 60.08 |  |  |  |  | 25 | 77 |  |  |  |  | 21.7 | 71.06
1994-05-05 | 16:00 | 21.7 | 71.06 | WEEKDAY | #N/A | 1987-05-05 | 16:00 | 9.4 | 48.92 |  |  | 1994-05-05 | 16:00 | 20 | 68 |  |  | 1999-05-05 | 16:00 | 17.2 | 62.96 | [5 empty] | 20.6 | 69.08 |  |  |  | 27 | 80.6 |  |  |  |  | 13.9 | 57.02 |  |  |  |  | 16.7 | 62.06 | [5 empty] | 14.4 | 57.92 |  |  |  | 15 | 59 |  |  |  |  | 22.8 | 73.04 |  |  |  |  | 21.1 | 69.98
1994-05-05 | 17:00 | 22.2 | 71.96 | WEEKDAY | #N/A | 1987-05-05 | 17:00 | 9.4 | 48.92 |  |  | 1994-05-05 | 17:00 | 20.5 | 68.9 |  |  | 1999-05-05 | 17:00 | 17.8 | 64.04 | [5 empty] | 20.6 | 69.08 |  |  |  | 28 | 82.4 |  |  |  |  | 13.3 | 55.94 |  |  |  |  | 15.6 | 60.08 | [5 empty] | 14.4 | 57.92 |  |  |  | 14.4 | 57.92 |  |  |  |  | 23.3 | 73.94 |  |  |  |  | 20 | 68
1994-05-05 | 18:00 | 21.7 | 71.06 | WEEKDAY | #N/A | 1987-05-05 | 18:00 | 9.4 | 48.92 |  |  | 1994-05-05 | 18:00 | 19.4 | 66.92 |  |  | 1999-05-05 | 18:00 | 15 | 59 | [5 empty] | 15.6 | 60.08 |  |  |  | 25 | 77 |  |  |  |  | 12.2 | 53.96 |  |  |  |  | 15.6 | 60.08 | [5 empty] | 14.4 | 57.92 |  |  |  | 11.7 | 53.06 |  |  |  |  | 23.3 | 73.94 |  |  |  |  | 20 | 68
1994-05-05 | 19:00 | 18.9 | 66.02 | WEEKDAY | #N/A | 1987-05-05 | 19:00 | 8.9 | 48.02 |  |  | 1994-05-05 | 19:00 | 17.7 | 63.86 |  |  | 1999-05-05 | 19:00 | 13.9 | 57.02 | [5 empty] | 13.3 | 55.94 |  |  |  | 19 | 66.2 |  |  |  |  | 11.7 | 53.06 |  |  |  |  | 15 | 59 | [5 empty] | 15 | 59 |  |  |  | 11.1 | 51.98 |  |  |  |  | 21.1 | 69.98 |  |  |  |  | 16.7 | 62.06
1994-05-05 | 20:00 | 16.7 | 62.06 | WEEKDAY | #N/A | 1987-05-05 | 20:00 | 8.9 | 48.02 |  |  | 1994-05-05 | 20:00 | 14.4 | 57.92 |  |  | 1999-05-05 | 20:00 | 13.3 | 55.94 | [5 empty] | 12.8 | 55.04 |  |  |  | 18 | 64.4 |  |  |  |  | 11.7 | 53.06 |  |  |  |  | 14.4 | 57.92 | [5 empty] | 14.4 | 57.92 |  |  |  | 10 | 50 |  |  |  |  | 20 | 68 |  |  |  |  | 15 | 59
1994-05-05 | 21:00 | 15.6 | 60.08 | WEEKDAY | #N/A | 1987-05-05 | 21:00 | 8.9 | 48.02 |  |  | 1994-05-05 | 21:00 | 13.8 | 56.84 |  |  | 1999-05-05 | 21:00 | 13.3 | 55.94 | [5 empty] | 12.2 | 53.96 |  |  |  | 16 | 60.8 |  |  |  |  | 11.1 | 51.98 |  |  |  |  | 15.6 | 60.08 | [5 empty] | 13.9 | 57.02 |  |  |  | 8.9 | 48.02 |  |  |  |  | 19.4 | 66.92 |  |  |  |  | 13.9 | 57.02
1994-05-05 | 22:00 | 15 | 59 | WEEKDAY | #N/A | 1987-05-05 | 22:00 | 8.3 | 46.94 |  |  | 1994-05-05 | 22:00 | 12.2 | 53.96 |  |  | 1999-05-05 | 22:00 | 13 | 55.4 | [5 empty] | 10.6 | 51.08 |  |  |  | 15 | 59 |  |  |  |  | 11.1 | 51.98 |  |  |  |  | 15 | 59 | [5 empty] | 13.3 | 55.94 |  |  |  | 8.3 | 46.94 |  |  |  |  | 19.4 | 66.92 |  |  |  |  | 13.3 | 55.94
1994-05-05 | 23:00 | 13.9 | 57.02 | WEEKDAY | #N/A | 1987-05-05 | 23:00 | 8.9 | 48.02 |  |  | 1994-05-05 | 23:00 | 10.5 | 50.9 |  |  | 1999-05-05 | 23:00 | 13.3 | 55.94 | [5 empty] | 10.6 | 51.08 |  |  |  | 15 | 59 |  |  |  |  | 11.1 | 51.98 |  |  |  |  | 12.8 | 55.04 | [5 empty] | 13.3 | 55.94 |  |  |  | 7.8 | 46.04 |  |  |  |  | 18.3 | 64.94 |  |  |  |  | 12.2 | 53.96
1994-05-05 | 24:00 | 13.3 | 55.94 | WEEKDAY | #N/A | 1987-05-05 | 24:00 | 8.9 | 48.02 |  |  | 1994-05-05 | 24:00 | 9.4 | 48.92 |  |  | 1999-05-05 | 24:00 | 13.9 | 57.02 | [5 empty] | 9.4 | 48.92 |  |  |  | 15 | 59 |  |  |  |  | 11.1 | 51.98 |  |  |  |  | 14.4 | 57.92 | [5 empty] | 12.8 | 55.04 |  |  |  | 10 | 50 |  |  |  |  | 16.7 | 62.06 |  |  |  |  | 12.8 | 55.04
1994-05-06 | 1:00 | 14.4 | 57.92 | WEEKDAY | #N/A | 1987-05-06 | 1:00 | 8.9 | 48.02 |  |  | 1994-05-06 | 1:00 | 8.3 | 46.94 |  |  | 1999-05-06 | 1:00 | 13.9 | 57.02 | [5 empty] | 10.6 | 51.08 |  |  |  | 14 | 57.2 |  |  |  |  | 10.6 | 51.08 |  |  |  |  | 15 | 59 | [5 empty] | 12.2 | 53.96 |  |  |  | 10 | 50 |  |  |  |  | 17.2 | 62.96 |  |  |  |  | 11.7 | 53.06
1994-05-06 | 2:00 | 15.6 | 60.08 | WEEKDAY | #N/A | 1987-05-06 | 2:00 | 8.9 | 48.02 |  |  | 1994-05-06 | 2:00 | 10 | 50 |  |  | 1999-05-06 | 2:00 | 13.3 | 55.94 | [5 empty] | 10.6 | 51.08 |  |  |  | 12.9 | 55.22 |  |  |  |  | 10.6 | 51.08 |  |  |  |  | 13.9 | 57.02 | [5 empty] | 12.8 | 55.04 |  |  |  | 8.9 | 48.02 |  |  |  |  | 17.2 | 62.96 |  |  |  |  | 8.9 | 48.02
1994-05-06 | 3:00 | 14.4 | 57.92 | WEEKDAY | #N/A | 1987-05-06 | 3:00 | 8.9 | 48.02 |  |  | 1994-05-06 | 3:00 | 10 | 50 |  |  | 1999-05-06 | 3:00 | 12.8 | 55.04 | [5 empty] | 10 | 50 |  |  |  | 12 | 53.6 |  |  |  |  | 10.6 | 51.08 |  |  |  |  | 12.8 | 55.04 | [5 empty] | 12.8 | 55.04 |  |  |  | 9.4 | 48.92 |  |  |  |  | 18.3 | 64.94 |  |  |  |  | 8.3 | 46.94
1994-05-06 | 4:00 | 15 | 59 | WEEKDAY | #N/A | 1987-05-06 | 4:00 | 9.4 | 48.92 |  |  | 1994-05-06 | 4:00 | 9.4 | 48.92 |  |  | 1999-05-06 | 4:00 | 12.8 | 55.04 | [5 empty] | 10 | 50 |  |  |  | 12 | 53.6 |  |  |  |  | 10.6 | 51.08 |  |  |  |  | 12.2 | 53.96 | [5 empty] | 13.3 | 55.94 |  |  |  | 7.2 | 44.96 |  |  |  |  | 17.8 | 64.04 |  |  |  |  | 8.3 | 46.94
1994-05-06 | 5:00 | 15.6 | 60.08 | WEEKDAY | #N/A | 1987-05-06 | 5:00 | 8.9 | 48.02 |  |  | 1994-05-06 | 5:00 | 10.5 | 50.9 |  |  | 1999-05-06 | 5:00 | 12.8 | 55.04 | [5 empty] | 8.9 | 48.02 |  |  |  | 12 | 53.6 |  |  |  |  | 10 | 50 |  |  |  |  | 10 | 50 | [5 empty] | 13.3 | 55.94 |  |  |  | 6.7 | 44.06 |  |  |  |  | 16.7 | 62.06 |  |  |  |  | 7.8 | 46.04
1994-05-06 | 6:00 | 16.1 | 60.98 | WEEKDAY | #N/A | 1987-05-06 | 6:00 | 8.9 | 48.02 |  |  | 1994-05-06 | 6:00 | 11.6 | 52.88 |  |  | 1999-05-06 | 6:00 | 13.3 | 55.94 | [5 empty] | 10 | 50 |  |  |  | 12 | 53.6 |  |  |  |  | 10 | 50 |  |  |  |  | 9.4 | 48.92 | [5 empty] | 13.3 | 55.94 |  |  |  | 7.2 | 44.96 |  |  |  |  | 17.2 | 62.96 |  |  |  |  | 7.2 | 44.96
1994-05-06 | 7:00 | 15 | 59 | WEEKDAY | #N/A | 1987-05-06 | 7:00 | 9.4 | 48.92 |  |  | 1994-05-06 | 7:00 | 11.1 | 51.98 |  |  | 1999-05-06 | 7:00 | 13.9 | 57.02 | [5 empty] | 11.7 | 53.06 |  |  |  | 15 | 59 |  |  |  |  | 11.1 | 51.98 |  |  |  |  | 8.9 | 48.02 | [5 empty] | 13.9 | 57.02 |  |  |  | 8.3 | 46.94 |  |  |  |  | 16.7 | 62.06 |  |  |  |  | 8.3 | 46.94
1994-05-06 | 8:00 | 13.3 | 55.94 | WEEKDAY | #N/A | 1987-05-06 | 8:00 | 11.1 | 51.98 |  |  | 1994-05-06 | 8:00 | 10 | 50 |  |  | 1999-05-06 | 8:00 | 15 | 59 | [5 empty] | 12.2 | 53.96 |  |  |  | 21 | 69.8 |  |  |  |  | 12.2 | 53.96 |  |  |  |  | 9.4 | 48.92 | [5 empty] | 14.4 | 57.92 |  |  |  | 10 | 50 |  |  |  |  | 18.9 | 66.02 |  |  |  |  | 10 | 50
1994-05-06 | 9:00 | 13.3 | 55.94 | WEEKDAY | #N/A | 1987-05-06 | 9:00 | 11.7 | 53.06 |  |  | 1994-05-06 | 9:00 | 11.1 | 51.98 |  |  | 1999-05-06 | 9:00 | 15 | 59 | [5 empty] | 13.3 | 55.94 |  |  |  | 23.3 | 73.94 |  |  |  |  | 13.9 | 57.02 |  |  |  |  | 8.9 | 48.02 | [5 empty] | 13.9 | 57.02 |  |  |  | 10.6 | 51.08 |  |  |  |  | 20 | 68 |  |  |  |  | 10 | 50
1994-05-06 | 10:00 | 14.4 | 57.92 | WEEKDAY | #N/A | 1987-05-06 | 10:00 | 13.3 | 55.94 |  |  | 1994-05-06 | 10:00 | 11.6 | 52.88 |  |  | 1999-05-06 | 10:00 | 15 | 59 | [5 empty] | 14.4 | 57.92 |  |  |  | 25.2 | 77.36 |  |  |  |  | 15.6 | 60.08 |  |  |  |  | 9.4 | 48.92 | [5 empty] | 13.9 | 57.02 |  |  |  | 12.2 | 53.96 |  |  |  |  | 24.4 | 75.92 |  |  |  |  | 10.6 | 51.08
1994-05-06 | 11:00 | 16.1 | 60.98 | WEEKDAY | #N/A | 1987-05-06 | 11:00 | 12.8 | 55.04 |  |  | 1994-05-06 | 11:00 | 13.8 | 56.84 |  |  | 1999-05-06 | 11:00 | 15 | 59 | [5 empty] | 15.6 | 60.08 |  |  |  | 27 | 80.6 |  |  |  |  | 16.7 | 62.06 |  |  |  |  | 9.4 | 48.92 | [5 empty] | 13.9 | 57.02 |  |  |  | 13.3 | 55.94 |  |  |  |  | 23.3 | 73.94 |  |  |  |  | 10.6 | 51.08
1994-05-06 | 12:00 | 17.2 | 62.96 | WEEKDAY | #N/A | 1987-05-06 | 12:00 | 13.9 | 57.02 |  |  | 1994-05-06 | 12:00 | 16.1 | 60.98 |  |  | 1999-05-06 | 12:00 | 15 | 59 | [5 empty] | 15.6 | 60.08 |  |  |  | 28 | 82.4 |  |  |  |  | 17.2 | 62.96 |  |  |  |  | 10 | 50 | [5 empty] | 13.3 | 55.94 |  |  |  | 11.7 | 53.06 |  |  |  |  | 23.9 | 75.02 |  |  |  |  | 11.7 | 53.06
1994-05-06 | 13:00 | 14.4 | 57.92 | WEEKDAY | #N/A | 1987-05-06 | 13:00 | 13.9 | 57.02 |  |  | 1994-05-06 | 13:00 | 10 | 50 |  |  | 1999-05-06 | 13:00 | 16.1 | 60.98 | [5 empty] | 15 | 59 |  |  |  | 29 | 84.2 |  |  |  |  | 17.8 | 64.04 |  |  |  |  | 10 | 50 | [5 empty] | 13.3 | 55.94 |  |  |  | 12.2 | 53.96 |  |  |  |  | 23.3 | 73.94 |  |  |  |  | 12.2 | 53.96
1994-05-06 | 14:00 | 16.7 | 62.06 | WEEKDAY | #N/A | 1987-05-06 | 14:00 | 14.4 | 57.92 |  |  | 1994-05-06 | 14:00 | 14.4 | 57.92 |  |  | 1999-05-06 | 14:00 | 16.1 | 60.98 | [5 empty] | 15 | 59 |  |  |  | 29 | 84.2 |  |  |  |  | 16.1 | 60.98 |  |  |  |  | 10.6 | 51.08 | [5 empty] | 12.8 | 55.04 |  |  |  | 12.2 | 53.96 |  |  |  |  | 23.9 | 75.02 |  |  |  |  | 12.2 | 53.96
1994-05-06 | 15:00 | 16.1 | 60.98 | WEEKDAY | #N/A | 1987-05-06 | 15:00 | 15 | 59 |  |  | 1994-05-06 | 15:00 | 13.8 | 56.84 |  |  | 1999-05-06 | 15:00 | 15.6 | 60.08 | [5 empty] | 15 | 59 |  |  |  | 30 | 86 |  |  |  |  | 16.7 | 62.06 |  |  |  |  | 10 | 50 | [5 empty] | 12.8 | 55.04 |  |  |  | 12.2 | 53.96 |  |  |  |  | 25.6 | 78.08 |  |  |  |  | 12.8 | 55.04
1994-05-06 | 16:00 | 15.6 | 60.08 | WEEKDAY | #N/A | 1987-05-06 | 16:00 | 16.1 | 60.98 |  |  | 1994-05-06 | 16:00 | 11.6 | 52.88 |  |  | 1999-05-06 | 16:00 | 13.9 | 57.02 | [5 empty] | 14.4 | 57.92 |  |  |  | 30 | 86 |  |  |  |  | 17.2 | 62.96 |  |  |  |  | 10.6 | 51.08 | [5 empty] | 12.2 | 53.96 |  |  |  | 13.3 | 55.94 |  |  |  |  | 24.4 | 75.92 |  |  |  |  | 12.2 | 53.96
1994-05-06 | 17:00 | 15 | 59 | WEEKDAY | #N/A | 1987-05-06 | 17:00 | 15.6 | 60.08 |  |  | 1994-05-06 | 17:00 | 12.7 | 54.86 |  |  | 1999-05-06 | 17:00 | 13.9 | 57.02 | [5 empty] | 13.3 | 55.94 |  |  |  | 29 | 84.2 |  |  |  |  | 15 | 59 |  |  |  |  | 10.6 | 51.08 | [5 empty] | 12.2 | 53.96 |  |  |  | 12.8 | 55.04 |  |  |  |  | 22.2 | 71.96 |  |  |  |  | 11.7 | 53.06
1994-05-06 | 18:00 | 14.4 | 57.92 | WEEKDAY | #N/A | 1987-05-06 | 18:00 | 16.1 | 60.98 |  |  | 1994-05-06 | 18:00 | 11.6 | 52.88 |  |  | 1999-05-06 | 18:00 | 13.3 | 55.94 | [5 empty] | 11.7 | 53.06 |  |  |  | 30 | 86 |  |  |  |  | 13.9 | 57.02 |  |  |  |  | 10 | 50 | [5 empty] | 12.2 | 53.96 |  |  |  | 11.1 | 51.98 |  |  |  |  | 21.1 | 69.98 |  |  |  |  | 11.1 | 51.98
1994-05-06 | 19:00 | 13.3 | 55.94 | WEEKDAY | #N/A | 1987-05-06 | 19:00 | 13.9 | 57.02 |  |  | 1994-05-06 | 19:00 | 10 | 50 |  |  | 1999-05-06 | 19:00 | 12.2 | 53.96 | [5 empty] | 10 | 50 |  |  |  | 24 | 75.2 |  |  |  |  | 13.3 | 55.94 |  |  |  |  | 10 | 50 | [5 empty] | 12.8 | 55.04 |  |  |  | 10.6 | 51.08 |  |  |  |  | 20.6 | 69.08 |  |  |  |  | 8.9 | 48.02
1994-05-06 | 20:00 | 12.2 | 53.96 | WEEKDAY | #N/A | 1987-05-06 | 20:00 | 13.3 | 55.94 |  |  | 1994-05-06 | 20:00 | 8.8 | 47.84 |  |  | 1999-05-06 | 20:00 | 12.8 | 55.04 | [5 empty] | 8.9 | 48.02 |  |  |  | 22 | 71.6 |  |  |  |  | 13.3 | 55.94 |  |  |  |  | 10 | 50 | [5 empty] | 12.8 | 55.04 |  |  |  | 8.9 | 48.02 |  |  |  |  | 18.9 | 66.02 |  |  |  |  | 6.7 | 44.06
1994-05-06 | 21:00 | 11.7 | 53.06 | WEEKDAY | #N/A | 1987-05-06 | 21:00 | 12.8 | 55.04 |  |  | 1994-05-06 | 21:00 | 8.8 | 47.84 |  |  | 1999-05-06 | 21:00 | 12.8 | 55.04 | [5 empty] | 7.2 | 44.96 |  |  |  | 19 | 66.2 |  |  |  |  | 12.8 | 55.04 |  |  |  |  | 10.6 | 51.08 | [5 empty] | 12.8 | 55.04 |  |  |  | 7.8 | 46.04 |  |  |  |  | 18.3 | 64.94 |  |  |  |  | 5.6 | 42.08
1994-05-06 | 22:00 | 11.1 | 51.98 | WEEKDAY | #N/A | 1987-05-06 | 22:00 | 12.2 | 53.96 |  |  | 1994-05-06 | 22:00 | 8.3 | 46.94 |  |  | 1999-05-06 | 22:00 | 12.2 | 53.96 | [5 empty] | 6.1 | 42.98 |  |  |  | 17 | 62.6 |  |  |  |  | 12.8 | 55.04 |  |  |  |  | 11.1 | 51.98 | [5 empty] | 12.2 | 53.96 |  |  |  | 6.7 | 44.06 |  |  |  |  | 18.9 | 66.02 |  |  |  |  | 4.4 | 39.92
1994-05-06 | 23:00 | 10.6 | 51.08 | WEEKDAY | #N/A | 1987-05-06 | 23:00 | 10.6 | 51.08 |  |  | 1994-05-06 | 23:00 | 8.3 | 46.94 |  |  | 1999-05-06 | 23:00 | 12.2 | 53.96 | [5 empty] | 5 | 41 |  |  |  | 16 | 60.8 |  |  |  |  | 12.8 | 55.04 |  |  |  |  | 11.7 | 53.06 | [5 empty] | 12.8 | 55.04 |  |  |  | 6.1 | 42.98 |  |  |  |  | 18.9 | 66.02 |  |  |  |  | 5 | 41
1994-05-06 | 24:00 | 10.6 | 51.08 | WEEKDAY | #N/A | 1987-05-06 | 24:00 | 10 | 50 |  |  | 1994-05-06 | 24:00 | 8.3 | 46.94 |  |  | 1999-05-06 | 24:00 | 11.7 | 53.06 | [5 empty] | 4.4 | 39.92 |  |  |  | 16 | 60.8 |  |  |  |  | 12.8 | 55.04 |  |  |  |  | 12.2 | 53.96 | [5 empty] | 12.2 | 53.96 |  |  |  | 6.7 | 44.06 |  |  |  |  | 18.9 | 66.02 |  |  |  |  | 2.8 | 37.04
1994-05-07 | 1:00 | 10.6 | 51.08 | SATURDAY | #N/A | 1987-05-07 | 1:00 | 9.4 | 48.92 |  |  | 1994-05-07 | 1:00 | 7.7 | 45.86 |  |  | 1999-05-07 | 1:00 | 11.7 | 53.06 | [5 empty] | 3.3 | 37.94 |  |  |  | 16 | 60.8 |  |  |  |  | 11.7 | 53.06 |  |  |  |  | 12.8 | 55.04 | [5 empty] | 10 | 50 |  |  |  | 6.1 | 42.98 |  |  |  |  | 18.9 | 66.02 |  |  |  |  | 0.6 | 33.08
1994-05-07 | 2:00 | 10 | 50 | SATURDAY | #N/A | 1987-05-07 | 2:00 | 9.4 | 48.92 |  |  | 1994-05-07 | 2:00 | 7.2 | 44.96 |  |  | 1999-05-07 | 2:00 | 11.7 | 53.06 | [5 empty] | 2.8 | 37.04 |  |  |  | 14 | 57.2 |  |  |  |  | 11.1 | 51.98 |  |  |  |  | 12.8 | 55.04 | [5 empty] | 9.4 | 48.92 |  |  |  | 5.6 | 42.08 |  |  |  |  | 18.3 | 64.94 |  |  |  |  | 2.2 | 35.96
1994-05-07 | 3:00 | 10.6 | 51.08 | SATURDAY | #N/A | 1987-05-07 | 3:00 | 9.4 | 48.92 |  |  | 1994-05-07 | 3:00 | 7.2 | 44.96 |  |  | 1999-05-07 | 3:00 | 11.7 | 53.06 | [5 empty] | 2.2 | 35.96 |  |  |  | 13 | 55.4 |  |  |  |  | 11.1 | 51.98 |  |  |  |  | 12.8 | 55.04 | [5 empty] | 9.4 | 48.92 |  |  |  | 5 | 41 |  |  |  |  | 18.3 | 64.94 |  |  |  |  | 1.1 | 33.98
1994-05-07 | 4:00 | 10 | 50 | SATURDAY | #N/A | 1987-05-07 | 4:00 | 9.4 | 48.92 |  |  | 1994-05-07 | 4:00 | 7.2 | 44.96 |  |  | 1999-05-07 | 4:00 | 12.2 | 53.96 | [5 empty] | 2.8 | 37.04 |  |  |  | 13 | 55.4 |  |  |  |  | 10.6 | 51.08 |  |  |  |  | 12.8 | 55.04 | [5 empty] | 8.9 | 48.02 |  |  |  | 4.4 | 39.92 |  |  |  |  | 17.2 | 62.96 |  |  |  |  | 1.7 | 35.06
1994-05-07 | 5:00 | 9.4 | 48.92 | SATURDAY | #N/A | 1987-05-07 | 5:00 | 9.4 | 48.92 |  |  | 1994-05-07 | 5:00 | 7.2 | 44.96 |  |  | 1999-05-07 | 5:00 | 12.8 | 55.04 | [5 empty] | 2.2 | 35.96 |  |  |  | 12 | 53.6 |  |  |  |  | 10.6 | 51.08 |  |  |  |  | 11.7 | 53.06 | [5 empty] | 8.3 | 46.94 |  |  |  | 3.9 | 39.02 |  |  |  |  | 17.2 | 62.96 |  |  |  |  | 1.1 | 33.98
1994-05-07 | 6:00 | 10 | 50 | SATURDAY | #N/A | 1987-05-07 | 6:00 | 11.7 | 53.06 |  |  | 1994-05-07 | 6:00 | 7.7 | 45.86 |  |  | 1999-05-07 | 6:00 | 12.8 | 55.04 | [5 empty] | 5.6 | 42.08 |  |  |  | 13 | 55.4 |  |  |  |  | 10 | 50 |  |  |  |  | 11.1 | 51.98 | [5 empty] | 8.3 | 46.94 |  |  |  | 4.4 | 39.92 |  |  |  |  | 17.2 | 62.96 |  |  |  |  | 1.1 | 33.98
1994-05-07 | 7:00 | 11.7 | 53.06 | SATURDAY | #N/A | 1987-05-07 | 7:00 | 14.4 | 57.92 |  |  | 1994-05-07 | 7:00 | 10 | 50 |  |  | 1999-05-07 | 7:00 | 12.8 | 55.04 | [5 empty] | 7.8 | 46.04 |  |  |  | 18 | 64.4 |  |  |  |  | 11.1 | 51.98 |  |  |  |  | 11.1 | 51.98 | [5 empty] | 9.4 | 48.92 |  |  |  | 6.7 | 44.06 |  |  |  |  | 18.9 | 66.02 |  |  |  |  | 2.2 | 35.96
1994-05-07 | 8:00 | 13.9 | 57.02 | SATURDAY | #N/A | 1987-05-07 | 8:00 | 17.8 | 64.04 |  |  | 1994-05-07 | 8:00 | 12.7 | 54.86 |  |  | 1999-05-07 | 8:00 | 12.8 | 55.04 | [5 empty] | 8.9 | 48.02 |  |  |  | 23 | 73.4 |  |  |  |  | 12.8 | 55.04 |  |  |  |  | 11.7 | 53.06 | [5 empty] | 10 | 50 |  |  |  | 10 | 50 |  |  |  |  | 19.4 | 66.92 |  |  |  |  | 2.8 | 37.04
1994-05-07 | 9:00 | 15.6 | 60.08 | SATURDAY | #N/A | 1987-05-07 | 9:00 | 20 | 68 |  |  | 1994-05-07 | 9:00 | 14.4 | 57.92 |  |  | 1999-05-07 | 9:00 | 13.3 | 55.94 | [5 empty] | 11.7 | 53.06 |  |  |  | 26 | 78.8 |  |  |  |  | 13.9 | 57.02 |  |  |  |  | 12.8 | 55.04 | [5 empty] | 11.1 | 51.98 |  |  |  | 12.8 | 55.04 |  |  |  |  | 20 | 68 |  |  |  |  | 5 | 41
1994-05-07 | 10:00 | 16.7 | 62.06 | SATURDAY | #N/A | 1987-05-07 | 10:00 | 21.7 | 71.06 |  |  | 1994-05-07 | 10:00 | 16.1 | 60.98 |  |  | 1999-05-07 | 10:00 | 13.9 | 57.02 | [5 empty] | 13.3 | 55.94 |  |  |  | 28 | 82.4 |  |  |  |  | 15.6 | 60.08 |  |  |  |  | 15 | 59 | [5 empty] | 12.8 | 55.04 |  |  |  | 12.8 | 55.04 |  |  |  |  | 20.6 | 69.08 |  |  |  |  | 7.2 | 44.96
1994-05-07 | 11:00 | 17.2 | 62.96 | SATURDAY | #N/A | 1987-05-07 | 11:00 | 22.8 | 73.04 |  |  | 1994-05-07 | 11:00 | 17.2 | 62.96 |  |  | 1999-05-07 | 11:00 | 14.4 | 57.92 | [5 empty] | 13.3 | 55.94 |  |  |  | 29 | 84.2 |  |  |  |  | 17.2 | 62.96 |  |  |  |  | 16.7 | 62.06 | [5 empty] | 14.4 | 57.92 |  |  |  | 13.9 | 57.02 |  |  |  |  | 19.4 | 66.92 |  |  |  |  | 8.3 | 46.94
1994-05-07 | 12:00 | 19.4 | 66.92 | SATURDAY | #N/A | 1987-05-07 | 12:00 | 24.4 | 75.92 |  |  | 1994-05-07 | 12:00 | 17.2 | 62.96 |  |  | 1999-05-07 | 12:00 | 13.9 | 57.02 | [5 empty] | 13.3 | 55.94 |  |  |  | 32 | 89.6 |  |  |  |  | 18.3 | 64.94 |  |  |  |  | 17.2 | 62.96 | [5 empty] | 15.6 | 60.08 |  |  |  | 14.4 | 57.92 |  |  |  |  | 20.6 | 69.08 |  |  |  |  | 10 | 50
1994-05-07 | 13:00 | 20 | 68 | SATURDAY | #N/A | 1987-05-07 | 13:00 | 25 | 77 |  |  | 1994-05-07 | 13:00 | 18.3 | 64.94 |  |  | 1999-05-07 | 13:00 | 14.4 | 57.92 | [5 empty] | 14.4 | 57.92 |  |  |  | 32 | 89.6 |  |  |  |  | 18.9 | 66.02 |  |  |  |  | 17.8 | 64.04 | [5 empty] | 16.7 | 62.06 |  |  |  | 14.4 | 57.92 |  |  |  |  | 21.1 | 69.98 |  |  |  |  | 10 | 50
1994-05-07 | 14:00 | 18.3 | 64.94 | SATURDAY | #N/A | 1987-05-07 | 14:00 | 25 | 77 |  |  | 1994-05-07 | 14:00 | 17.7 | 63.86 |  |  | 1999-05-07 | 14:00 | 14.4 | 57.92 | [5 empty] | 14.4 | 57.92 |  |  |  | 32 | 89.6 |  |  |  |  | 20 | 68 |  |  |  |  | 17.8 | 64.04 | [5 empty] | 16.7 | 62.06 |  |  |  | 15 | 59 |  |  |  |  | 20.6 | 69.08 |  |  |  |  | 10 | 50
1994-05-07 | 15:00 | 16.7 | 62.06 | SATURDAY | #N/A | 1987-05-07 | 15:00 | 25.6 | 78.08 |  |  | 1994-05-07 | 15:00 | 20.5 | 68.9 |  |  | 1999-05-07 | 15:00 | 14.4 | 57.92 | [5 empty] | 13.9 | 57.02 |  |  |  | 32 | 89.6 |  |  |  |  | 20 | 68 |  |  |  |  | 17.8 | 64.04 | [5 empty] | 17.8 | 64.04 |  |  |  | 15 | 59 |  |  |  |  | 20.6 | 69.08 |  |  |  |  | 11.1 | 51.98
1994-05-07 | 16:00 | 15.6 | 60.08 | SATURDAY | #N/A | 1987-05-07 | 16:00 | 23.3 | 73.94 |  |  | 1994-05-07 | 16:00 | 16.6 | 61.88 |  |  | 1999-05-07 | 16:00 | 15 | 59 | [5 empty] | 13.3 | 55.94 |  |  |  | 33 | 91.4 |  |  |  |  | 20.6 | 69.08 |  |  |  |  | 17.8 | 64.04 | [5 empty] | 17.2 | 62.96 |  |  |  | 15 | 59 |  |  |  |  | 20 | 68 |  |  |  |  | 11.7 | 53.06
1994-05-07 | 17:00 | 14.4 | 57.92 | SATURDAY | #N/A | 1987-05-07 | 17:00 | 22.2 | 71.96 |  |  | 1994-05-07 | 17:00 | 13.3 | 55.94 |  |  | 1999-05-07 | 17:00 | 15 | 59 | [5 empty] | 12.2 | 53.96 |  |  |  | 30 | 86 |  |  |  |  | 18.9 | 66.02 |  |  |  |  | 17.8 | 64.04 | [5 empty] | 16.7 | 62.06 |  |  |  | 15 | 59 |  |  |  |  | 20 | 68 |  |  |  |  | 12.2 | 53.96
1994-05-07 | 18:00 | 13.9 | 57.02 | SATURDAY | #N/A | 1987-05-07 | 18:00 | 20.6 | 69.08 |  |  | 1994-05-07 | 18:00 | 12.7 | 54.86 |  |  | 1999-05-07 | 18:00 | 14.4 | 57.92 | [5 empty] | 10.6 | 51.08 |  |  |  | 29 | 84.2 |  |  |  |  | 17.2 | 62.96 |  |  |  |  | 16.7 | 62.06 | [5 empty] | 16.1 | 60.98 |  |  |  | 13.9 | 57.02 |  |  |  |  | 18.3 | 64.94 |  |  |  |  | 11.1 | 51.98
1994-05-07 | 19:00 | 13.3 | 55.94 | SATURDAY | #N/A | 1987-05-07 | 19:00 | 20 | 68 |  |  | 1994-05-07 | 19:00 | 11.6 | 52.88 |  |  | 1999-05-07 | 19:00 | 14.4 | 57.92 | [5 empty] | 9.4 | 48.92 |  |  |  | 28 | 82.4 |  |  |  |  | 15.6 | 60.08 |  |  |  |  | 15 | 59 | [5 empty] | 14.4 | 57.92 |  |  |  | 13.3 | 55.94 |  |  |  |  | 16.1 | 60.98 |  |  |  |  | 11.1 | 51.98
1994-05-07 | 20:00 | 11.7 | 53.06 | SATURDAY | #N/A | 1987-05-07 | 20:00 | 19.4 | 66.92 |  |  | 1994-05-07 | 20:00 | 10.5 | 50.9 |  |  | 1999-05-07 | 20:00 | 14.4 | 57.92 | [5 empty] | 8.3 | 46.94 |  |  |  | 23 | 73.4 |  |  |  |  | 13.9 | 57.02 |  |  |  |  | 13.9 | 57.02 | [5 empty] | 13.9 | 57.02 |  |  |  | 11.1 | 51.98 |  |  |  |  | 13.9 | 57.02 |  |  |  |  | 8.3 | 46.94
1994-05-07 | 21:00 | 11.1 | 51.98 | SATURDAY | #N/A | 1987-05-07 | 21:00 | 18.9 | 66.02 |  |  | 1994-05-07 | 21:00 | 10 | 50 |  |  | 1999-05-07 | 21:00 | 13.9 | 57.02 | [5 empty] | 5.6 | 42.08 |  |  |  | 23 | 73.4 |  |  |  |  | 12.2 | 53.96 |  |  |  |  | 12.8 | 55.04 | [5 empty] | 13.9 | 57.02 |  |  |  | 10 | 50 |  |  |  |  | 12.2 | 53.96 |  |  |  |  | 7.8 | 46.04
1994-05-07 | 22:00 | 10.6 | 51.08 | SATURDAY | #N/A | 1987-05-07 | 22:00 | 17.2 | 62.96 |  |  | 1994-05-07 | 22:00 | 9.4 | 48.92 |  |  | 1999-05-07 | 22:00 | 13.3 | 55.94 | [5 empty] | 6.7 | 44.06 |  |  |  | 21 | 69.8 |  |  |  |  | 11.1 | 51.98 |  |  |  |  | 11.7 | 53.06 | [5 empty] | 12.8 | 55.04 |  |  |  | 9.4 | 48.92 |  |  |  |  | 11.7 | 53.06 |  |  |  |  | 6.7 | 44.06
1994-05-07 | 23:00 | 10.6 | 51.08 | SATURDAY | #N/A | 1987-05-07 | 23:00 | 14.4 | 57.92 |  |  | 1994-05-07 | 23:00 | 9.4 | 48.92 |  |  | 1999-05-07 | 23:00 | 13.3 | 55.94 | [5 empty] | 6.1 | 42.98 |  |  |  | 20.3 | 68.54 |  |  |  |  | 10.6 | 51.08 |  |  |  |  | 12.2 | 53.96 | [5 empty] | 11.1 | 51.98 |  |  |  | 8.3 | 46.94 |  |  |  |  | 11.7 | 53.06 |  |  |  |  | 6.1 | 42.98
1994-05-07 | 24:00 | 11.1 | 51.98 | SATURDAY | #N/A | 1987-05-07 | 24:00 | 14.4 | 57.92 |  |  | 1994-05-07 | 24:00 | 8.8 | 47.84 |  |  | 1999-05-07 | 24:00 | 13.9 | 57.02 | [5 empty] | 4.4 | 39.92 |  |  |  | 19.6 | 67.28 |  |  |  |  | 9.4 | 48.92 |  |  |  |  | 11.7 | 53.06 | [5 empty] | 9.4 | 48.92 |  |  |  | 6.7 | 44.06 |  |  |  |  | 10.6 | 51.08 |  |  |  |  | 5.6 | 42.08
1994-05-08 | 1:00 | 11.1 | 51.98 | SUNDAY | #N/A | 1987-05-08 | 1:00 | 15 | 59 |  |  | 1994-05-08 | 1:00 | 8.8 | 47.84 |  |  | 1999-05-08 | 1:00 | 13.3 | 55.94 | [5 empty] | 4.4 | 39.92 |  |  |  | 19 | 66.2 |  |  |  |  | 10 | 50 |  |  |  |  | 10.6 | 51.08 | [5 empty] | 7.8 | 46.04 |  |  |  | 5.6 | 42.08 |  |  |  |  | 9.4 | 48.92 |  |  |  |  | 4.4 | 39.92
1994-05-08 | 2:00 | 11.7 | 53.06 | SUNDAY | #N/A | 1987-05-08 | 2:00 | 13.9 | 57.02 |  |  | 1994-05-08 | 2:00 | 8.8 | 47.84 |  |  | 1999-05-08 | 2:00 | 13.3 | 55.94 | [5 empty] | 5 | 41 |  |  |  | 18.4 | 65.12 |  |  |  |  | 8.9 | 48.02 |  |  |  |  | 10 | 50 | [5 empty] | 5 | 41 |  |  |  | 3.9 | 39.02 |  |  |  |  | 7.2 | 44.96 |  |  |  |  | 3.9 | 39.02
1994-05-08 | 3:00 | 12.8 | 55.04 | SUNDAY | #N/A | 1987-05-08 | 3:00 | 13.3 | 55.94 |  |  | 1994-05-08 | 3:00 | 8.8 | 47.84 |  |  | 1999-05-08 | 3:00 | 12.8 | 55.04 | [5 empty] | 5 | 41 |  |  |  | 18 | 64.4 |  |  |  |  | 6.7 | 44.06 |  |  |  |  | 9.4 | 48.92 | [5 empty] | 3.3 | 37.94 |  |  |  | 2.8 | 37.04 |  |  |  |  | 8.3 | 46.94 |  |  |  |  | 3.3 | 37.94
1994-05-08 | 4:00 | 12.2 | 53.96 | SUNDAY | #N/A | 1987-05-08 | 4:00 | 12.8 | 55.04 |  |  | 1994-05-08 | 4:00 | 10 | 50 |  |  | 1999-05-08 | 4:00 | 12.8 | 55.04 | [5 empty] | 3.9 | 39.02 |  |  |  | 18 | 64.4 |  |  |  |  | 6.1 | 42.98 |  |  |  |  | 7.8 | 46.04 | [5 empty] | 3.3 | 37.94 |  |  |  | 3.3 | 37.94 |  |  |  |  | 8.3 | 46.94 |  |  |  |  | 2.8 | 37.04
1994-05-08 | 5:00 | 11.7 | 53.06 | SUNDAY | #N/A | 1987-05-08 | 5:00 | 12.8 | 55.04 |  |  | 1994-05-08 | 5:00 | 10 | 50 |  |  | 1999-05-08 | 5:00 | 12.8 | 55.04 | [5 empty] | 3.3 | 37.94 |  |  |  | 17 | 62.6 |  |  |  |  | 6.1 | 42.98 |  |  |  |  | 5.6 | 42.08 | [5 empty] | 2.8 | 37.04 |  |  |  | 3.3 | 37.94 |  |  |  |  | 7.8 | 46.04 |  |  |  |  | 3.3 | 37.94
1994-05-08 | 6:00 | 12.2 | 53.96 | SUNDAY | #N/A | 1987-05-08 | 6:00 | 12.2 | 53.96 |  |  | 1994-05-08 | 6:00 | 10.5 | 50.9 |  |  | 1999-05-08 | 6:00 | 13 | 55.4 | [5 empty] | 7.2 | 44.96 |  |  |  | 18.2 | 64.76 |  |  |  |  | 7.8 | 46.04 |  |  |  |  | 5.6 | 42.08 | [5 empty] | 5 | 41 |  |  |  | 3.9 | 39.02 |  |  |  |  | 7.8 | 46.04 |  |  |  |  | 2.8 | 37.04
1994-05-08 | 7:00 | 12.2 | 53.96 | SUNDAY | #N/A | 1987-05-08 | 7:00 | 12.8 | 55.04 |  |  | 1994-05-08 | 7:00 | 10.5 | 50.9 |  |  | 1999-05-08 | 7:00 | 12.8 | 55.04 | [5 empty] | 10.6 | 51.08 |  |  |  | 21 | 69.8 |  |  |  |  | 8.9 | 48.02 |  |  |  |  | 6.1 | 42.98 | [5 empty] | 5.6 | 42.08 |  |  |  | 5.6 | 42.08 |  |  |  |  | 10.6 | 51.08 |  |  |  |  | 3.9 | 39.02
1994-05-08 | 8:00 | 12.8 | 55.04 | SUNDAY | #N/A | 1987-05-08 | 8:00 | 12.2 | 53.96 |  |  | 1994-05-08 | 8:00 | 11.1 | 51.98 |  |  | 1999-05-08 | 8:00 | 13.3 | 55.94 | [5 empty] | 13.3 | 55.94 |  |  |  | 24 | 75.2 |  |  |  |  | 11.1 | 51.98 |  |  |  |  | 6.7 | 44.06 | [5 empty] | 6.7 | 44.06 |  |  |  | 7.2 | 44.96 |  |  |  |  | 12.2 | 53.96 |  |  |  |  | 5.6 | 42.08
1994-05-08 | 9:00 | 13.9 | 57.02 | SUNDAY | #N/A | 1987-05-08 | 9:00 | 13.3 | 55.94 |  |  | 1994-05-08 | 9:00 | 12.7 | 54.86 |  |  | 1999-05-08 | 9:00 | 14.4 | 57.92 | [5 empty] | 13.9 | 57.02 |  |  |  | 25 | 77 |  |  |  |  | 14.4 | 57.92 |  |  |  |  | 7.8 | 46.04 | [5 empty] | 7.2 | 44.96 |  |  |  | 8.3 | 46.94 |  |  |  |  | 13.3 | 55.94 |  |  |  |  | 7.2 | 44.96
1994-05-08 | 10:00 | 15 | 59 | SUNDAY | #N/A | 1987-05-08 | 10:00 | 14.4 | 57.92 |  |  | 1994-05-08 | 10:00 | 13.3 | 55.94 |  |  | 1999-05-08 | 10:00 | 14.4 | 57.92 | [5 empty] | 15 | 59 |  |  |  | 28 | 82.4 |  |  |  |  | 16.1 | 60.98 |  |  |  |  | 8.9 | 48.02 | [5 empty] | 8.3 | 46.94 |  |  |  | 10 | 50 |  |  |  |  | 13.3 | 55.94 |  |  |  |  | 8.3 | 46.94
1994-05-08 | 11:00 | 15 | 59 | SUNDAY | #N/A | 1987-05-08 | 11:00 | 15.6 | 60.08 |  |  | 1994-05-08 | 11:00 | 13.8 | 56.84 |  |  | 1999-05-08 | 11:00 | 13.9 | 57.02 | [5 empty] | 16.1 | 60.98 |  |  |  | 29 | 84.2 |  |  |  |  | 17.8 | 64.04 |  |  |  |  | 10 | 50 | [5 empty] | 9.4 | 48.92 |  |  |  | 11.7 | 53.06 |  |  |  |  | 13.3 | 55.94 |  |  |  |  | 10.6 | 51.08
1994-05-08 | 12:00 | 16.1 | 60.98 | SUNDAY | #N/A | 1987-05-08 | 12:00 | 17.8 | 64.04 |  |  | 1994-05-08 | 12:00 | 14.4 | 57.92 |  |  | 1999-05-08 | 12:00 | 13.9 | 57.02 | [5 empty] | 15.6 | 60.08 |  |  |  | 30 | 86 |  |  |  |  | 18.9 | 66.02 |  |  |  |  | 11.7 | 53.06 | [5 empty] | 9.4 | 48.92 |  |  |  | 12.8 | 55.04 |  |  |  |  | 12.8 | 55.04 |  |  |  |  | 12.2 | 53.96
1994-05-08 | 13:00 | 16.7 | 62.06 | SUNDAY | #N/A | 1987-05-08 | 13:00 | 17.8 | 64.04 |  |  | 1994-05-08 | 13:00 | 14.4 | 57.92 |  |  | 1999-05-08 | 13:00 | 14.4 | 57.92 | [5 empty] | 16.1 | 60.98 |  |  |  | 31 | 87.8 |  |  |  |  | 20.6 | 69.08 |  |  |  |  | 12.2 | 53.96 | [5 empty] | 10.6 | 51.08 |  |  |  | 13.9 | 57.02 |  |  |  |  | 12.8 | 55.04 |  |  |  |  | 13.9 | 57.02
1994-05-08 | 14:00 | 16.1 | 60.98 | SUNDAY | #N/A | 1987-05-08 | 14:00 | 17.8 | 64.04 |  |  | 1994-05-08 | 14:00 | 13.8 | 56.84 |  |  | 1999-05-08 | 14:00 | 14.4 | 57.92 | [5 empty] | 16.1 | 60.98 |  |  |  | 32 | 89.6 |  |  |  |  | 21.7 | 71.06 |  |  |  |  | 12.8 | 55.04 | [5 empty] | 10.6 | 51.08 |  |  |  | 14.4 | 57.92 |  |  |  |  | 12.8 | 55.04 |  |  |  |  | 15.6 | 60.08
1994-05-08 | 15:00 | 16.1 | 60.98 | SUNDAY | #N/A | 1987-05-08 | 15:00 | 18.9 | 66.02 |  |  | 1994-05-08 | 15:00 | 13.9 | 57.02 |  |  | 1999-05-08 | 15:00 | 15 | 59 | [5 empty] | 15.6 | 60.08 |  |  |  | 32 | 89.6 |  |  |  |  | 21.7 | 71.06 |  |  |  |  | 13.3 | 55.94 | [5 empty] | 11.1 | 51.98 |  |  |  | 13.9 | 57.02 |  |  |  |  | 13.3 | 55.94 |  |  |  |  | 16.7 | 62.06
1994-05-08 | 16:00 | 15 | 59 | SUNDAY | #N/A | 1987-05-08 | 16:00 | 18.9 | 66.02 |  |  | 1994-05-08 | 16:00 | 13.8 | 56.84 |  |  | 1999-05-08 | 16:00 | 15 | 59 | [5 empty] | 15 | 59 |  |  |  | 31 | 87.8 |  |  |  |  | 21.1 | 69.98 |  |  |  |  | 13.3 | 55.94 | [5 empty] | 11.1 | 51.98 |  |  |  | 13.9 | 57.02 |  |  |  |  | 13.3 | 55.94 |  |  |  |  | 17.8 | 64.04
1994-05-08 | 17:00 | 13.9 | 57.02 | SUNDAY | #N/A | 1987-05-08 | 17:00 | 16.1 | 60.98 |  |  | 1994-05-08 | 17:00 | 13.8 | 56.84 |  |  | 1999-05-08 | 17:00 | 14.4 | 57.92 | [5 empty] | 14.4 | 57.92 |  |  |  | 30 | 86 |  |  |  |  | 21.7 | 71.06 |  |  |  |  | 12.8 | 55.04 | [5 empty] | 10.6 | 51.08 |  |  |  | 13.3 | 55.94 |  |  |  |  | 12.8 | 55.04 |  |  |  |  | 18.3 | 64.94
1994-05-08 | 18:00 | 15 | 59 | SUNDAY | #N/A | 1987-05-08 | 18:00 | 14.4 | 57.92 |  |  | 1994-05-08 | 18:00 | 13.3 | 55.94 |  |  | 1999-05-08 | 18:00 | 13.9 | 57.02 | [5 empty] | 13.3 | 55.94 |  |  |  | 28 | 82.4 |  |  |  |  | 20 | 68 |  |  |  |  | 11.7 | 53.06 | [5 empty] | 10 | 50 |  |  |  | 13.3 | 55.94 |  |  |  |  | 11.1 | 51.98 |  |  |  |  | 18.3 | 64.94
1994-05-08 | 19:00 | 14.4 | 57.92 | SUNDAY | #N/A | 1987-05-08 | 19:00 | 12.8 | 55.04 |  |  | 1994-05-08 | 19:00 | 12.7 | 54.86 |  |  | 1999-05-08 | 19:00 | 13.9 | 57.02 | [5 empty] | 12.2 | 53.96 |  |  |  | 27 | 80.6 |  |  |  |  | 18.3 | 64.94 |  |  |  |  | 10.6 | 51.08 | [5 empty] | 7.2 | 44.96 |  |  |  | 12.2 | 53.96 |  |  |  |  | 10.6 | 51.08 |  |  |  |  | 17.2 | 62.96
1994-05-08 | 20:00 | 14.4 | 57.92 | SUNDAY | #N/A | 1987-05-08 | 20:00 | 11.7 | 53.06 |  |  | 1994-05-08 | 20:00 | 12.7 | 54.86 |  |  | 1999-05-08 | 20:00 | 12.8 | 55.04 | [5 empty] | 11.7 | 53.06 |  |  |  | 24 | 75.2 |  |  |  |  | 17.8 | 64.04 |  |  |  |  | 8.9 | 48.02 | [5 empty] | 4.4 | 39.92 |  |  |  | 11.7 | 53.06 |  |  |  |  | 10 | 50 |  |  |  |  | 15 | 59
1994-05-08 | 21:00 | 13.9 | 57.02 | SUNDAY | #N/A | 1987-05-08 | 21:00 | 11.1 | 51.98 |  |  | 1994-05-08 | 21:00 | 11.6 | 52.88 |  |  | 1999-05-08 | 21:00 | 13.3 | 55.94 | [5 empty] | 11.7 | 53.06 |  |  |  | 21 | 69.8 |  |  |  |  | 16.7 | 62.06 |  |  |  |  | 7.8 | 46.04 | [5 empty] | 4.4 | 39.92 |  |  |  | 10 | 50 |  |  |  |  | 10 | 50 |  |  |  |  | 12.2 | 53.96
1994-05-08 | 22:00 | 13.9 | 57.02 | SUNDAY | #N/A | 1987-05-08 | 22:00 | 11.1 | 51.98 |  |  | 1994-05-08 | 22:00 | 11.6 | 52.88 |  |  | 1999-05-08 | 22:00 | 14.4 | 57.92 | [5 empty] | 11.1 | 51.98 |  |  |  | 20 | 68 |  |  |  |  | 15 | 59 |  |  |  |  | 6.1 | 42.98 | [5 empty] | 2.8 | 37.04 |  |  |  | 10 | 50 |  |  |  |  | 10 | 50 |  |  |  |  | 13.3 | 55.94
1994-05-08 | 23:00 | 13.3 | 55.94 | SUNDAY | #N/A | 1987-05-08 | 23:00 | 11.1 | 51.98 |  |  | 1994-05-08 | 23:00 | 11.1 | 51.98 |  |  | 1999-05-08 | 23:00 | 13.9 | 57.02 | [5 empty] | 8.3 | 46.94 |  |  |  | 20 | 68 |  |  |  |  | 13.9 | 57.02 |  |  |  |  | 5 | 41 | [5 empty] | 2.8 | 37.04 |  |  |  | 9.4 | 48.92 |  |  |  |  | 9.4 | 48.92 |  |  |  |  | 11.7 | 53.06
1994-05-08 | 24:00 | 13.3 | 55.94 | SUNDAY | #N/A | 1987-05-08 | 24:00 | 10.6 | 51.08 |  |  | 1994-05-08 | 24:00 | 10.5 | 50.9 |  |  | 1999-05-08 | 24:00 | 12.8 | 55.04 | [5 empty] | 8.3 | 46.94 |  |  |  | 20 | 68 |  |  |  |  | 12.8 | 55.04 |  |  |  |  | 2.8 | 37.04 | [5 empty] | 1.7 | 35.06 |  |  |  | 8.9 | 48.02 |  |  |  |  | 8.9 | 48.02 |  |  |  |  | 9.4 | 48.92
1994-05-09 | 1:00 | 12.8 | 55.04 | WEEKDAY | #N/A | 1987-05-09 | 1:00 | 10.6 | 51.08 |  |  | 1994-05-09 | 1:00 | 10 | 50 |  |  | 1999-05-09 | 1:00 | 12.2 | 53.96 | [5 empty] | 7.8 | 46.04 |  |  |  | 19 | 66.2 |  |  |  |  | 12.2 | 53.96 |  |  |  |  | 1.1 | 33.98 | [5 empty] | 1.1 | 33.98 |  |  |  | 8.3 | 46.94 |  |  |  |  | 7.8 | 46.04 |  |  |  |  | 6.7 | 44.06
1994-05-09 | 2:00 | 12.2 | 53.96 | WEEKDAY | #N/A | 1987-05-09 | 2:00 | 10.6 | 51.08 |  |  | 1994-05-09 | 2:00 | 10.5 | 50.9 |  |  | 1999-05-09 | 2:00 | 11.7 | 53.06 | [5 empty] | 6.7 | 44.06 |  |  |  | 19 | 66.2 |  |  |  |  | 10.6 | 51.08 |  |  |  |  | 0.6 | 33.08 | [5 empty] | 0.6 | 33.08 |  |  |  | 8.3 | 46.94 |  |  |  |  | 8.3 | 46.94 |  |  |  |  | 5.6 | 42.08
1994-05-09 | 3:00 | 12.2 | 53.96 | WEEKDAY | #N/A | 1987-05-09 | 3:00 | 10 | 50 |  |  | 1994-05-09 | 3:00 | 10 | 50 |  |  | 1999-05-09 | 3:00 | 12.2 | 53.96 | [5 empty] | 5.6 | 42.08 |  |  |  | 17 | 62.6 |  |  |  |  | 9.4 | 48.92 |  |  |  |  | -1.7 | 28.94 | [5 empty] | 0 | 32 |  |  |  | 8.3 | 46.94 |  |  |  |  | 8.3 | 46.94 |  |  |  |  | 4.4 | 39.92
1994-05-09 | 4:00 | 11.1 | 51.98 | WEEKDAY | #N/A | 1987-05-09 | 4:00 | 10 | 50 |  |  | 1994-05-09 | 4:00 | 9.4 | 48.92 |  |  | 1999-05-09 | 4:00 | 12.2 | 53.96 | [5 empty] | 5.6 | 42.08 |  |  |  | 16 | 60.8 |  |  |  |  | 8.9 | 48.02 |  |  |  |  | -1.1 | 30.02 | [5 empty] | 0 | 32 |  |  |  | 8.3 | 46.94 |  |  |  |  | 8.9 | 48.02 |  |  |  |  | 3.3 | 37.94
1994-05-09 | 5:00 | 10.6 | 51.08 | WEEKDAY | #N/A | 1987-05-09 | 5:00 | 10 | 50 |  |  | 1994-05-09 | 5:00 | 8.8 | 47.84 |  |  | 1999-05-09 | 5:00 | 11.1 | 51.98 | [5 empty] | 5.6 | 42.08 |  |  |  | 15 | 59 |  |  |  |  | 8.3 | 46.94 |  |  |  |  | -1.7 | 28.94 | [5 empty] | 0 | 32 |  |  |  | 8.3 | 46.94 |  |  |  |  | 8.9 | 48.02 |  |  |  |  | 2.8 | 37.04
1994-05-09 | 6:00 | 12.2 | 53.96 | WEEKDAY | #N/A | 1987-05-09 | 6:00 | 10.6 | 51.08 |  |  | 1994-05-09 | 6:00 | 9.4 | 48.92 |  |  | 1999-05-09 | 6:00 | 12.2 | 53.96 | [5 empty] | 9.4 | 48.92 |  |  |  | 16 | 60.8 |  |  |  |  | 7.8 | 46.04 |  |  |  |  | 0 | 32 | [5 empty] | 0.6 | 33.08 |  |  |  | 8.9 | 48.02 |  |  |  |  | 8.9 | 48.02 |  |  |  |  | 4.4 | 39.92
1994-05-09 | 7:00 | 13.9 | 57.02 | WEEKDAY | #N/A | 1987-05-09 | 7:00 | 12.8 | 55.04 |  |  | 1994-05-09 | 7:00 | 12.2 | 53.96 |  |  | 1999-05-09 | 7:00 | 13.9 | 57.02 | [5 empty] | 13.3 | 55.94 |  |  |  | 22 | 71.6 |  |  |  |  | 10.6 | 51.08 |  |  |  |  | 4.4 | 39.92 | [5 empty] | 3.9 | 39.02 |  |  |  | 10.6 | 51.08 |  |  |  |  | 10 | 50 |  |  |  |  | 8.3 | 46.94
1994-05-09 | 8:00 | 15.6 | 60.08 | WEEKDAY | #N/A | 1987-05-09 | 8:00 | 16.1 | 60.98 |  |  | 1994-05-09 | 8:00 | 14.4 | 57.92 |  |  | 1999-05-09 | 8:00 | 15 | 59 | [5 empty] | 15.6 | 60.08 |  |  |  | 26 | 78.8 |  |  |  |  | 12.2 | 53.96 |  |  |  |  | 8.3 | 46.94 | [5 empty] | 8.3 | 46.94 |  |  |  | 11.7 | 53.06 |  |  |  |  | 10.6 | 51.08 |  |  |  |  | 11.7 | 53.06
1994-05-09 | 9:00 | 17.8 | 64.04 | WEEKDAY | #N/A | 1987-05-09 | 9:00 | 18.3 | 64.94 |  |  | 1994-05-09 | 9:00 | 16.6 | 61.88 |  |  | 1999-05-09 | 9:00 | 16.7 | 62.06 | [5 empty] | 17.8 | 64.04 |  |  |  | 29 | 84.2 |  |  |  |  | 13.3 | 55.94 |  |  |  |  | 10.6 | 51.08 | [5 empty] | 12.2 | 53.96 |  |  |  | 13.3 | 55.94 |  |  |  |  | 11.7 | 53.06 |  |  |  |  | 14.4 | 57.92
1994-05-09 | 10:00 | 20 | 68 | WEEKDAY | #N/A | 1987-05-09 | 10:00 | 20 | 68 |  |  | 1994-05-09 | 10:00 | 17.7 | 63.86 |  |  | 1999-05-09 | 10:00 | 18.9 | 66.02 | [5 empty] | 18.9 | 66.02 |  |  |  | 29 | 84.2 |  |  |  |  | 15 | 59 |  |  |  |  | 11.7 | 53.06 | [5 empty] | 15.6 | 60.08 |  |  |  | 16.1 | 60.98 |  |  |  |  | 11.7 | 53.06 |  |  |  |  | 16.7 | 62.06
1994-05-09 | 11:00 | 21.1 | 69.98 | WEEKDAY | #N/A | 1987-05-09 | 11:00 | 20.6 | 69.08 |  |  | 1994-05-09 | 11:00 | 18.8 | 65.84 |  |  | 1999-05-09 | 11:00 | 21 | 69.8 | [5 empty] | 18.3 | 64.94 |  |  |  | 31 | 87.8 |  |  |  |  | 16.1 | 60.98 |  |  |  |  | 14.4 | 57.92 | [5 empty] | 17.8 | 64.04 |  |  |  | 17.2 | 62.96 |  |  |  |  | 15 | 59 |  |  |  |  | 18.9 | 66.02
1994-05-09 | 12:00 | 22.8 | 73.04 | WEEKDAY | #N/A | 1987-05-09 | 12:00 | 22.2 | 71.96 |  |  | 1994-05-09 | 12:00 | 20.5 | 68.9 |  |  | 1999-05-09 | 12:00 | 22.2 | 71.96 | [5 empty] | 17.8 | 64.04 |  |  |  | 31 | 87.8 |  |  |  |  | 17.8 | 64.04 |  |  |  |  | 16.1 | 60.98 | [5 empty] | 19.4 | 66.92 |  |  |  | 18.3 | 64.94 |  |  |  |  | 13.9 | 57.02 |  |  |  |  | 18.9 | 66.02
1994-05-09 | 13:00 | 23.9 | 75.02 | WEEKDAY | #N/A | 1987-05-09 | 13:00 | 23.3 | 73.94 |  |  | 1994-05-09 | 13:00 | 20 | 68 |  |  | 1999-05-09 | 13:00 | 22.8 | 73.04 | [5 empty] | 18.9 | 66.02 |  |  |  | 33 | 91.4 |  |  |  |  | 18.3 | 64.94 |  |  |  |  | 16.7 | 62.06 | [5 empty] | 21.1 | 69.98 |  |  |  | 18.3 | 64.94 |  |  |  |  | 15 | 59 |  |  |  |  | 20.6 | 69.08
1994-05-09 | 14:00 | 23.3 | 73.94 | WEEKDAY | #N/A | 1987-05-09 | 14:00 | 23.3 | 73.94 |  |  | 1994-05-09 | 14:00 | 21.6 | 70.88 |  |  | 1999-05-09 | 14:00 | 22.8 | 73.04 | [5 empty] | 20.6 | 69.08 |  |  |  | 33 | 91.4 |  |  |  |  | 18.3 | 64.94 |  |  |  |  | 17.2 | 62.96 | [5 empty] | 22.2 | 71.96 |  |  |  | 18.3 | 64.94 |  |  |  |  | 15 | 59 |  |  |  |  | 21.1 | 69.98
1994-05-09 | 15:00 | 23.9 | 75.02 | WEEKDAY | #N/A | 1987-05-09 | 15:00 | 23.9 | 75.02 |  |  | 1994-05-09 | 15:00 | 22.2 | 71.96 |  |  | 1999-05-09 | 15:00 | 22.2 | 71.96 | [5 empty] | 20.6 | 69.08 |  |  |  | 34 | 93.2 |  |  |  |  | 18.3 | 64.94 |  |  |  |  | 18.9 | 66.02 | [5 empty] | 23.3 | 73.94 |  |  |  | 18.9 | 66.02 |  |  |  |  | 15 | 59 |  |  |  |  | 21.7 | 71.06
1994-05-09 | 16:00 | 23.9 | 75.02 | WEEKDAY | #N/A | 1987-05-09 | 16:00 | 25 | 77 |  |  | 1994-05-09 | 16:00 | 21.6 | 70.88 |  |  | 1999-05-09 | 16:00 | 22.8 | 73.04 | [5 empty] | 19.4 | 66.92 |  |  |  | 33 | 91.4 |  |  |  |  | 18.9 | 66.02 |  |  |  |  | 20 | 68 | [5 empty] | 23.9 | 75.02 |  |  |  | 18.3 | 64.94 |  |  |  |  | 15 | 59 |  |  |  |  | 21.1 | 69.98
1994-05-09 | 17:00 | 23.3 | 73.94 | WEEKDAY | #N/A | 1987-05-09 | 17:00 | 24.4 | 75.92 |  |  | 1994-05-09 | 17:00 | 21.1 | 69.98 |  |  | 1999-05-09 | 17:00 | 22.2 | 71.96 | [5 empty] | 18.9 | 66.02 |  |  |  | 31 | 87.8 |  |  |  |  | 17.8 | 64.04 |  |  |  |  | 20.6 | 69.08 | [5 empty] | 24.4 | 75.92 |  |  |  | 17.2 | 62.96 |  |  |  |  | 15 | 59 |  |  |  |  | 21.1 | 69.98
1994-05-09 | 18:00 | 22.8 | 73.04 | WEEKDAY | #N/A | 1987-05-09 | 18:00 | 24.4 | 75.92 |  |  | 1994-05-09 | 18:00 | 20.5 | 68.9 |  |  | 1999-05-09 | 18:00 | 21.7 | 71.06 | [5 empty] | 16.1 | 60.98 |  |  |  | 31 | 87.8 |  |  |  |  | 17.2 | 62.96 |  |  |  |  | 20 | 68 | [5 empty] | 23.3 | 73.94 |  |  |  | 16.7 | 62.06 |  |  |  |  | 14.4 | 57.92 |  |  |  |  | 19.4 | 66.92
1994-05-09 | 19:00 | 21.7 | 71.06 | WEEKDAY | #N/A | 1987-05-09 | 19:00 | 22.8 | 73.04 |  |  | 1994-05-09 | 19:00 | 19.4 | 66.92 |  |  | 1999-05-09 | 19:00 | 21.1 | 69.98 | [5 empty] | 15 | 59 |  |  |  | 29 | 84.2 |  |  |  |  | 16.1 | 60.98 |  |  |  |  | 18.9 | 66.02 | [5 empty] | 21.7 | 71.06 |  |  |  | 16.7 | 62.06 |  |  |  |  | 13.9 | 57.02 |  |  |  |  | 18.3 | 64.94
1994-05-09 | 20:00 | 21.1 | 69.98 | WEEKDAY | #N/A | 1987-05-09 | 20:00 | 22.2 | 71.96 |  |  | 1994-05-09 | 20:00 | 18.3 | 64.94 |  |  | 1999-05-09 | 20:00 | 20 | 68 | [5 empty] | 14.4 | 57.92 |  |  |  | 27 | 80.6 |  |  |  |  | 13.9 | 57.02 |  |  |  |  | 17.2 | 62.96 | [5 empty] | 21.1 | 69.98 |  |  |  | 16.7 | 62.06 |  |  |  |  | 12.2 | 53.96 |  |  |  |  | 16.7 | 62.06
1994-05-09 | 21:00 | 19.4 | 66.92 | WEEKDAY | #N/A | 1987-05-09 | 21:00 | 21.7 | 71.06 |  |  | 1994-05-09 | 21:00 | 17.7 | 63.86 |  |  | 1999-05-09 | 21:00 | 20 | 68 | [5 empty] | 13.3 | 55.94 |  |  |  | 27 | 80.6 |  |  |  |  | 14.4 | 57.92 |  |  |  |  | 16.1 | 60.98 | [5 empty] | 19.4 | 66.92 |  |  |  | 16.7 | 62.06 |  |  |  |  | 11.7 | 53.06 |  |  |  |  | 15 | 59
1994-05-09 | 22:00 | 18.9 | 66.02 | WEEKDAY | #N/A | 1987-05-09 | 22:00 | 20.6 | 69.08 |  |  | 1994-05-09 | 22:00 | 16.6 | 61.88 |  |  | 1999-05-09 | 22:00 | 18.3 | 64.94 | [5 empty] | 13.9 | 57.02 |  |  |  | 19 | 66.2 |  |  |  |  | 13.3 | 55.94 |  |  |  |  | 15 | 59 | [5 empty] | 18.9 | 66.02 |  |  |  | 11.7 | 53.06 |  |  |  |  | 10.6 | 51.08 |  |  |  |  | 13.9 | 57.02
1994-05-09 | 23:00 | 18.3 | 64.94 | WEEKDAY | #N/A | 1987-05-09 | 23:00 | 19.4 | 66.92 |  |  | 1994-05-09 | 23:00 | 16.1 | 60.98 |  |  | 1999-05-09 | 23:00 | 17.8 | 64.04 | [5 empty] | 13.3 | 55.94 |  |  |  | 19 | 66.2 |  |  |  |  | 12.2 | 53.96 |  |  |  |  | 13.9 | 57.02 | [5 empty] | 18.3 | 64.94 |  |  |  | 11.1 | 51.98 |  |  |  |  | 8.9 | 48.02 |  |  |  |  | 13.3 | 55.94
1994-05-09 | 24:00 | 17.8 | 64.04 | WEEKDAY | #N/A | 1987-05-09 | 24:00 | 19.4 | 66.92 |  |  | 1994-05-09 | 24:00 | 15 | 59 |  |  | 1999-05-09 | 24:00 | 16.7 | 62.06 | [5 empty] | 11.1 | 51.98 |  |  |  | 19 | 66.2 |  |  |  |  | 11.7 | 53.06 |  |  |  |  | 13.9 | 57.02 | [5 empty] | 18.3 | 64.94 |  |  |  | 11.1 | 51.98 |  |  |  |  | 6.1 | 42.98 |  |  |  |  | 12.8 | 55.04
1994-05-10 | 1:00 | 16.7 | 62.06 | WEEKDAY | #N/A | 1987-05-10 | 1:00 | 18.9 | 66.02 |  |  | 1994-05-10 | 1:00 | 15 | 59 |  |  | 1999-05-10 | 1:00 | 16.7 | 62.06 | [5 empty] | 10.6 | 51.08 |  |  |  | 19 | 66.2 |  |  |  |  | 11.7 | 53.06 |  |  |  |  | 13.9 | 57.02 | [5 empty] | 17.2 | 62.96 |  |  |  | 11.7 | 53.06 |  |  |  |  | 5 | 41 |  |  |  |  | 12.8 | 55.04
1994-05-10 | 2:00 | 16.7 | 62.06 | WEEKDAY | #N/A | 1987-05-10 | 2:00 | 18.9 | 66.02 |  |  | 1994-05-10 | 2:00 | 15.5 | 59.9 |  |  | 1999-05-10 | 2:00 | 16.1 | 60.98 | [5 empty] | 10.6 | 51.08 |  |  |  | 18 | 64.4 |  |  |  |  | 10.6 | 51.08 |  |  |  |  | 13.3 | 55.94 | [5 empty] | 17.8 | 64.04 |  |  |  | 11.7 | 53.06 |  |  |  |  | 4.4 | 39.92 |  |  |  |  | 12.2 | 53.96
1994-05-10 | 3:00 | 16.7 | 62.06 | WEEKDAY | #N/A | 1987-05-10 | 3:00 | 17.8 | 64.04 |  |  | 1994-05-10 | 3:00 | 15 | 59 |  |  | 1999-05-10 | 3:00 | 15 | 59 | [5 empty] | 11.1 | 51.98 |  |  |  | 17 | 62.6 |  |  |  |  | 10.6 | 51.08 |  |  |  |  | 13.3 | 55.94 | [5 empty] | 17.8 | 64.04 |  |  |  | 11.7 | 53.06 |  |  |  |  | 3.3 | 37.94 |  |  |  |  | 12.2 | 53.96
1994-05-10 | 4:00 | 15.6 | 60.08 | WEEKDAY | #N/A | 1987-05-10 | 4:00 | 17.2 | 62.96 |  |  | 1994-05-10 | 4:00 | 13.3 | 55.94 |  |  | 1999-05-10 | 4:00 | 13.9 | 57.02 | [5 empty] | 11.1 | 51.98 |  |  |  | 15 | 59 |  |  |  |  | 10 | 50 |  |  |  |  | 13.3 | 55.94 | [5 empty] | 18.3 | 64.94 |  |  |  | 11.1 | 51.98 |  |  |  |  | 3.3 | 37.94 |  |  |  |  | 12.8 | 55.04
1994-05-10 | 5:00 | 15 | 59 | WEEKDAY | #N/A | 1987-05-10 | 5:00 | 16.7 | 62.06 |  |  | 1994-05-10 | 5:00 | 11.1 | 51.98 |  |  | 1999-05-10 | 5:00 | 12.8 | 55.04 | [5 empty] | 11.7 | 53.06 |  |  |  | 14 | 57.2 |  |  |  |  | 9.4 | 48.92 |  |  |  |  | 13.3 | 55.94 | [5 empty] | 18.3 | 64.94 |  |  |  | 11.1 | 51.98 |  |  |  |  | 2.8 | 37.04 |  |  |  |  | 13.3 | 55.94
1994-05-10 | 6:00 | 14.4 | 57.92 | WEEKDAY | #N/A | 1987-05-10 | 6:00 | 16.7 | 62.06 |  |  | 1994-05-10 | 6:00 | 11.1 | 51.98 |  |  | 1999-05-10 | 6:00 | 13.3 | 55.94 | [5 empty] | 13.3 | 55.94 |  |  |  | 17 | 62.6 |  |  |  |  | 10 | 50 |  |  |  |  | 13.9 | 57.02 | [5 empty] | 18.9 | 66.02 |  |  |  | 11.7 | 53.06 |  |  |  |  | 3.9 | 39.02 |  |  |  |  | 12.8 | 55.04
1994-05-10 | 7:00 | 15.6 | 60.08 | WEEKDAY | #N/A | 1987-05-10 | 7:00 | 18.9 | 66.02 |  |  | 1994-05-10 | 7:00 | 13.8 | 56.84 |  |  | 1999-05-10 | 7:00 | 13.9 | 57.02 | [5 empty] | 15.6 | 60.08 |  |  |  | 16 | 60.8 |  |  |  |  | 10 | 50 |  |  |  |  | 15.6 | 60.08 | [5 empty] | 20 | 68 |  |  |  | 13.3 | 55.94 |  |  |  |  | 6.7 | 44.06 |  |  |  |  | 13.3 | 55.94
1994-05-10 | 8:00 | 16.1 | 60.98 | WEEKDAY | #N/A | 1987-05-10 | 8:00 | 22.2 | 71.96 |  |  | 1994-05-10 | 8:00 | 13.8 | 56.84 |  |  | 1999-05-10 | 8:00 | 14.4 | 57.92 | [5 empty] | 20 | 68 |  |  |  | 13 | 55.4 |  |  |  |  | 11.1 | 51.98 |  |  |  |  | 17.8 | 64.04 | [5 empty] | 21.1 | 69.98 |  |  |  | 15 | 59 |  |  |  |  | 10.6 | 51.08 |  |  |  |  | 12.2 | 53.96
1994-05-10 | 9:00 | 17.8 | 64.04 | WEEKDAY | #N/A | 1987-05-10 | 9:00 | 23.3 | 73.94 |  |  | 1994-05-10 | 9:00 | 15.5 | 59.9 |  |  | 1999-05-10 | 9:00 | 15.6 | 60.08 | [5 empty] | 22.2 | 71.96 |  |  |  | 12 | 53.6 |  |  |  |  | 12.8 | 55.04 |  |  |  |  | 20.6 | 69.08 | [5 empty] | 23.3 | 73.94 |  |  |  | 18.3 | 64.94 |  |  |  |  | 15 | 59 |  |  |  |  | 12.8 | 55.04
1994-05-10 | 10:00 | 18.9 | 66.02 | WEEKDAY | #N/A | 1987-05-10 | 10:00 | 25.6 | 78.08 |  |  | 1994-05-10 | 10:00 | 16.1 | 60.98 |  |  | 1999-05-10 | 10:00 | 16.7 | 62.06 | [5 empty] | 24.4 | 75.92 |  |  |  | 12 | 53.6 |  |  |  |  | 15.6 | 60.08 |  |  |  |  | 22.8 | 73.04 | [5 empty] | 24.4 | 75.92 |  |  |  | 20.6 | 69.08 |  |  |  |  | 17.2 | 62.96 |  |  |  |  | 11.7 | 53.06
1994-05-10 | 11:00 | 20 | 68 | WEEKDAY | #N/A | 1987-05-10 | 11:00 | 27.8 | 82.04 |  |  | 1994-05-10 | 11:00 | 18.3 | 64.94 |  |  | 1999-05-10 | 11:00 | 17.8 | 64.04 | [5 empty] | 25 | 77 |  |  |  | 12 | 53.6 |  |  |  |  | 17.2 | 62.96 |  |  |  |  | 25.6 | 78.08 | [5 empty] | 25.6 | 78.08 |  |  |  | 22.2 | 71.96 |  |  |  |  | 18.9 | 66.02 |  |  |  |  | 11.7 | 53.06
1994-05-10 | 12:00 | 21.1 | 69.98 | WEEKDAY | #N/A | 1987-05-10 | 12:00 | 28.3 | 82.94 |  |  | 1994-05-10 | 12:00 | 17.2 | 62.96 |  |  | 1999-05-10 | 12:00 | 18.9 | 66.02 | [5 empty] | 25.6 | 78.08 |  |  |  | 12 | 53.6 |  |  |  |  | 16.7 | 62.06 |  |  |  |  | 26.7 | 80.06 | [5 empty] | 26.7 | 80.06 |  |  |  | 22.8 | 73.04 |  |  |  |  | 19.4 | 66.92 |  |  |  |  | 10.6 | 51.08
1994-05-10 | 13:00 | 18.9 | 66.02 | WEEKDAY | #N/A | 1987-05-10 | 13:00 | 30 | 86 |  |  | 1994-05-10 | 13:00 | 16.6 | 61.88 |  |  | 1999-05-10 | 13:00 | 20 | 68 | [5 empty] | 26.1 | 78.98 |  |  |  | 12 | 53.6 |  |  |  |  | 18.3 | 64.94 |  |  |  |  | 28.3 | 82.94 | [5 empty] | 26.7 | 80.06 |  |  |  | 25 | 77 |  |  |  |  | 20 | 68 |  |  |  |  | 12.2 | 53.96
1994-05-10 | 14:00 | 21.1 | 69.98 | WEEKDAY | #N/A | 1987-05-10 | 14:00 | 30.6 | 87.08 |  |  | 1994-05-10 | 14:00 | 18.3 | 64.94 |  |  | 1999-05-10 | 14:00 | 21.1 | 69.98 | [5 empty] | 26.7 | 80.06 |  |  |  | 12 | 53.6 |  |  |  |  | 17.8 | 64.04 |  |  |  |  | 28.3 | 82.94 | [5 empty] | 27.2 | 80.96 |  |  |  | 26.1 | 78.98 |  |  |  |  | 20.6 | 69.08 |  |  |  |  | 13.9 | 57.02
1994-05-10 | 15:00 | 21.7 | 71.06 | WEEKDAY | #N/A | 1987-05-10 | 15:00 | 30 | 86 |  |  | 1994-05-10 | 15:00 | 18.8 | 65.84 |  |  | 1999-05-10 | 15:00 | 22.2 | 71.96 | [5 empty] | 26.7 | 80.06 |  |  |  | 12 | 53.6 |  |  |  |  | 18.9 | 66.02 |  |  |  |  | 28.9 | 84.02 | [5 empty] | 26.1 | 78.98 |  |  |  | 26.1 | 78.98 |  |  |  |  | 20.6 | 69.08 |  |  |  |  | 16.7 | 62.06
1994-05-10 | 16:00 | 17.8 | 64.04 | WEEKDAY | #N/A | 1987-05-10 | 16:00 | 28.9 | 84.02 |  |  | 1994-05-10 | 16:00 | 18.3 | 64.94 |  |  | 1999-05-10 | 16:00 | 22.2 | 71.96 | [5 empty] | 26.7 | 80.06 |  |  |  | 12 | 53.6 |  |  |  |  | 20 | 68 |  |  |  |  | 28.3 | 82.94 | [5 empty] | 26.1 | 78.98 |  |  |  | 24.4 | 75.92 |  |  |  |  | 20 | 68 |  |  |  |  | 17.2 | 62.96
1994-05-10 | 17:00 | 17.2 | 62.96 | WEEKDAY | #N/A | 1987-05-10 | 17:00 | 27.2 | 80.96 |  |  | 1994-05-10 | 17:00 | 16.1 | 60.98 |  |  | 1999-05-10 | 17:00 | 22.2 | 71.96 | [5 empty] | 26.1 | 78.98 |  |  |  | 11 | 51.8 |  |  |  |  | 19.4 | 66.92 |  |  |  |  | 26.7 | 80.06 | [5 empty] | 26.1 | 78.98 |  |  |  | 23.9 | 75.02 |  |  |  |  | 19.4 | 66.92 |  |  |  |  | 17.2 | 62.96
1994-05-10 | 18:00 | 17.8 | 64.04 | WEEKDAY | #N/A | 1987-05-10 | 18:00 | 27.2 | 80.96 |  |  | 1994-05-10 | 18:00 | 16.6 | 61.88 |  |  | 1999-05-10 | 18:00 | 22.2 | 71.96 | [5 empty] | 20.6 | 69.08 |  |  |  | 10.8 | 51.44 |  |  |  |  | 17.8 | 64.04 |  |  |  |  | 26.1 | 78.98 | [5 empty] | 25.6 | 78.08 |  |  |  | 15.6 | 60.08 |  |  |  |  | 18.9 | 66.02 |  |  |  |  | 16.7 | 62.06
1994-05-10 | 19:00 | 17.2 | 62.96 | WEEKDAY | #N/A | 1987-05-10 | 19:00 | 26.1 | 78.98 |  |  | 1994-05-10 | 19:00 | 15 | 59 |  |  | 1999-05-10 | 19:00 | 21.1 | 69.98 | [5 empty] | 18.9 | 66.02 |  |  |  | 10 | 50 |  |  |  |  | 16.7 | 62.06 |  |  |  |  | 25 | 77 | [5 empty] | 23.3 | 73.94 |  |  |  | 15.6 | 60.08 |  |  |  |  | 17.2 | 62.96 |  |  |  |  | 15.6 | 60.08
1994-05-10 | 20:00 | 15.6 | 60.08 | WEEKDAY | #N/A | 1987-05-10 | 20:00 | 23.9 | 75.02 |  |  | 1994-05-10 | 20:00 | 12.7 | 54.86 |  |  | 1999-05-10 | 20:00 | 20 | 68 | [5 empty] | 18.3 | 64.94 |  |  |  | 10 | 50 |  |  |  |  | 14.4 | 57.92 |  |  |  |  | 23.9 | 75.02 | [5 empty] | 21.7 | 71.06 |  |  |  | 15 | 59 |  |  |  |  | 13.9 | 57.02 |  |  |  |  | 14.4 | 57.92
1994-05-10 | 21:00 | 15 | 59 | WEEKDAY | #N/A | 1987-05-10 | 21:00 | 23.9 | 75.02 |  |  | 1994-05-10 | 21:00 | 12.2 | 53.96 |  |  | 1999-05-10 | 21:00 | 18.3 | 64.94 | [5 empty] | 16.7 | 62.06 |  |  |  | 10 | 50 |  |  |  |  | 13.9 | 57.02 |  |  |  |  | 21.7 | 71.06 | [5 empty] | 21.1 | 69.98 |  |  |  | 15.6 | 60.08 |  |  |  |  | 11.7 | 53.06 |  |  |  |  | 13.9 | 57.02
1994-05-10 | 22:00 | 15 | 59 | WEEKDAY | #N/A | 1987-05-10 | 22:00 | 21.7 | 71.06 |  |  | 1994-05-10 | 22:00 | 10.5 | 50.9 |  |  | 1999-05-10 | 22:00 | 16.7 | 62.06 | [5 empty] | 16.1 | 60.98 |  |  |  | 10 | 50 |  |  |  |  | 14.4 | 57.92 |  |  |  |  | 22.2 | 71.96 | [5 empty] | 19.4 | 66.92 |  |  |  | 15.6 | 60.08 |  |  |  |  | 10 | 50 |  |  |  |  | 12.8 | 55.04
1994-05-10 | 23:00 | 13.9 | 57.02 | WEEKDAY | #N/A | 1987-05-10 | 23:00 | 20 | 68 |  |  | 1994-05-10 | 23:00 | 10 | 50 |  |  | 1999-05-10 | 23:00 | 15.6 | 60.08 | [5 empty] | 15.6 | 60.08 |  |  |  | 10 | 50 |  |  |  |  | 13.3 | 55.94 |  |  |  |  | 20.6 | 69.08 | [5 empty] | 19.4 | 66.92 |  |  |  | 15.6 | 60.08 |  |  |  |  | 8.9 | 48.02 |  |  |  |  | 12.8 | 55.04
1994-05-10 | 24:00 | 13.3 | 55.94 | WEEKDAY | #N/A | 1987-05-10 | 24:00 | 20 | 68 |  |  | 1994-05-10 | 24:00 | 10 | 50 |  |  | 1999-05-10 | 24:00 | 15.6 | 60.08 | [5 empty] | 14.4 | 57.92 |  |  |  | 11 | 51.8 |  |  |  |  | 12.8 | 55.04 |  |  |  |  | 18.9 | 66.02 | [5 empty] | 17.8 | 64.04 |  |  |  | 15.6 | 60.08 |  |  |  |  | 7.8 | 46.04 |  |  |  |  | 12.2 | 53.96
1994-05-11 | 1:00 | 12.8 | 55.04 | WEEKDAY | #N/A | 1987-05-11 | 1:00 | 19.4 | 66.92 |  |  | 1994-05-11 | 1:00 | 10 | 50 |  |  | 1999-05-11 | 1:00 | 14.4 | 57.92 | [5 empty] | 14.4 | 57.92 |  |  |  | 10.8 | 51.44 |  |  |  |  | 12.2 | 53.96 |  |  |  |  | 17.8 | 64.04 | [5 empty] | 18.3 | 64.94 |  |  |  | 16.1 | 60.98 |  |  |  |  | 7.2 | 44.96 |  |  |  |  | 11.7 | 53.06
1994-05-11 | 2:00 | 12.8 | 55.04 | WEEKDAY | #N/A | 1987-05-11 | 2:00 | 18.3 | 64.94 |  |  | 1994-05-11 | 2:00 | 8.3 | 46.94 |  |  | 1999-05-11 | 2:00 | 13.9 | 57.02 | [5 empty] | 13.9 | 57.02 |  |  |  | 10.7 | 51.26 |  |  |  |  | 12.2 | 53.96 |  |  |  |  | 16.7 | 62.06 | [5 empty] | 17.8 | 64.04 |  |  |  | 15 | 59 |  |  |  |  | 6.7 | 44.06 |  |  |  |  | 12.2 | 53.96
1994-05-11 | 3:00 | 12.2 | 53.96 | WEEKDAY | #N/A | 1987-05-11 | 3:00 | 17.2 | 62.96 |  |  | 1994-05-11 | 3:00 | 6.1 | 42.98 |  |  | 1999-05-11 | 3:00 | 12.8 | 55.04 | [5 empty] | 12.8 | 55.04 |  |  |  | 10.8 | 51.44 |  |  |  |  | 11.7 | 53.06 |  |  |  |  | 15.6 | 60.08 | [5 empty] | 16.1 | 60.98 |  |  |  | 14.4 | 57.92 |  |  |  |  | 6.7 | 44.06 |  |  |  |  | 11.7 | 53.06
1994-05-11 | 4:00 | 11.1 | 51.98 | WEEKDAY | #N/A | 1987-05-11 | 4:00 | 17.2 | 62.96 |  |  | 1994-05-11 | 4:00 | 5 | 41 |  |  | 1999-05-11 | 4:00 | 12.2 | 53.96 | [5 empty] | 12.8 | 55.04 |  |  |  | 11 | 51.8 |  |  |  |  | 11.7 | 53.06 |  |  |  |  | 15 | 59 | [5 empty] | 13.9 | 57.02 |  |  |  | 14.4 | 57.92 |  |  |  |  | 6.1 | 42.98 |  |  |  |  | 11.1 | 51.98
1994-05-11 | 5:00 | 10 | 50 | WEEKDAY | #N/A | 1987-05-11 | 5:00 | 15.6 | 60.08 |  |  | 1994-05-11 | 5:00 | 4.4 | 39.92 |  |  | 1999-05-11 | 5:00 | 10.6 | 51.08 | [5 empty] | 13.3 | 55.94 |  |  |  | 12 | 53.6 |  |  |  |  | 11.1 | 51.98 |  |  |  |  | 13.9 | 57.02 | [5 empty] | 12.2 | 53.96 |  |  |  | 14.4 | 57.92 |  |  |  |  | 5.6 | 42.08 |  |  |  |  | 10.6 | 51.08
1994-05-11 | 6:00 | 12.2 | 53.96 | WEEKDAY | #N/A | 1987-05-11 | 6:00 | 16.1 | 60.98 |  |  | 1994-05-11 | 6:00 | 6.6 | 43.88 |  |  | 1999-05-11 | 6:00 | 11.7 | 53.06 | [5 empty] | 17.2 | 62.96 |  |  |  | 12 | 53.6 |  |  |  |  | 11.1 | 51.98 |  |  |  |  | 15.6 | 60.08 | [5 empty] | 13.3 | 55.94 |  |  |  | 13.9 | 57.02 |  |  |  |  | 5 | 41 |  |  |  |  | 10 | 50
1994-05-11 | 7:00 | 15.6 | 60.08 | WEEKDAY | #N/A | 1987-05-11 | 7:00 | 18.9 | 66.02 |  |  | 1994-05-11 | 7:00 | 12.2 | 53.96 |  |  | 1999-05-11 | 7:00 | 13.3 | 55.94 | [5 empty] | 20.6 | 69.08 |  |  |  | 14 | 57.2 |  |  |  |  | 11.7 | 53.06 |  |  |  |  | 18.9 | 66.02 | [5 empty] | 18.3 | 64.94 |  |  |  | 13.9 | 57.02 |  |  |  |  | 8.9 | 48.02 |  |  |  |  | 10 | 50
1994-05-11 | 8:00 | 16.7 | 62.06 | WEEKDAY | #N/A | 1987-05-11 | 8:00 | 21.7 | 71.06 |  |  | 1994-05-11 | 8:00 | 13.8 | 56.84 |  |  | 1999-05-11 | 8:00 | 13.9 | 57.02 | [5 empty] | 22.8 | 73.04 |  |  |  | 16 | 60.8 |  |  |  |  | 11.7 | 53.06 |  |  |  |  | 21.1 | 69.98 | [5 empty] | 22.8 | 73.04 |  |  |  | 10 | 50 |  |  |  |  | 13.9 | 57.02 |  |  |  |  | 10.6 | 51.08
1994-05-11 | 9:00 | 18.3 | 64.94 | WEEKDAY | #N/A | 1987-05-11 | 9:00 | 22.2 | 71.96 |  |  | 1994-05-11 | 9:00 | 15 | 59 |  |  | 1999-05-11 | 9:00 | 14.4 | 57.92 | [5 empty] | 25.6 | 78.08 |  |  |  | 16 | 60.8 |  |  |  |  | 10.6 | 51.08 |  |  |  |  | 24.4 | 75.92 | [5 empty] | 24.4 | 75.92 |  |  |  | 9.4 | 48.92 |  |  |  |  | 16.7 | 62.06 |  |  |  |  | 11.1 | 51.98
1994-05-11 | 10:00 | 20 | 68 | WEEKDAY | #N/A | 1987-05-11 | 10:00 | 21.7 | 71.06 |  |  | 1994-05-11 | 10:00 | 17.2 | 62.96 |  |  | 1999-05-11 | 10:00 | 15 | 59 | [5 empty] | 26.7 | 80.06 |  |  |  | 18 | 64.4 |  |  |  |  | 10.6 | 51.08 |  |  |  |  | 26.7 | 80.06 | [5 empty] | 25.6 | 78.08 |  |  |  | 10 | 50 |  |  |  |  | 18.3 | 64.94 |  |  |  |  | 11.7 | 53.06
1994-05-11 | 11:00 | 20.6 | 69.08 | WEEKDAY | #N/A | 1987-05-11 | 11:00 | 22.2 | 71.96 |  |  | 1994-05-11 | 11:00 | 17.7 | 63.86 |  |  | 1999-05-11 | 11:00 | 15 | 59 | [5 empty] | 27.8 | 82.04 |  |  |  | 19 | 66.2 |  |  |  |  | 10 | 50 |  |  |  |  | 27.8 | 82.04 | [5 empty] | 27.2 | 80.96 |  |  |  | 11.1 | 51.98 |  |  |  |  | 18.9 | 66.02 |  |  |  |  | 12.2 | 53.96
1994-05-11 | 12:00 | 21.7 | 71.06 | WEEKDAY | #N/A | 1987-05-11 | 12:00 | 22.8 | 73.04 |  |  | 1994-05-11 | 12:00 | 18.3 | 64.94 |  |  | 1999-05-11 | 12:00 | 15 | 59 | [5 empty] | 28.3 | 82.94 |  |  |  | 19 | 66.2 |  |  |  |  | 11.1 | 51.98 |  |  |  |  | 28.3 | 82.94 | [5 empty] | 28.3 | 82.94 |  |  |  | 11.7 | 53.06 |  |  |  |  | 18.3 | 64.94 |  |  |  |  | 13.3 | 55.94
1994-05-11 | 13:00 | 20.6 | 69.08 | WEEKDAY | #N/A | 1987-05-11 | 13:00 | 23.3 | 73.94 |  |  | 1994-05-11 | 13:00 | 18.8 | 65.84 |  |  | 1999-05-11 | 13:00 | 15 | 59 | [5 empty] | 27.2 | 80.96 |  |  |  | 19 | 66.2 |  |  |  |  | 10.6 | 51.08 |  |  |  |  | 28.9 | 84.02 | [5 empty] | 28.3 | 82.94 |  |  |  | 9.4 | 48.92 |  |  |  |  | 18.9 | 66.02 |  |  |  |  | 13.3 | 55.94
1994-05-11 | 14:00 | 19.4 | 66.92 | WEEKDAY | #N/A | 1987-05-11 | 14:00 | 23.9 | 75.02 |  |  | 1994-05-11 | 14:00 | 17.7 | 63.86 |  |  | 1999-05-11 | 14:00 | 15.6 | 60.08 | [5 empty] | 26.7 | 80.06 |  |  |  | 19 | 66.2 |  |  |  |  | 11.1 | 51.98 |  |  |  |  | 30 | 86 | [5 empty] | 27.8 | 82.04 |  |  |  | 9.4 | 48.92 |  |  |  |  | 19.4 | 66.92 |  |  |  |  | 13.9 | 57.02
1994-05-11 | 15:00 | 18.9 | 66.02 | WEEKDAY | #N/A | 1987-05-11 | 15:00 | 23.9 | 75.02 |  |  | 1994-05-11 | 15:00 | 17.2 | 62.96 |  |  | 1999-05-11 | 15:00 | 15 | 59 | [5 empty] | 26.1 | 78.98 |  |  |  | 21 | 69.8 |  |  |  |  | 10 | 50 |  |  |  |  | 29.4 | 84.92 | [5 empty] | 28.9 | 84.02 |  |  |  | 8.9 | 48.02 |  |  |  |  | 20 | 68 |  |  |  |  | 14.4 | 57.92
1994-05-11 | 16:00 | 17.8 | 64.04 | WEEKDAY | #N/A | 1987-05-11 | 16:00 | 23.3 | 73.94 |  |  | 1994-05-11 | 16:00 | 16.1 | 60.98 |  |  | 1999-05-11 | 16:00 | 14.4 | 57.92 | [5 empty] | 23.9 | 75.02 |  |  |  | 21 | 69.8 |  |  |  |  | 10 | 50 |  |  |  |  | 29.4 | 84.92 | [5 empty] | 29.4 | 84.92 |  |  |  | 8.9 | 48.02 |  |  |  |  | 19.4 | 66.92 |  |  |  |  | 13.3 | 55.94
1994-05-11 | 17:00 | 16.7 | 62.06 | WEEKDAY | #N/A | 1987-05-11 | 17:00 | 22.2 | 71.96 |  |  | 1994-05-11 | 17:00 | 15.5 | 59.9 |  |  | 1999-05-11 | 17:00 | 13.9 | 57.02 | [5 empty] | 23.3 | 73.94 |  |  |  | 21 | 69.8 |  |  |  |  | 8.9 | 48.02 |  |  |  |  | 28.9 | 84.02 | [5 empty] | 28.3 | 82.94 |  |  |  | 8.9 | 48.02 |  |  |  |  | 18.9 | 66.02 |  |  |  |  | 12.2 | 53.96
1994-05-11 | 18:00 | 16.1 | 60.98 | WEEKDAY | #N/A | 1987-05-11 | 18:00 | 21.1 | 69.98 |  |  | 1994-05-11 | 18:00 | 14.4 | 57.92 |  |  | 1999-05-11 | 18:00 | 12.8 | 55.04 | [5 empty] | 23.3 | 73.94 |  |  |  | 21 | 69.8 |  |  |  |  | 9.4 | 48.92 |  |  |  |  | 27.8 | 82.04 | [5 empty] | 27.8 | 82.04 |  |  |  | 8.9 | 48.02 |  |  |  |  | 17.8 | 64.04 |  |  |  |  | 12.2 | 53.96
1994-05-11 | 19:00 | 15.6 | 60.08 | WEEKDAY | #N/A | 1987-05-11 | 19:00 | 20 | 68 |  |  | 1994-05-11 | 19:00 | 13.8 | 56.84 |  |  | 1999-05-11 | 19:00 | 12.2 | 53.96 | [5 empty] | 20.6 | 69.08 |  |  |  | 18 | 64.4 |  |  |  |  | 8.9 | 48.02 |  |  |  |  | 24.4 | 75.92 | [5 empty] | 25 | 77 |  |  |  | 8.9 | 48.02 |  |  |  |  | 16.7 | 62.06 |  |  |  |  | 12.2 | 53.96
1994-05-11 | 20:00 | 16.7 | 62.06 | WEEKDAY | #N/A | 1987-05-11 | 20:00 | 18.3 | 64.94 |  |  | 1994-05-11 | 20:00 | 12.7 | 54.86 |  |  | 1999-05-11 | 20:00 | 12.2 | 53.96 | [5 empty] | 18.3 | 64.94 |  |  |  | 13 | 55.4 |  |  |  |  | 7.8 | 46.04 |  |  |  |  | 21.7 | 71.06 | [5 empty] | 20.6 | 69.08 |  |  |  | 8.9 | 48.02 |  |  |  |  | 15 | 59 |  |  |  |  | 12.2 | 53.96
1994-05-11 | 21:00 | 16.7 | 62.06 | WEEKDAY | #N/A | 1987-05-11 | 21:00 | 17.2 | 62.96 |  |  | 1994-05-11 | 21:00 | 13.8 | 56.84 |  |  | 1999-05-11 | 21:00 | 12.2 | 53.96 | [5 empty] | 18.3 | 64.94 |  |  |  | 12 | 53.6 |  |  |  |  | 7.2 | 44.96 |  |  |  |  | 20 | 68 | [5 empty] | 18.9 | 66.02 |  |  |  | 8.9 | 48.02 |  |  |  |  | 14.4 | 57.92 |  |  |  |  | 12.2 | 53.96
1994-05-11 | 22:00 | 15.6 | 60.08 | WEEKDAY | #N/A | 1987-05-11 | 22:00 | 16.7 | 62.06 |  |  | 1994-05-11 | 22:00 | 14.4 | 57.92 |  |  | 1999-05-11 | 22:00 | 12.2 | 53.96 | [5 empty] | 17.8 | 64.04 |  |  |  | 9 | 48.2 |  |  |  |  | 7.2 | 44.96 |  |  |  |  | 17.8 | 64.04 | [5 empty] | 20 | 68 |  |  |  | 9.4 | 48.92 |  |  |  |  | 12.8 | 55.04 |  |  |  |  | 12.8 | 55.04
1994-05-11 | 23:00 | 15.6 | 60.08 | WEEKDAY | #N/A | 1987-05-11 | 23:00 | 16.1 | 60.98 |  |  | 1994-05-11 | 23:00 | 13.3 | 55.94 |  |  | 1999-05-11 | 23:00 | 11.7 | 53.06 | [5 empty] | 17.2 | 62.96 |  |  |  | 9 | 48.2 |  |  |  |  | 6.7 | 44.06 |  |  |  |  | 17.2 | 62.96 | [5 empty] | 18.9 | 66.02 |  |  |  | 9.4 | 48.92 |  |  |  |  | 12.8 | 55.04 |  |  |  |  | 12.2 | 53.96
1994-05-11 | 24:00 | 15 | 59 | WEEKDAY | #N/A | 1987-05-11 | 24:00 | 16.1 | 60.98 |  |  | 1994-05-11 | 24:00 | 12.2 | 53.96 |  |  | 1999-05-11 | 24:00 | 11.7 | 53.06 | [5 empty] | 16.1 | 60.98 |  |  |  | 11 | 51.8 |  |  |  |  | 6.1 | 42.98 |  |  |  |  | 16.7 | 62.06 | [5 empty] | 17.8 | 64.04 |  |  |  | 10 | 50 |  |  |  |  | 11.1 | 51.98 |  |  |  |  | 12.2 | 53.96
1994-05-12 | 1:00 | 14.4 | 57.92 | WEEKDAY | #N/A | 1987-05-12 | 1:00 | 13.9 | 57.02 |  |  | 1994-05-12 | 1:00 | 12.2 | 53.96 |  |  | 1999-05-12 | 1:00 | 12.2 | 53.96 | [5 empty] | 15.6 | 60.08 |  |  |  | 12 | 53.6 |  |  |  |  | 4.4 | 39.92 |  |  |  |  | 15 | 59 | [5 empty] | 18.3 | 64.94 |  |  |  | 10 | 50 |  |  |  |  | 10.6 | 51.08 |  |  |  |  | 12.2 | 53.96
1994-05-12 | 2:00 | 14.4 | 57.92 | WEEKDAY | #N/A | 1987-05-12 | 2:00 | 13.9 | 57.02 |  |  | 1994-05-12 | 2:00 | 12.2 | 53.96 |  |  | 1999-05-12 | 2:00 | 11.7 | 53.06 | [5 empty] | 16.1 | 60.98 |  |  |  | 12 | 53.6 |  |  |  |  | 5.6 | 42.08 |  |  |  |  | 15 | 59 | [5 empty] | 16.7 | 62.06 |  |  |  | 10 | 50 |  |  |  |  | 10 | 50 |  |  |  |  | 12.2 | 53.96
1994-05-12 | 3:00 | 15 | 59 | WEEKDAY | #N/A | 1987-05-12 | 3:00 | 14.4 | 57.92 |  |  | 1994-05-12 | 3:00 | 12.2 | 53.96 |  |  | 1999-05-12 | 3:00 | 11.7 | 53.06 | [5 empty] | 15.6 | 60.08 |  |  |  | 11 | 51.8 |  |  |  |  | 5.6 | 42.08 |  |  |  |  | 15.6 | 60.08 | [5 empty] | 16.7 | 62.06 |  |  |  | 9.4 | 48.92 |  |  |  |  | 8.9 | 48.02 |  |  |  |  | 11.7 | 53.06
1994-05-12 | 4:00 | 16.7 | 62.06 | WEEKDAY | #N/A | 1987-05-12 | 4:00 | 17.8 | 64.04 |  |  | 1994-05-12 | 4:00 | 11.6 | 52.88 |  |  | 1999-05-12 | 4:00 | 11.7 | 53.06 | [5 empty] | 16.1 | 60.98 |  |  |  | 11 | 51.8 |  |  |  |  | 3.3 | 37.94 |  |  |  |  | 12.8 | 55.04 | [5 empty] | 16.1 | 60.98 |  |  |  | 8.9 | 48.02 |  |  |  |  | 8.3 | 46.94 |  |  |  |  | 11.7 | 53.06
1994-05-12 | 5:00 | 16.7 | 62.06 | WEEKDAY | #N/A | 1987-05-12 | 5:00 | 18.3 | 64.94 |  |  | 1994-05-12 | 5:00 | 11.6 | 52.88 |  |  | 1999-05-12 | 5:00 | 11.1 | 51.98 | [5 empty] | 14.4 | 57.92 |  |  |  | 11 | 51.8 |  |  |  |  | -0.6 | 30.92 |  |  |  |  | 12.8 | 55.04 | [5 empty] | 15.6 | 60.08 |  |  |  | 8.9 | 48.02 |  |  |  |  | 8.9 | 48.02 |  |  |  |  | 11.1 | 51.98
1994-05-12 | 6:00 | 17.2 | 62.96 | WEEKDAY | #N/A | 1987-05-12 | 6:00 | 20 | 68 |  |  | 1994-05-12 | 6:00 | 11.6 | 52.88 |  |  | 1999-05-12 | 6:00 | 11.7 | 53.06 | [5 empty] | 17.2 | 62.96 |  |  |  | 11 | 51.8 |  |  |  |  | 1.1 | 33.98 |  |  |  |  | 12.8 | 55.04 | [5 empty] | 16.7 | 62.06 |  |  |  | 8.9 | 48.02 |  |  |  |  | 9.4 | 48.92 |  |  |  |  | 11.1 | 51.98
1994-05-12 | 7:00 | 17.2 | 62.96 | WEEKDAY | #N/A | 1987-05-12 | 7:00 | 21.1 | 69.98 |  |  | 1994-05-12 | 7:00 | 13.3 | 55.94 |  |  | 1999-05-12 | 7:00 | 13.9 | 57.02 | [5 empty] | 19.4 | 66.92 |  |  |  | 11 | 51.8 |  |  |  |  | 5.6 | 42.08 |  |  |  |  | 14.4 | 57.92 | [5 empty] | 17.8 | 64.04 |  |  |  | 9.4 | 48.92 |  |  |  |  | 11.7 | 53.06 |  |  |  |  | 11.7 | 53.06
1994-05-12 | 8:00 | 17.2 | 62.96 | WEEKDAY | #N/A | 1987-05-12 | 8:00 | 22.8 | 73.04 |  |  | 1994-05-12 | 8:00 | 14.4 | 57.92 |  |  | 1999-05-12 | 8:00 | 15.6 | 60.08 | [5 empty] | 23.3 | 73.94 |  |  |  | 11 | 51.8 |  |  |  |  | 8.3 | 46.94 |  |  |  |  | 16.1 | 60.98 | [5 empty] | 19.4 | 66.92 |  |  |  | 10 | 50 |  |  |  |  | 13.3 | 55.94 |  |  |  |  | 11.7 | 53.06
1994-05-12 | 9:00 | 17.8 | 64.04 | WEEKDAY | #N/A | 1987-05-12 | 9:00 | 25 | 77 |  |  | 1994-05-12 | 9:00 | 14.4 | 57.92 |  |  | 1999-05-12 | 9:00 | 17.2 | 62.96 | [5 empty] | 25 | 77 |  |  |  | 12 | 53.6 |  |  |  |  | 10.6 | 51.08 |  |  |  |  | 17.2 | 62.96 | [5 empty] | 22.8 | 73.04 |  |  |  | 10.6 | 51.08 |  |  |  |  | 15 | 59 |  |  |  |  | 12.8 | 55.04
1994-05-12 | 10:00 | 15.6 | 60.08 | WEEKDAY | #N/A | 1987-05-12 | 10:00 | 26.7 | 80.06 |  |  | 1994-05-12 | 10:00 | 14.4 | 57.92 |  |  | 1999-05-12 | 10:00 | 18.9 | 66.02 | [5 empty] | 27.2 | 80.96 |  |  |  | 12 | 53.6 |  |  |  |  | 13.3 | 55.94 |  |  |  |  | 20.6 | 69.08 | [5 empty] | 22.2 | 71.96 |  |  |  | 11.1 | 51.98 |  |  |  |  | 16.7 | 62.06 |  |  |  |  | 13.9 | 57.02
1994-05-12 | 11:00 | 17.8 | 64.04 | WEEKDAY | #N/A | 1987-05-12 | 11:00 | 27.8 | 82.04 |  |  | 1994-05-12 | 11:00 | 13.8 | 56.84 |  |  | 1999-05-12 | 11:00 | 18.9 | 66.02 | [5 empty] | 27.2 | 80.96 |  |  |  | 12 | 53.6 |  |  |  |  | 15.6 | 60.08 |  |  |  |  | 23.9 | 75.02 | [5 empty] | 23.3 | 73.94 |  |  |  | 11.1 | 51.98 |  |  |  |  | 16.7 | 62.06 |  |  |  |  | 15 | 59
1994-05-12 | 12:00 | 19.4 | 66.92 | WEEKDAY | #N/A | 1987-05-12 | 12:00 | 27.8 | 82.04 |  |  | 1994-05-12 | 12:00 | 16.1 | 60.98 |  |  | 1999-05-12 | 12:00 | 18.9 | 66.02 | [5 empty] | 28.3 | 82.94 |  |  |  | 14 | 57.2 |  |  |  |  | 16.7 | 62.06 |  |  |  |  | 25 | 77 | [5 empty] | 25 | 77 |  |  |  | 10 | 50 |  |  |  |  | 16.7 | 62.06 |  |  |  |  | 14.4 | 57.92
1994-05-12 | 13:00 | 21.1 | 69.98 | WEEKDAY | #N/A | 1987-05-12 | 13:00 | 28.9 | 84.02 |  |  | 1994-05-12 | 13:00 | 19.4 | 66.92 |  |  | 1999-05-12 | 13:00 | 20 | 68 | [5 empty] | 27.8 | 82.04 |  |  |  | 15.5 | 59.9 |  |  |  |  | 18.3 | 64.94 |  |  |  |  | 24.4 | 75.92 | [5 empty] | 26.7 | 80.06 |  |  |  | 11.7 | 53.06 |  |  |  |  | 16.7 | 62.06 |  |  |  |  | 14.4 | 57.92
1994-05-12 | 14:00 | 15 | 59 | WEEKDAY | #N/A | 1987-05-12 | 14:00 | 26.7 | 80.06 |  |  | 1994-05-12 | 14:00 | 15 | 59 |  |  | 1999-05-12 | 14:00 | 19.4 | 66.92 | [5 empty] | 26.7 | 80.06 |  |  |  | 17 | 62.6 |  |  |  |  | 19.4 | 66.92 |  |  |  |  | 27.8 | 82.04 | [5 empty] | 27.8 | 82.04 |  |  |  | 11.1 | 51.98 |  |  |  |  | 17.2 | 62.96 |  |  |  |  | 14.4 | 57.92
1994-05-12 | 15:00 | 17.2 | 62.96 | WEEKDAY | #N/A | 1987-05-12 | 15:00 | 24.4 | 75.92 |  |  | 1994-05-12 | 15:00 | 16.6 | 61.88 |  |  | 1999-05-12 | 15:00 | 18.3 | 64.94 | [5 empty] | 24.4 | 75.92 |  |  |  | 17 | 62.6 |  |  |  |  | 20 | 68 |  |  |  |  | 26.7 | 80.06 | [5 empty] | 27.2 | 80.96 |  |  |  | 12.8 | 55.04 |  |  |  |  | 17.2 | 62.96 |  |  |  |  | 15 | 59
1994-05-12 | 16:00 | 16.7 | 62.06 | WEEKDAY | #N/A | 1987-05-12 | 16:00 | 21.7 | 71.06 |  |  | 1994-05-12 | 16:00 | 16.1 | 60.98 |  |  | 1999-05-12 | 16:00 | 19.4 | 66.92 | [5 empty] | 24.4 | 75.92 |  |  |  | 17 | 62.6 |  |  |  |  | 20.6 | 69.08 |  |  |  |  | 27.8 | 82.04 | [5 empty] | 21.7 | 71.06 |  |  |  | 14.4 | 57.92 |  |  |  |  | 16.7 | 62.06 |  |  |  |  | 15 | 59
1994-05-12 | 17:00 | 16.1 | 60.98 | WEEKDAY | #N/A | 1987-05-12 | 17:00 | 19.4 | 66.92 |  |  | 1994-05-12 | 17:00 | 15 | 59 |  |  | 1999-05-12 | 17:00 | 18.9 | 66.02 | [5 empty] | 25.6 | 78.08 |  |  |  | 15.8 | 60.44 |  |  |  |  | 20 | 68 |  |  |  |  | 27.2 | 80.96 | [5 empty] | 18.9 | 66.02 |  |  |  | 14.4 | 57.92 |  |  |  |  | 16.7 | 62.06 |  |  |  |  | 14.4 | 57.92
1994-05-12 | 18:00 | 13.9 | 57.02 | WEEKDAY | #N/A | 1987-05-12 | 18:00 | 18.9 | 66.02 |  |  | 1994-05-12 | 18:00 | 12.2 | 53.96 |  |  | 1999-05-12 | 18:00 | 17.2 | 62.96 | [5 empty] | 23.9 | 75.02 |  |  |  | 14 | 57.2 |  |  |  |  | 20 | 68 |  |  |  |  | 24.4 | 75.92 | [5 empty] | 18.3 | 64.94 |  |  |  | 13.9 | 57.02 |  |  |  |  | 15.6 | 60.08 |  |  |  |  | 14.4 | 57.92
1994-05-12 | 19:00 | 13.3 | 55.94 | WEEKDAY | #N/A | 1987-05-12 | 19:00 | 18.9 | 66.02 |  |  | 1994-05-12 | 19:00 | 11.1 | 51.98 |  |  | 1999-05-12 | 19:00 | 15 | 59 | [5 empty] | 19.4 | 66.92 |  |  |  | 14 | 57.2 |  |  |  |  | 18.3 | 64.94 |  |  |  |  | 23.3 | 73.94 | [5 empty] | 18.9 | 66.02 |  |  |  | 12.8 | 55.04 |  |  |  |  | 14.4 | 57.92 |  |  |  |  | 13.9 | 57.02
1994-05-12 | 20:00 | 12.2 | 53.96 | WEEKDAY | #N/A | 1987-05-12 | 20:00 | 18.3 | 64.94 |  |  | 1994-05-12 | 20:00 | 10.5 | 50.9 |  |  | 1999-05-12 | 20:00 | 13.9 | 57.02 | [5 empty] | 18.9 | 66.02 |  |  |  | 14 | 57.2 |  |  |  |  | 16.7 | 62.06 |  |  |  |  | 21.1 | 69.98 | [5 empty] | 18.9 | 66.02 |  |  |  | 11.7 | 53.06 |  |  |  |  | 12.8 | 55.04 |  |  |  |  | 13.9 | 57.02
1994-05-12 | 21:00 | 12.2 | 53.96 | WEEKDAY | #N/A | 1987-05-12 | 21:00 | 17.8 | 64.04 |  |  | 1994-05-12 | 21:00 | 9.4 | 48.92 |  |  | 1999-05-12 | 21:00 | 13.9 | 57.02 | [5 empty] | 18.9 | 66.02 |  |  |  | 13 | 55.4 |  |  |  |  | 16.1 | 60.98 |  |  |  |  | 20 | 68 | [5 empty] | 18.3 | 64.94 |  |  |  | 10.6 | 51.08 |  |  |  |  | 11.7 | 53.06 |  |  |  |  | 12.8 | 55.04
1994-05-12 | 22:00 | 11.7 | 53.06 | WEEKDAY | #N/A | 1987-05-12 | 22:00 | 17.8 | 64.04 |  |  | 1994-05-12 | 22:00 | 9.4 | 48.92 |  |  | 1999-05-12 | 22:00 | 13.9 | 57.02 | [5 empty] | 17.8 | 64.04 |  |  |  | 13 | 55.4 |  |  |  |  | 16.1 | 60.98 |  |  |  |  | 18.9 | 66.02 | [5 empty] | 20.6 | 69.08 |  |  |  | 10 | 50 |  |  |  |  | 11.1 | 51.98 |  |  |  |  | 12.8 | 55.04
1994-05-12 | 23:00 | 11.1 | 51.98 | WEEKDAY | #N/A | 1987-05-12 | 23:00 | 17.2 | 62.96 |  |  | 1994-05-12 | 23:00 | 9.4 | 48.92 |  |  | 1999-05-12 | 23:00 | 13.3 | 55.94 | [5 empty] | 16.1 | 60.98 |  |  |  | 12.5 | 54.5 |  |  |  |  | 15.6 | 60.08 |  |  |  |  | 18.9 | 66.02 | [5 empty] | 20.6 | 69.08 |  |  |  | 10 | 50 |  |  |  |  | 8.3 | 46.94 |  |  |  |  | 12.2 | 53.96
1994-05-12 | 24:00 | 10 | 50 | WEEKDAY | #N/A | 1987-05-12 | 24:00 | 16.1 | 60.98 |  |  | 1994-05-12 | 24:00 | 8.8 | 47.84 |  |  | 1999-05-12 | 24:00 | 14.4 | 57.92 | [5 empty] | 15.6 | 60.08 |  |  |  | 12 | 53.6 |  |  |  |  | 14.4 | 57.92 |  |  |  |  | 18.3 | 64.94 | [5 empty] | 20 | 68 |  |  |  | 10 | 50 |  |  |  |  | 8.3 | 46.94 |  |  |  |  | 11.7 | 53.06
1994-05-13 | 1:00 | 10.6 | 51.08 | WEEKDAY | #N/A | 1987-05-13 | 1:00 | 16.1 | 60.98 |  |  | 1994-05-13 | 1:00 | 8.2 | 46.76 |  |  | 1999-05-13 | 1:00 | 15.6 | 60.08 | [5 empty] | 14.4 | 57.92 |  |  |  | 11.9 | 53.42 |  |  |  |  | 13.9 | 57.02 |  |  |  |  | 18.3 | 64.94 | [5 empty] | 20 | 68 |  |  |  | 10 | 50 |  |  |  |  | 5 | 41 |  |  |  |  | 11.1 | 51.98
1994-05-13 | 2:00 | 10 | 50 | WEEKDAY | #N/A | 1987-05-13 | 2:00 | 14.4 | 57.92 |  |  | 1994-05-13 | 2:00 | 7.7 | 45.86 |  |  | 1999-05-13 | 2:00 | 15.6 | 60.08 | [5 empty] | 13.3 | 55.94 |  |  |  | 11.8 | 53.24 |  |  |  |  | 12.8 | 55.04 |  |  |  |  | 18.9 | 66.02 | [5 empty] | 20 | 68 |  |  |  | 9.4 | 48.92 |  |  |  |  | 3.9 | 39.02 |  |  |  |  | 11.7 | 53.06
1994-05-13 | 3:00 | 9.4 | 48.92 | WEEKDAY | #N/A | 1987-05-13 | 3:00 | 13.3 | 55.94 |  |  | 1994-05-13 | 3:00 | 7.7 | 45.86 |  |  | 1999-05-13 | 3:00 | 15 | 59 | [5 empty] | 12.8 | 55.04 |  |  |  | 12 | 53.6 |  |  |  |  | 12.8 | 55.04 |  |  |  |  | 18.9 | 66.02 | [5 empty] | 20 | 68 |  |  |  | 8.3 | 46.94 |  |  |  |  | 4.4 | 39.92 |  |  |  |  | 11.1 | 51.98
1994-05-13 | 4:00 | 8.9 | 48.02 | WEEKDAY | #N/A | 1987-05-13 | 4:00 | 12.2 | 53.96 |  |  | 1994-05-13 | 4:00 | 6.6 | 43.88 |  |  | 1999-05-13 | 4:00 | 14.4 | 57.92 | [5 empty] | 11.7 | 53.06 |  |  |  | 12 | 53.6 |  |  |  |  | 13.3 | 55.94 |  |  |  |  | 18.3 | 64.94 | [5 empty] | 19.4 | 66.92 |  |  |  | 8.9 | 48.02 |  |  |  |  | 4.4 | 39.92 |  |  |  |  | 11.1 | 51.98
1994-05-13 | 5:00 | 8.9 | 48.02 | WEEKDAY | #N/A | 1987-05-13 | 5:00 | 11.1 | 51.98 |  |  | 1994-05-13 | 5:00 | 6.6 | 43.88 |  |  | 1999-05-13 | 5:00 | 13.9 | 57.02 | [5 empty] | 11.1 | 51.98 |  |  |  | 13 | 55.4 |  |  |  |  | 13.3 | 55.94 |  |  |  |  | 18.3 | 64.94 | [5 empty] | 17.2 | 62.96 |  |  |  | 8.9 | 48.02 |  |  |  |  | 5 | 41 |  |  |  |  | 11.1 | 51.98
1994-05-13 | 6:00 | 8.9 | 48.02 | WEEKDAY | #N/A | 1987-05-13 | 6:00 | 11.7 | 53.06 |  |  | 1994-05-13 | 6:00 | 6.6 | 43.88 |  |  | 1999-05-13 | 6:00 | 12.8 | 55.04 | [5 empty] | 11.1 | 51.98 |  |  |  | 13 | 55.4 |  |  |  |  | 13.3 | 55.94 |  |  |  |  | 18.3 | 64.94 | [5 empty] | 18.9 | 66.02 |  |  |  | 8.3 | 46.94 |  |  |  |  | 6.7 | 44.06 |  |  |  |  | 11.7 | 53.06
1994-05-13 | 7:00 | 9.4 | 48.92 | WEEKDAY | #N/A | 1987-05-13 | 7:00 | 12.8 | 55.04 |  |  | 1994-05-13 | 7:00 | 7.7 | 45.86 |  |  | 1999-05-13 | 7:00 | 11.7 | 53.06 | [5 empty] | 11.7 | 53.06 |  |  |  | 13.8 | 56.84 |  |  |  |  | 15 | 59 |  |  |  |  | 18.9 | 66.02 | [5 empty] | 20.6 | 69.08 |  |  |  | 11.1 | 51.98 |  |  |  |  | 10.6 | 51.08 |  |  |  |  | 11.7 | 53.06
1994-05-13 | 8:00 | 10.6 | 51.08 | WEEKDAY | #N/A | 1987-05-13 | 8:00 | 13.9 | 57.02 |  |  | 1994-05-13 | 8:00 | 8.3 | 46.94 |  |  | 1999-05-13 | 8:00 | 13.3 | 55.94 | [5 empty] | 13.3 | 55.94 |  |  |  | 14 | 57.2 |  |  |  |  | 17.2 | 62.96 |  |  |  |  | 20 | 68 | [5 empty] | 22.8 | 73.04 |  |  |  | 13.9 | 57.02 |  |  |  |  | 14.4 | 57.92 |  |  |  |  | 12.2 | 53.96
1994-05-13 | 9:00 | 11.7 | 53.06 | WEEKDAY | #N/A | 1987-05-13 | 9:00 | 15 | 59 |  |  | 1994-05-13 | 9:00 | 10 | 50 |  |  | 1999-05-13 | 9:00 | 13.9 | 57.02 | [5 empty] | 13.9 | 57.02 |  |  |  | 16 | 60.8 |  |  |  |  | 20 | 68 |  |  |  |  | 21.1 | 69.98 | [5 empty] | 23.9 | 75.02 |  |  |  | 15.6 | 60.08 |  |  |  |  | 17.8 | 64.04 |  |  |  |  | 13.3 | 55.94
1994-05-13 | 10:00 | 12.8 | 55.04 | WEEKDAY | #N/A | 1987-05-13 | 10:00 | 15 | 59 |  |  | 1994-05-13 | 10:00 | 11.1 | 51.98 |  |  | 1999-05-13 | 10:00 | 15 | 59 | [5 empty] | 14.4 | 57.92 |  |  |  | 16 | 60.8 |  |  |  |  | 22.2 | 71.96 |  |  |  |  | 24.4 | 75.92 | [5 empty] | 25 | 77 |  |  |  | 17.8 | 64.04 |  |  |  |  | 19.4 | 66.92 |  |  |  |  | 14.4 | 57.92
1994-05-13 | 11:00 | 13.9 | 57.02 | WEEKDAY | #N/A | 1987-05-13 | 11:00 | 15.6 | 60.08 |  |  | 1994-05-13 | 11:00 | 12.2 | 53.96 |  |  | 1999-05-13 | 11:00 | 16.1 | 60.98 | [5 empty] | 15.6 | 60.08 |  |  |  | 18 | 64.4 |  |  |  |  | 23.3 | 73.94 |  |  |  |  | 26.1 | 78.98 | [5 empty] | 25.6 | 78.08 |  |  |  | 18.9 | 66.02 |  |  |  |  | 21.1 | 69.98 |  |  |  |  | 16.1 | 60.98
1994-05-13 | 12:00 | 15.6 | 60.08 | WEEKDAY | #N/A | 1987-05-13 | 12:00 | 16.7 | 62.06 |  |  | 1994-05-13 | 12:00 | 13.3 | 55.94 |  |  | 1999-05-13 | 12:00 | 17.2 | 62.96 | [5 empty] | 16.7 | 62.06 |  |  |  | 19 | 66.2 |  |  |  |  | 23.9 | 75.02 |  |  |  |  | 27.8 | 82.04 | [5 empty] | 26.1 | 78.98 |  |  |  | 20.6 | 69.08 |  |  |  |  | 22.8 | 73.04 |  |  |  |  | 18.3 | 64.94
1994-05-13 | 13:00 | 16.1 | 60.98 | WEEKDAY | #N/A | 1987-05-13 | 13:00 | 17.2 | 62.96 |  |  | 1994-05-13 | 13:00 | 14.4 | 57.92 |  |  | 1999-05-13 | 13:00 | 15 | 59 | [5 empty] | 17.8 | 64.04 |  |  |  | 21 | 69.8 |  |  |  |  | 25 | 77 |  |  |  |  | 28.9 | 84.02 | [5 empty] | 27.2 | 80.96 |  |  |  | 21.7 | 71.06 |  |  |  |  | 23.9 | 75.02 |  |  |  |  | 19.4 | 66.92
1994-05-13 | 14:00 | 17.2 | 62.96 | WEEKDAY | #N/A | 1987-05-13 | 14:00 | 17.8 | 64.04 |  |  | 1994-05-13 | 14:00 | 15 | 59 |  |  | 1999-05-13 | 14:00 | 14.4 | 57.92 | [5 empty] | 18.3 | 64.94 |  |  |  | 22 | 71.6 |  |  |  |  | 23.9 | 75.02 |  |  |  |  | 29.4 | 84.92 | [5 empty] | 26.7 | 80.06 |  |  |  | 21.7 | 71.06 |  |  |  |  | 23.9 | 75.02 |  |  |  |  | 21.1 | 69.98
1994-05-13 | 15:00 | 17.2 | 62.96 | WEEKDAY | #N/A | 1987-05-13 | 15:00 | 17.8 | 64.04 |  |  | 1994-05-13 | 15:00 | 15 | 59 |  |  | 1999-05-13 | 15:00 | 14.4 | 57.92 | [5 empty] | 18.3 | 64.94 |  |  |  | 23 | 73.4 |  |  |  |  | 10.6 | 51.08 |  |  |  |  | 29.4 | 84.92 | [5 empty] | 25 | 77 |  |  |  | 22.8 | 73.04 |  |  |  |  | 24.4 | 75.92 |  |  |  |  | 20 | 68
1994-05-13 | 16:00 | 17.2 | 62.96 | WEEKDAY | #N/A | 1987-05-13 | 16:00 | 17.2 | 62.96 |  |  | 1994-05-13 | 16:00 | 15.5 | 59.9 |  |  | 1999-05-13 | 16:00 | 13.9 | 57.02 | [5 empty] | 18.9 | 66.02 |  |  |  | 22 | 71.6 |  |  |  |  | 10 | 50 |  |  |  |  | 28.9 | 84.02 | [5 empty] | 23.9 | 75.02 |  |  |  | 22.8 | 73.04 |  |  |  |  | 23.9 | 75.02 |  |  |  |  | 21.7 | 71.06
1994-05-13 | 17:00 | 16.7 | 62.06 | WEEKDAY | #N/A | 1987-05-13 | 17:00 | 16.1 | 60.98 |  |  | 1994-05-13 | 17:00 | 14.4 | 57.92 |  |  | 1999-05-13 | 17:00 | 13.9 | 57.02 | [5 empty] | 18.9 | 66.02 |  |  |  | 21 | 69.8 |  |  |  |  | 8.9 | 48.02 |  |  |  |  | 28.3 | 82.94 | [5 empty] | 23.9 | 75.02 |  |  |  | 21.1 | 69.98 |  |  |  |  | 22.2 | 71.96 |  |  |  |  | 21.1 | 69.98
1994-05-13 | 18:00 | 16.1 | 60.98 | WEEKDAY | #N/A | 1987-05-13 | 18:00 | 14.4 | 57.92 |  |  | 1994-05-13 | 18:00 | 13.8 | 56.84 |  |  | 1999-05-13 | 18:00 | 12.8 | 55.04 | [5 empty] | 17.8 | 64.04 |  |  |  | 20 | 68 |  |  |  |  | 8.9 | 48.02 |  |  |  |  | 27.2 | 80.96 | [5 empty] | 22.8 | 73.04 |  |  |  | 20.6 | 69.08 |  |  |  |  | 20.6 | 69.08 |  |  |  |  | 20.6 | 69.08
1994-05-13 | 19:00 | 14.4 | 57.92 | WEEKDAY | #N/A | 1987-05-13 | 19:00 | 13.3 | 55.94 |  |  | 1994-05-13 | 19:00 | 12.2 | 53.96 |  |  | 1999-05-13 | 19:00 | 12.2 | 53.96 | [5 empty] | 16.1 | 60.98 |  |  |  | 19 | 66.2 |  |  |  |  | 8.3 | 46.94 |  |  |  |  | 25 | 77 | [5 empty] | 21.1 | 69.98 |  |  |  | 19.4 | 66.92 |  |  |  |  | 19.4 | 66.92 |  |  |  |  | 19.4 | 66.92
1994-05-13 | 20:00 | 13.3 | 55.94 | WEEKDAY | #N/A | 1987-05-13 | 20:00 | 12.2 | 53.96 |  |  | 1994-05-13 | 20:00 | 11.1 | 51.98 |  |  | 1999-05-13 | 20:00 | 11.7 | 53.06 | [5 empty] | 15 | 59 |  |  |  | 17 | 62.6 |  |  |  |  | 7.8 | 46.04 |  |  |  |  | 22.8 | 73.04 | [5 empty] | 18.9 | 66.02 |  |  |  | 18.3 | 64.94 |  |  |  |  | 17.2 | 62.96 |  |  |  |  | 17.2 | 62.96
1994-05-13 | 21:00 | 12.8 | 55.04 | WEEKDAY | #N/A | 1987-05-13 | 21:00 | 10.6 | 51.08 |  |  | 1994-05-13 | 21:00 | 10 | 50 |  |  | 1999-05-13 | 21:00 | 11.1 | 51.98 | [5 empty] | 13.9 | 57.02 |  |  |  | 16 | 60.8 |  |  |  |  | 7.8 | 46.04 |  |  |  |  | 21.1 | 69.98 | [5 empty] | 17.8 | 64.04 |  |  |  | 17.2 | 62.96 |  |  |  |  | 15.6 | 60.08 |  |  |  |  | 15.6 | 60.08
1994-05-13 | 22:00 | 12.2 | 53.96 | WEEKDAY | #N/A | 1987-05-13 | 22:00 | 10 | 50 |  |  | 1994-05-13 | 22:00 | 8.8 | 47.84 |  |  | 1999-05-13 | 22:00 | 10 | 50 | [5 empty] | 12.2 | 53.96 |  |  |  | 15.9 | 60.62 |  |  |  |  | 7.2 | 44.96 |  |  |  |  | 20.6 | 69.08 | [5 empty] | 16.7 | 62.06 |  |  |  | 18.3 | 64.94 |  |  |  |  | 15 | 59 |  |  |  |  | 14.4 | 57.92
1994-05-13 | 23:00 | 12.2 | 53.96 | WEEKDAY | #N/A | 1987-05-13 | 23:00 | 9.4 | 48.92 |  |  | 1994-05-13 | 23:00 | 8.8 | 47.84 |  |  | 1999-05-13 | 23:00 | 10 | 50 | [5 empty] | 11.1 | 51.98 |  |  |  | 16 | 60.8 |  |  |  |  | 6.1 | 42.98 |  |  |  |  | 18.3 | 64.94 | [5 empty] | 14.4 | 57.92 |  |  |  | 18.3 | 64.94 |  |  |  |  | 13.9 | 57.02 |  |  |  |  | 13.9 | 57.02
1994-05-13 | 24:00 | 11.7 | 53.06 | WEEKDAY | #N/A | 1987-05-13 | 24:00 | 9.4 | 48.92 |  |  | 1994-05-13 | 24:00 | 7.2 | 44.96 |  |  | 1999-05-13 | 24:00 | 9.4 | 48.92 | [5 empty] | 11.1 | 51.98 |  |  |  | 14 | 57.2 |  |  |  |  | 6.1 | 42.98 |  |  |  |  | 18.9 | 66.02 | [5 empty] | 13.3 | 55.94 |  |  |  | 17.8 | 64.04 |  |  |  |  | 13.3 | 55.94 |  |  |  |  | 13.9 | 57.02
1994-05-14 | 1:00 | 11.7 | 53.06 | SATURDAY | #N/A | 1987-05-14 | 1:00 | 8.3 | 46.94 |  |  | 1994-05-14 | 1:00 | 7.2 | 44.96 |  |  | 1999-05-14 | 1:00 | 8.9 | 48.02 | [5 empty] | 10 | 50 |  |  |  | 13 | 55.4 |  |  |  |  | 7.2 | 44.96 |  |  |  |  | 17.2 | 62.96 | [5 empty] | 12.8 | 55.04 |  |  |  | 17.2 | 62.96 |  |  |  |  | 13.9 | 57.02 |  |  |  |  | 13.9 | 57.02
1994-05-14 | 2:00 | 11.1 | 51.98 | SATURDAY | #N/A | 1987-05-14 | 2:00 | 8.3 | 46.94 |  |  | 1994-05-14 | 2:00 | 7.2 | 44.96 |  |  | 1999-05-14 | 2:00 | 8.3 | 46.94 | [5 empty] | 10 | 50 |  |  |  | 12 | 53.6 |  |  |  |  | 6.7 | 44.06 |  |  |  |  | 16.1 | 60.98 | [5 empty] | 11.7 | 53.06 |  |  |  | 16.7 | 62.06 |  |  |  |  | 13.3 | 55.94 |  |  |  |  | 13.9 | 57.02
1994-05-14 | 3:00 | 10.6 | 51.08 | SATURDAY | #N/A | 1987-05-14 | 3:00 | 7.8 | 46.04 |  |  | 1994-05-14 | 3:00 | 5.5 | 41.9 |  |  | 1999-05-14 | 3:00 | 7.8 | 46.04 | [5 empty] | 10 | 50 |  |  |  | 12 | 53.6 |  |  |  |  | 5.6 | 42.08 |  |  |  |  | 15 | 59 | [5 empty] | 11.7 | 53.06 |  |  |  | 17.2 | 62.96 |  |  |  |  | 13.3 | 55.94 |  |  |  |  | 13.3 | 55.94
1994-05-14 | 4:00 | 10.6 | 51.08 | SATURDAY | #N/A | 1987-05-14 | 4:00 | 7.2 | 44.96 |  |  | 1994-05-14 | 4:00 | 6.1 | 42.98 |  |  | 1999-05-14 | 4:00 | 7.2 | 44.96 | [5 empty] | 8.9 | 48.02 |  |  |  | 11 | 51.8 |  |  |  |  | 5.6 | 42.08 |  |  |  |  | 14.4 | 57.92 | [5 empty] | 10.6 | 51.08 |  |  |  | 17.2 | 62.96 |  |  |  |  | 12.8 | 55.04 |  |  |  |  | 12.2 | 53.96
1994-05-14 | 5:00 | 10.6 | 51.08 | SATURDAY | #N/A | 1987-05-14 | 5:00 | 7.2 | 44.96 |  |  | 1994-05-14 | 5:00 | 5.5 | 41.9 |  |  | 1999-05-14 | 5:00 | 8.3 | 46.94 | [5 empty] | 9.4 | 48.92 |  |  |  | 10 | 50 |  |  |  |  | 5.6 | 42.08 |  |  |  |  | 13.9 | 57.02 | [5 empty] | 10 | 50 |  |  |  | 17.2 | 62.96 |  |  |  |  | 11.1 | 51.98 |  |  |  |  | 12.2 | 53.96
1994-05-14 | 6:00 | 10.6 | 51.08 | SATURDAY | #N/A | 1987-05-14 | 6:00 | 8.3 | 46.94 |  |  | 1994-05-14 | 6:00 | 6.1 | 42.98 |  |  | 1999-05-14 | 6:00 | 9.4 | 48.92 | [5 empty] | 10 | 50 |  |  |  | 10 | 50 |  |  |  |  | 3.3 | 37.94 |  |  |  |  | 13.9 | 57.02 | [5 empty] | 12.8 | 55.04 |  |  |  | 17.2 | 62.96 |  |  |  |  | 13.9 | 57.02 |  |  |  |  | 14.4 | 57.92
1994-05-14 | 7:00 | 11.1 | 51.98 | SATURDAY | #N/A | 1987-05-14 | 7:00 | 10 | 50 |  |  | 1994-05-14 | 7:00 | 10 | 50 |  |  | 1999-05-14 | 7:00 | 11.1 | 51.98 | [5 empty] | 11.1 | 51.98 |  |  |  | 14 | 57.2 |  |  |  |  | 6.1 | 42.98 |  |  |  |  | 15.6 | 60.08 | [5 empty] | 14.4 | 57.92 |  |  |  | 16.7 | 62.06 |  |  |  |  | 15.6 | 60.08 |  |  |  |  | 17.2 | 62.96
1994-05-14 | 8:00 | 12.8 | 55.04 | SATURDAY | #N/A | 1987-05-14 | 8:00 | 11.7 | 53.06 |  |  | 1994-05-14 | 8:00 | 12.2 | 53.96 |  |  | 1999-05-14 | 8:00 | 12.8 | 55.04 | [5 empty] | 13.9 | 57.02 |  |  |  | 13 | 55.4 |  |  |  |  | 8.3 | 46.94 |  |  |  |  | 17.2 | 62.96 | [5 empty] | 16.1 | 60.98 |  |  |  | 16.7 | 62.06 |  |  |  |  | 16.1 | 60.98 |  |  |  |  | 20 | 68
1994-05-14 | 9:00 | 14.4 | 57.92 | SATURDAY | #N/A | 1987-05-14 | 9:00 | 13.9 | 57.02 |  |  | 1994-05-14 | 9:00 | 13.8 | 56.84 |  |  | 1999-05-14 | 9:00 | 13.9 | 57.02 | [5 empty] | 15.6 | 60.08 |  |  |  | 14 | 57.2 |  |  |  |  | 10.6 | 51.08 |  |  |  |  | 18.3 | 64.94 | [5 empty] | 17.2 | 62.96 |  |  |  | 17.2 | 62.96 |  |  |  |  | 17.8 | 64.04 |  |  |  |  | 21.1 | 69.98
1994-05-14 | 10:00 | 16.7 | 62.06 | SATURDAY | #N/A | 1987-05-14 | 10:00 | 15 | 59 |  |  | 1994-05-14 | 10:00 | 15.5 | 59.9 |  |  | 1999-05-14 | 10:00 | 15 | 59 | [5 empty] | 17.2 | 62.96 |  |  |  | 16 | 60.8 |  |  |  |  | 11.7 | 53.06 |  |  |  |  | 20 | 68 | [5 empty] | 18.9 | 66.02 |  |  |  | 18.9 | 66.02 |  |  |  |  | 16.1 | 60.98 |  |  |  |  | 22.2 | 71.96
1994-05-14 | 11:00 | 17.2 | 62.96 | SATURDAY | #N/A | 1987-05-14 | 11:00 | 17.8 | 64.04 |  |  | 1994-05-14 | 11:00 | 15.5 | 59.9 |  |  | 1999-05-14 | 11:00 | 15.6 | 60.08 | [5 empty] | 18.3 | 64.94 |  |  |  | 17 | 62.6 |  |  |  |  | 12.8 | 55.04 |  |  |  |  | 19.4 | 66.92 | [5 empty] | 20 | 68 |  |  |  | 20 | 68 |  |  |  |  | 15.6 | 60.08 |  |  |  |  | 22.8 | 73.04
1994-05-14 | 12:00 | 18.9 | 66.02 | SATURDAY | #N/A | 1987-05-14 | 12:00 | 18.9 | 66.02 |  |  | 1994-05-14 | 12:00 | 17.7 | 63.86 |  |  | 1999-05-14 | 12:00 | 15.6 | 60.08 | [5 empty] | 18.9 | 66.02 |  |  |  | 18 | 64.4 |  |  |  |  | 13.9 | 57.02 |  |  |  |  | 20.6 | 69.08 | [5 empty] | 21.1 | 69.98 |  |  |  | 22.2 | 71.96 |  |  |  |  | 17.8 | 64.04 |  |  |  |  | 22.8 | 73.04
1994-05-14 | 13:00 | 20.6 | 69.08 | SATURDAY | #N/A | 1987-05-14 | 13:00 | 18.9 | 66.02 |  |  | 1994-05-14 | 13:00 | 19.4 | 66.92 |  |  | 1999-05-14 | 13:00 | 16.1 | 60.98 | [5 empty] | 20 | 68 |  |  |  | 19 | 66.2 |  |  |  |  | 15.6 | 60.08 |  |  |  |  | 20.6 | 69.08 | [5 empty] | 21.7 | 71.06 |  |  |  | 23.9 | 75.02 |  |  |  |  | 18.9 | 66.02 |  |  |  |  | 22.8 | 73.04
1994-05-14 | 14:00 | 21.7 | 71.06 | SATURDAY | #N/A | 1987-05-14 | 14:00 | 19.4 | 66.92 |  |  | 1994-05-14 | 14:00 | 21.1 | 69.98 |  |  | 1999-05-14 | 14:00 | 14.4 | 57.92 | [5 empty] | 18.3 | 64.94 |  |  |  | 20 | 68 |  |  |  |  | 16.1 | 60.98 |  |  |  |  | 21.1 | 69.98 | [5 empty] | 22.2 | 71.96 |  |  |  | 25 | 77 |  |  |  |  | 18.9 | 66.02 |  |  |  |  | 21.7 | 71.06
1994-05-14 | 15:00 | 23.3 | 73.94 | SATURDAY | #N/A | 1987-05-14 | 15:00 | 20 | 68 |  |  | 1994-05-14 | 15:00 | 22.2 | 71.96 |  |  | 1999-05-14 | 15:00 | 13.9 | 57.02 | [5 empty] | 18.3 | 64.94 |  |  |  | 21 | 69.8 |  |  |  |  | 16.7 | 62.06 |  |  |  |  | 21.1 | 69.98 | [5 empty] | 22.2 | 71.96 |  |  |  | 26.1 | 78.98 |  |  |  |  | 21.1 | 69.98 |  |  |  |  | 18.9 | 66.02
1994-05-14 | 16:00 | 23.3 | 73.94 | SATURDAY | #N/A | 1987-05-14 | 16:00 | 18.3 | 64.94 |  |  | 1994-05-14 | 16:00 | 22.2 | 71.96 |  |  | 1999-05-14 | 16:00 | 13.3 | 55.94 | [5 empty] | 18.9 | 66.02 |  |  |  | 20 | 68 |  |  |  |  | 16.7 | 62.06 |  |  |  |  | 20.6 | 69.08 | [5 empty] | 21.7 | 71.06 |  |  |  | 25 | 77 |  |  |  |  | 19.4 | 66.92 |  |  |  |  | 16.7 | 62.06
1994-05-14 | 17:00 | 24.4 | 75.92 | SATURDAY | #N/A | 1987-05-14 | 17:00 | 17.2 | 62.96 |  |  | 1994-05-14 | 17:00 | 22 | 71.6 |  |  | 1999-05-14 | 17:00 | 13.3 | 55.94 | [5 empty] | 18.9 | 66.02 |  |  |  | 20 | 68 |  |  |  |  | 16.7 | 62.06 |  |  |  |  | 20 | 68 | [5 empty] | 21.1 | 69.98 |  |  |  | 16.1 | 60.98 |  |  |  |  | 18.9 | 66.02 |  |  |  |  | 16.7 | 62.06
1994-05-14 | 18:00 | 24.4 | 75.92 | SATURDAY | #N/A | 1987-05-14 | 18:00 | 16.1 | 60.98 |  |  | 1994-05-14 | 18:00 | 21.6 | 70.88 |  |  | 1999-05-14 | 18:00 | 12.2 | 53.96 | [5 empty] | 17.8 | 64.04 |  |  |  | 19 | 66.2 |  |  |  |  | 16.1 | 60.98 |  |  |  |  | 17.8 | 64.04 | [5 empty] | 20 | 68 |  |  |  | 19.4 | 66.92 |  |  |  |  | 18.9 | 66.02 |  |  |  |  | 17.8 | 64.04
1994-05-14 | 19:00 | 23.3 | 73.94 | SATURDAY | #N/A | 1987-05-14 | 19:00 | 14.4 | 57.92 |  |  | 1994-05-14 | 19:00 | 20 | 68 |  |  | 1999-05-14 | 19:00 | 11.7 | 53.06 | [5 empty] | 16.1 | 60.98 |  |  |  | 18 | 64.4 |  |  |  |  | 13.9 | 57.02 |  |  |  |  | 16.1 | 60.98 | [5 empty] | 17.8 | 64.04 |  |  |  | 15.6 | 60.08 |  |  |  |  | 18.3 | 64.94 |  |  |  |  | 18.3 | 64.94
1994-05-14 | 20:00 | 21.7 | 71.06 | SATURDAY | #N/A | 1987-05-14 | 20:00 | 13.3 | 55.94 |  |  | 1994-05-14 | 20:00 | 17.7 | 63.86 |  |  | 1999-05-14 | 20:00 | 11.1 | 51.98 | [5 empty] | 15.6 | 60.08 |  |  |  | 15.3 | 59.54 |  |  |  |  | 12.2 | 53.96 |  |  |  |  | 15 | 59 | [5 empty] | 15 | 59 |  |  |  | 13.3 | 55.94 |  |  |  |  | 16.7 | 62.06 |  |  |  |  | 17.8 | 64.04
1994-05-14 | 21:00 | 21.1 | 69.98 | SATURDAY | #N/A | 1987-05-14 | 21:00 | 13.3 | 55.94 |  |  | 1994-05-14 | 21:00 | 14.4 | 57.92 |  |  | 1999-05-14 | 21:00 | 10.6 | 51.08 | [5 empty] | 15.6 | 60.08 |  |  |  | 13 | 55.4 |  |  |  |  | 12.2 | 53.96 |  |  |  |  | 13.9 | 57.02 | [5 empty] | 12.8 | 55.04 |  |  |  | 12.2 | 53.96 |  |  |  |  | 16.1 | 60.98 |  |  |  |  | 17.8 | 64.04
1994-05-14 | 22:00 | 20.6 | 69.08 | SATURDAY | #N/A | 1987-05-14 | 22:00 | 13.3 | 55.94 |  |  | 1994-05-14 | 22:00 | 13.8 | 56.84 |  |  | 1999-05-14 | 22:00 | 10 | 50 | [5 empty] | 13.9 | 57.02 |  |  |  | 15 | 59 |  |  |  |  | 11.7 | 53.06 |  |  |  |  | 12.8 | 55.04 | [5 empty] | 11.7 | 53.06 |  |  |  | 11.7 | 53.06 |  |  |  |  | 15.6 | 60.08 |  |  |  |  | 15 | 59
1994-05-14 | 23:00 | 20 | 68 | SATURDAY | #N/A | 1987-05-14 | 23:00 | 12.8 | 55.04 |  |  | 1994-05-14 | 23:00 | 12.7 | 54.86 |  |  | 1999-05-14 | 23:00 | 10.6 | 51.08 | [5 empty] | 13.3 | 55.94 |  |  |  | 12 | 53.6 |  |  |  |  | 8.9 | 48.02 |  |  |  |  | 12.8 | 55.04 | [5 empty] | 11.7 | 53.06 |  |  |  | 11.1 | 51.98 |  |  |  |  | 15 | 59 |  |  |  |  | 13.9 | 57.02
1994-05-14 | 24:00 | 17.8 | 64.04 | SATURDAY | #N/A | 1987-05-14 | 24:00 | 13.3 | 55.94 |  |  | 1994-05-14 | 24:00 | 10.5 | 50.9 |  |  | 1999-05-14 | 24:00 | 10 | 50 | [5 empty] | 12.2 | 53.96 |  |  |  | 11 | 51.8 |  |  |  |  | 8.3 | 46.94 |  |  |  |  | 12.2 | 53.96 | [5 empty] | 11.1 | 51.98 |  |  |  | 11.1 | 51.98 |  |  |  |  | 14.4 | 57.92 |  |  |  |  | 14.4 | 57.92
1994-05-15 | 1:00 | 16.7 | 62.06 | SUNDAY | #N/A | 1987-05-15 | 1:00 | 14.4 | 57.92 |  |  | 1994-05-15 | 1:00 | 10.5 | 50.9 |  |  | 1999-05-15 | 1:00 | 10.6 | 51.08 | [5 empty] | 11.1 | 51.98 |  |  |  | 11 | 51.8 |  |  |  |  | 7.2 | 44.96 |  |  |  |  | 12.2 | 53.96 | [5 empty] | 11.1 | 51.98 |  |  |  | 11.1 | 51.98 |  |  |  |  | 13.9 | 57.02 |  |  |  |  | 14.4 | 57.92
1994-05-15 | 2:00 | 15.6 | 60.08 | SUNDAY | #N/A | 1987-05-15 | 2:00 | 16.7 | 62.06 |  |  | 1994-05-15 | 2:00 | 9.4 | 48.92 |  |  | 1999-05-15 | 2:00 | 8.3 | 46.94 | [5 empty] | 10.6 | 51.08 |  |  |  | 11 | 51.8 |  |  |  |  | 6.1 | 42.98 |  |  |  |  | 12.8 | 55.04 | [5 empty] | 11.7 | 53.06 |  |  |  | 13.9 | 57.02 |  |  |  |  | 13.3 | 55.94 |  |  |  |  | 14.4 | 57.92
1994-05-15 | 3:00 | 15 | 59 | SUNDAY | #N/A | 1987-05-15 | 3:00 | 16.7 | 62.06 |  |  | 1994-05-15 | 3:00 | 7.7 | 45.86 |  |  | 1999-05-15 | 3:00 | 7.2 | 44.96 | [5 empty] | 10.6 | 51.08 |  |  |  | 10 | 50 |  |  |  |  | 5.6 | 42.08 |  |  |  |  | 11.7 | 53.06 | [5 empty] | 11.1 | 51.98 |  |  |  | 11.1 | 51.98 |  |  |  |  | 13.3 | 55.94 |  |  |  |  | 12.8 | 55.04
1994-05-15 | 4:00 | 14.4 | 57.92 | SUNDAY | #N/A | 1987-05-15 | 4:00 | 16.1 | 60.98 |  |  | 1994-05-15 | 4:00 | 7.2 | 44.96 |  |  | 1999-05-15 | 4:00 | 7.2 | 44.96 | [5 empty] | 10 | 50 |  |  |  | 7 | 44.6 |  |  |  |  | 5.6 | 42.08 |  |  |  |  | 11.7 | 53.06 | [5 empty] | 11.1 | 51.98 |  |  |  | 10.6 | 51.08 |  |  |  |  | 13.3 | 55.94 |  |  |  |  | 13.3 | 55.94
1994-05-15 | 5:00 | 14.4 | 57.92 | SUNDAY | #N/A | 1987-05-15 | 5:00 | 16.1 | 60.98 |  |  | 1994-05-15 | 5:00 | 7.2 | 44.96 |  |  | 1999-05-15 | 5:00 | 7.8 | 46.04 | [5 empty] | 10.6 | 51.08 |  |  |  | 6 | 42.8 |  |  |  |  | 5.6 | 42.08 |  |  |  |  | 11.7 | 53.06 | [5 empty] | 11.1 | 51.98 |  |  |  | 11.1 | 51.98 |  |  |  |  | 13.3 | 55.94 |  |  |  |  | 13.3 | 55.94
1994-05-15 | 6:00 | 15 | 59 | SUNDAY | #N/A | 1987-05-15 | 6:00 | 15.6 | 60.08 |  |  | 1994-05-15 | 6:00 | 9.4 | 48.92 |  |  | 1999-05-15 | 6:00 | 9.4 | 48.92 | [5 empty] | 11.1 | 51.98 |  |  |  | 6 | 42.8 |  |  |  |  | 8.3 | 46.94 |  |  |  |  | 11.7 | 53.06 | [5 empty] | 12.2 | 53.96 |  |  |  | 11.7 | 53.06 |  |  |  |  | 13.3 | 55.94 |  |  |  |  | 14.4 | 57.92
1994-05-15 | 7:00 | 17.2 | 62.96 | SUNDAY | #N/A | 1987-05-15 | 7:00 | 16.1 | 60.98 |  |  | 1994-05-15 | 7:00 | 15 | 59 |  |  | 1999-05-15 | 7:00 | 12.2 | 53.96 | [5 empty] | 12.8 | 55.04 |  |  |  | 11 | 51.8 |  |  |  |  | 10 | 50 |  |  |  |  | 11.7 | 53.06 | [5 empty] | 13.3 | 55.94 |  |  |  | 12.2 | 53.96 |  |  |  |  | 15 | 59 |  |  |  |  | 13.3 | 55.94
1994-05-15 | 8:00 | 20.6 | 69.08 | SUNDAY | #N/A | 1987-05-15 | 8:00 | 16.7 | 62.06 |  |  | 1994-05-15 | 8:00 | 18.8 | 65.84 |  |  | 1999-05-15 | 8:00 | 15 | 59 | [5 empty] | 15 | 59 |  |  |  | 13 | 55.4 |  |  |  |  | 13.9 | 57.02 |  |  |  |  | 13.3 | 55.94 | [5 empty] | 16.1 | 60.98 |  |  |  | 13.9 | 57.02 |  |  |  |  | 17.2 | 62.96 |  |  |  |  | 12.8 | 55.04
1994-05-15 | 9:00 | 19.4 | 66.92 | SUNDAY | #N/A | 1987-05-15 | 9:00 | 16.7 | 62.06 |  |  | 1994-05-15 | 9:00 | 19.4 | 66.92 |  |  | 1999-05-15 | 9:00 | 17.8 | 64.04 | [5 empty] | 16.1 | 60.98 |  |  |  | 14 | 57.2 |  |  |  |  | 16.7 | 62.06 |  |  |  |  | 15.6 | 60.08 | [5 empty] | 17.2 | 62.96 |  |  |  | 13.9 | 57.02 |  |  |  |  | 18.9 | 66.02 |  |  |  |  | 12.8 | 55.04
1994-05-15 | 10:00 | 22.8 | 73.04 | SUNDAY | #N/A | 1987-05-15 | 10:00 | 17.2 | 62.96 |  |  | 1994-05-15 | 10:00 | 18.3 | 64.94 |  |  | 1999-05-15 | 10:00 | 19.4 | 66.92 | [5 empty] | 17.2 | 62.96 |  |  |  | 13 | 55.4 |  |  |  |  | 18.3 | 64.94 |  |  |  |  | 15.6 | 60.08 | [5 empty] | 19.4 | 66.92 |  |  |  | 15.6 | 60.08 |  |  |  |  | 21.1 | 69.98 |  |  |  |  | 11.7 | 53.06
1994-05-15 | 11:00 | 23.3 | 73.94 | SUNDAY | #N/A | 1987-05-15 | 11:00 | 17.8 | 64.04 |  |  | 1994-05-15 | 11:00 | 18.8 | 65.84 |  |  | 1999-05-15 | 11:00 | 19.4 | 66.92 | [5 empty] | 18.3 | 64.94 |  |  |  | 14 | 57.2 |  |  |  |  | 19.4 | 66.92 |  |  |  |  | 16.7 | 62.06 | [5 empty] | 20.6 | 69.08 |  |  |  | 16.1 | 60.98 |  |  |  |  | 23.3 | 73.94 |  |  |  |  | 11.7 | 53.06
1994-05-15 | 12:00 | 22.8 | 73.04 | SUNDAY | #N/A | 1987-05-15 | 12:00 | 20 | 68 |  |  | 1994-05-15 | 12:00 | 21.1 | 69.98 |  |  | 1999-05-15 | 12:00 | 19.4 | 66.92 | [5 empty] | 19.4 | 66.92 |  |  |  | 14 | 57.2 |  |  |  |  | 20.6 | 69.08 |  |  |  |  | 18.3 | 64.94 | [5 empty] | 21.1 | 69.98 |  |  |  | 17.2 | 62.96 |  |  |  |  | 24.4 | 75.92 |  |  |  |  | 12.8 | 55.04
1994-05-15 | 13:00 | 21.7 | 71.06 | SUNDAY | #N/A | 1987-05-15 | 13:00 | 20 | 68 |  |  | 1994-05-15 | 13:00 | 21.6 | 70.88 |  |  | 1999-05-15 | 13:00 | 20.6 | 69.08 | [5 empty] | 21.1 | 69.98 |  |  |  | 14 | 57.2 |  |  |  |  | 22.2 | 71.96 |  |  |  |  | 18.9 | 66.02 | [5 empty] | 23.3 | 73.94 |  |  |  | 17.2 | 62.96 |  |  |  |  | 25.6 | 78.08 |  |  |  |  | 13.9 | 57.02
1994-05-15 | 14:00 | 21.1 | 69.98 | SUNDAY | #N/A | 1987-05-15 | 14:00 | 22.2 | 71.96 |  |  | 1994-05-15 | 14:00 | 21.1 | 69.98 |  |  | 1999-05-15 | 14:00 | 17.8 | 64.04 | [5 empty] | 17.8 | 64.04 |  |  |  | 16 | 60.8 |  |  |  |  | 22.8 | 73.04 |  |  |  |  | 19.4 | 66.92 | [5 empty] | 23.9 | 75.02 |  |  |  | 16.7 | 62.06 |  |  |  |  | 26.7 | 80.06 |  |  |  |  | 13.9 | 57.02
1994-05-15 | 15:00 | 21.1 | 69.98 | SUNDAY | #N/A | 1987-05-15 | 15:00 | 22.8 | 73.04 |  |  | 1994-05-15 | 15:00 | 21.1 | 69.98 |  |  | 1999-05-15 | 15:00 | 18 | 64.4 | [5 empty] | 17.2 | 62.96 |  |  |  | 17 | 62.6 |  |  |  |  | 22.8 | 73.04 |  |  |  |  | 19.4 | 66.92 | [5 empty] | 24.4 | 75.92 |  |  |  | 17.2 | 62.96 |  |  |  |  | 26.1 | 78.98 |  |  |  |  | 16.7 | 62.06
1994-05-15 | 16:00 | 21.1 | 69.98 | SUNDAY | #N/A | 1987-05-15 | 16:00 | 22.8 | 73.04 |  |  | 1994-05-15 | 16:00 | 20 | 68 |  |  | 1999-05-15 | 16:00 | 14.4 | 57.92 | [5 empty] | 18.9 | 66.02 |  |  |  | 17 | 62.6 |  |  |  |  | 22.8 | 73.04 |  |  |  |  | 18.9 | 66.02 | [5 empty] | 23.3 | 73.94 |  |  |  | 16.7 | 62.06 |  |  |  |  | 25.6 | 78.08 |  |  |  |  | 16.1 | 60.98
1994-05-15 | 17:00 | 18.3 | 64.94 | SUNDAY | #N/A | 1987-05-15 | 17:00 | 21.7 | 71.06 |  |  | 1994-05-15 | 17:00 | 16.6 | 61.88 |  |  | 1999-05-15 | 17:00 | 13.9 | 57.02 | [5 empty] | 18.3 | 64.94 |  |  |  | 17 | 62.6 |  |  |  |  | 22.2 | 71.96 |  |  |  |  | 18.9 | 66.02 | [5 empty] | 22.8 | 73.04 |  |  |  | 16.1 | 60.98 |  |  |  |  | 24.4 | 75.92 |  |  |  |  | 15.6 | 60.08
1994-05-15 | 18:00 | 18.9 | 66.02 | SUNDAY | #N/A | 1987-05-15 | 18:00 | 20.6 | 69.08 |  |  | 1994-05-15 | 18:00 | 16.6 | 61.88 |  |  | 1999-05-15 | 18:00 | 12.8 | 55.04 | [5 empty] | 17.2 | 62.96 |  |  |  | 16 | 60.8 |  |  |  |  | 21.1 | 69.98 |  |  |  |  | 18.3 | 64.94 | [5 empty] | 20.6 | 69.08 |  |  |  | 15.6 | 60.08 |  |  |  |  | 25 | 77 |  |  |  |  | 15 | 59
1994-05-15 | 19:00 | 17.8 | 64.04 | SUNDAY | #N/A | 1987-05-15 | 19:00 | 19.4 | 66.92 |  |  | 1994-05-15 | 19:00 | 16.1 | 60.98 |  |  | 1999-05-15 | 19:00 | 12.8 | 55.04 | [5 empty] | 16.1 | 60.98 |  |  |  | 14 | 57.2 |  |  |  |  | 20 | 68 |  |  |  |  | 17.2 | 62.96 | [5 empty] | 17.8 | 64.04 |  |  |  | 14.4 | 57.92 |  |  |  |  | 20 | 68 |  |  |  |  | 14.4 | 57.92
1994-05-15 | 20:00 | 17.2 | 62.96 | SUNDAY | #N/A | 1987-05-15 | 20:00 | 18.3 | 64.94 |  |  | 1994-05-15 | 20:00 | 15 | 59 |  |  | 1999-05-15 | 20:00 | 11.7 | 53.06 | [5 empty] | 15 | 59 |  |  |  | 12 | 53.6 |  |  |  |  | 17.8 | 64.04 |  |  |  |  | 16.1 | 60.98 | [5 empty] | 16.7 | 62.06 |  |  |  | 12.2 | 53.96 |  |  |  |  | 17.8 | 64.04 |  |  |  |  | 11.7 | 53.06
1994-05-15 | 21:00 | 16.7 | 62.06 | SUNDAY | #N/A | 1987-05-15 | 21:00 | 17.2 | 62.96 |  |  | 1994-05-15 | 21:00 | 13.8 | 56.84 |  |  | 1999-05-15 | 21:00 | 11.7 | 53.06 | [5 empty] | 13.9 | 57.02 |  |  |  | 9 | 48.2 |  |  |  |  | 16.7 | 62.06 |  |  |  |  | 15 | 59 | [5 empty] | 16.7 | 62.06 |  |  |  | 11.7 | 53.06 |  |  |  |  | 17.8 | 64.04 |  |  |  |  | 10 | 50
1994-05-15 | 22:00 | 15 | 59 | SUNDAY | #N/A | 1987-05-15 | 22:00 | 15.6 | 60.08 |  |  | 1994-05-15 | 22:00 | 13.3 | 55.94 |  |  | 1999-05-15 | 22:00 | 10.6 | 51.08 | [5 empty] | 13.3 | 55.94 |  |  |  | 6 | 42.8 |  |  |  |  | 16.1 | 60.98 |  |  |  |  | 15 | 59 | [5 empty] | 16.7 | 62.06 |  |  |  | 11.1 | 51.98 |  |  |  |  | 17.8 | 64.04 |  |  |  |  | 7.2 | 44.96
1994-05-15 | 23:00 | 13.9 | 57.02 | SUNDAY | #N/A | 1987-05-15 | 23:00 | 14.4 | 57.92 |  |  | 1994-05-15 | 23:00 | 13.8 | 56.84 |  |  | 1999-05-15 | 23:00 | 10.6 | 51.08 | [5 empty] | 12.2 | 53.96 |  |  |  | 6 | 42.8 |  |  |  |  | 13.9 | 57.02 |  |  |  |  | 14.4 | 57.92 | [5 empty] | 16.1 | 60.98 |  |  |  | 11.1 | 51.98 |  |  |  |  | 17.2 | 62.96 |  |  |  |  | 7.2 | 44.96
1994-05-15 | 24:00 | 13.9 | 57.02 | SUNDAY | #N/A | 1987-05-15 | 24:00 | 13.3 | 55.94 |  |  | 1994-05-15 | 24:00 | 12.7 | 54.86 |  |  | 1999-05-15 | 24:00 | 10.6 | 51.08 | [5 empty] | 12.2 | 53.96 |  |  |  | 4 | 39.2 |  |  |  |  | 12.8 | 55.04 |  |  |  |  | 13.3 | 55.94 | [5 empty] | 16.1 | 60.98 |  |  |  | 11.1 | 51.98 |  |  |  |  | 16.7 | 62.06 |  |  |  |  | 8.3 | 46.94
1994-05-16 | 1:00 | 12.8 | 55.04 | WEEKDAY | #N/A | 1987-05-16 | 1:00 | 12.2 | 53.96 |  |  | 1994-05-16 | 1:00 | 12.7 | 54.86 |  |  | 1999-05-16 | 1:00 | 9.4 | 48.92 | [5 empty] | 11.1 | 51.98 |  |  |  | 4 | 39.2 |  |  |  |  | 12.2 | 53.96 |  |  |  |  | 12.8 | 55.04 | [5 empty] | 16.1 | 60.98 |  |  |  | 11.1 | 51.98 |  |  |  |  | 16.1 | 60.98 |  |  |  |  | 7.8 | 46.04
1994-05-16 | 2:00 | 12.8 | 55.04 | WEEKDAY | #N/A | 1987-05-16 | 2:00 | 11.1 | 51.98 |  |  | 1994-05-16 | 2:00 | 12.7 | 54.86 |  |  | 1999-05-16 | 2:00 | 8.9 | 48.02 | [5 empty] | 11.1 | 51.98 |  |  |  | 4 | 39.2 |  |  |  |  | 11.7 | 53.06 |  |  |  |  | 12.8 | 55.04 | [5 empty] | 16.7 | 62.06 |  |  |  | 11.7 | 53.06 |  |  |  |  | 16.1 | 60.98 |  |  |  |  | 6.7 | 44.06
1994-05-16 | 3:00 | 12.8 | 55.04 | WEEKDAY | #N/A | 1987-05-16 | 3:00 | 10.6 | 51.08 |  |  | 1994-05-16 | 3:00 | 12.2 | 53.96 |  |  | 1999-05-16 | 3:00 | 8.9 | 48.02 | [5 empty] | 11.1 | 51.98 |  |  |  | 4 | 39.2 |  |  |  |  | 12.2 | 53.96 |  |  |  |  | 12.2 | 53.96 | [5 empty] | 16.7 | 62.06 |  |  |  | 9.4 | 48.92 |  |  |  |  | 16.1 | 60.98 |  |  |  |  | 6.1 | 42.98
1994-05-16 | 4:00 | 12.8 | 55.04 | WEEKDAY | #N/A | 1987-05-16 | 4:00 | 9.4 | 48.92 |  |  | 1994-05-16 | 4:00 | 12.2 | 53.96 |  |  | 1999-05-16 | 4:00 | 8.9 | 48.02 | [5 empty] | 11.1 | 51.98 |  |  |  | 2 | 35.6 |  |  |  |  | 11.7 | 53.06 |  |  |  |  | 12.2 | 53.96 | [5 empty] | 16.1 | 60.98 |  |  |  | 8.3 | 46.94 |  |  |  |  | 16.1 | 60.98 |  |  |  |  | 5 | 41
1994-05-16 | 5:00 | 13.3 | 55.94 | WEEKDAY | #N/A | 1987-05-16 | 5:00 | 8.9 | 48.02 |  |  | 1994-05-16 | 5:00 | 12.7 | 54.86 |  |  | 1999-05-16 | 5:00 | 8.9 | 48.02 | [5 empty] | 11.1 | 51.98 |  |  |  | 2 | 35.6 |  |  |  |  | 11.7 | 53.06 |  |  |  |  | 12.2 | 53.96 | [5 empty] | 16.7 | 62.06 |  |  |  | 11.1 | 51.98 |  |  |  |  | 15.6 | 60.08 |  |  |  |  | 5 | 41
1994-05-16 | 6:00 | 13.3 | 55.94 | WEEKDAY | #N/A | 1987-05-16 | 6:00 | 9.4 | 48.92 |  |  | 1994-05-16 | 6:00 | 12.2 | 53.96 |  |  | 1999-05-16 | 6:00 | 10.6 | 51.08 | [5 empty] | 11.1 | 51.98 |  |  |  | 3 | 37.4 |  |  |  |  | 11.7 | 53.06 |  |  |  |  | 12.2 | 53.96 | [5 empty] | 16.7 | 62.06 |  |  |  | 11.1 | 51.98 |  |  |  |  | 15.6 | 60.08 |  |  |  |  | 7.8 | 46.04
1994-05-16 | 7:00 | 12.8 | 55.04 | WEEKDAY | #N/A | 1987-05-16 | 7:00 | 10.6 | 51.08 |  |  | 1994-05-16 | 7:00 | 12.2 | 53.96 |  |  | 1999-05-16 | 7:00 | 12.8 | 55.04 | [5 empty] | 11.7 | 53.06 |  |  |  | 8 | 46.4 |  |  |  |  | 12.2 | 53.96 |  |  |  |  | 12.2 | 53.96 | [5 empty] | 15.6 | 60.08 |  |  |  | 12.2 | 53.96 |  |  |  |  | 16.1 | 60.98 |  |  |  |  | 10 | 50
1994-05-16 | 8:00 | 13.9 | 57.02 | WEEKDAY | #N/A | 1987-05-16 | 8:00 | 11.7 | 53.06 |  |  | 1994-05-16 | 8:00 | 12.7 | 54.86 |  |  | 1999-05-16 | 8:00 | 15 | 59 | [5 empty] | 12.2 | 53.96 |  |  |  | 11 | 51.8 |  |  |  |  | 13.3 | 55.94 |  |  |  |  | 12.8 | 55.04 | [5 empty] | 16.1 | 60.98 |  |  |  | 13.9 | 57.02 |  |  |  |  | 17.2 | 62.96 |  |  |  |  | 11.7 | 53.06
1994-05-16 | 9:00 | 15 | 59 | WEEKDAY | #N/A | 1987-05-16 | 9:00 | 12.8 | 55.04 |  |  | 1994-05-16 | 9:00 | 14.4 | 57.92 |  |  | 1999-05-16 | 9:00 | 16.7 | 62.06 | [5 empty] | 13.9 | 57.02 |  |  |  | 15 | 59 |  |  |  |  | 12.8 | 55.04 |  |  |  |  | 13.9 | 57.02 | [5 empty] | 17.2 | 62.96 |  |  |  | 15.6 | 60.08 |  |  |  |  | 17.2 | 62.96 |  |  |  |  | 13.9 | 57.02
1994-05-16 | 10:00 | 17.8 | 64.04 | WEEKDAY | #N/A | 1987-05-16 | 10:00 | 13.9 | 57.02 |  |  | 1994-05-16 | 10:00 | 17.7 | 63.86 |  |  | 1999-05-16 | 10:00 | 18.3 | 64.94 | [5 empty] | 13.9 | 57.02 |  |  |  | 16 | 60.8 |  |  |  |  | 12.8 | 55.04 |  |  |  |  | 15 | 59 | [5 empty] | 19.4 | 66.92 |  |  |  | 16.1 | 60.98 |  |  |  |  | 20 | 68 |  |  |  |  | 13.9 | 57.02
1994-05-16 | 11:00 | 20 | 68 | WEEKDAY | #N/A | 1987-05-16 | 11:00 | 16.1 | 60.98 |  |  | 1994-05-16 | 11:00 | 18.8 | 65.84 |  |  | 1999-05-16 | 11:00 | 18.9 | 66.02 | [5 empty] | 12.8 | 55.04 |  |  |  | 17 | 62.6 |  |  |  |  | 16.7 | 62.06 |  |  |  |  | 17.2 | 62.96 | [5 empty] | 18.9 | 66.02 |  |  |  | 17.8 | 64.04 |  |  |  |  | 22.2 | 71.96 |  |  |  |  | 14.4 | 57.92
1994-05-16 | 12:00 | 22.8 | 73.04 | WEEKDAY | #N/A | 1987-05-16 | 12:00 | 17.2 | 62.96 |  |  | 1994-05-16 | 12:00 | 17.2 | 62.96 |  |  | 1999-05-16 | 12:00 | 18.9 | 66.02 | [5 empty] | 13.3 | 55.94 |  |  |  | 17 | 62.6 |  |  |  |  | 18.3 | 64.94 |  |  |  |  | 16.7 | 62.06 | [5 empty] | 18.3 | 64.94 |  |  |  | 18.9 | 66.02 |  |  |  |  | 23.9 | 75.02 |  |  |  |  | 15.6 | 60.08
1994-05-16 | 13:00 | 20 | 68 | WEEKDAY | #N/A | 1987-05-16 | 13:00 | 18.3 | 64.94 |  |  | 1994-05-16 | 13:00 | 20.5 | 68.9 |  |  | 1999-05-16 | 13:00 | 18.9 | 66.02 | [5 empty] | 13.9 | 57.02 |  |  |  | 19 | 66.2 |  |  |  |  | 20 | 68 |  |  |  |  | 17.2 | 62.96 | [5 empty] | 17.2 | 62.96 |  |  |  | 20.6 | 69.08 |  |  |  |  | 25.6 | 78.08 |  |  |  |  | 17.2 | 62.96
1994-05-16 | 14:00 | 20 | 68 | WEEKDAY | #N/A | 1987-05-16 | 14:00 | 19.4 | 66.92 |  |  | 1994-05-16 | 14:00 | 20.5 | 68.9 |  |  | 1999-05-16 | 14:00 | 18.9 | 66.02 | [5 empty] | 14.4 | 57.92 |  |  |  | 19 | 66.2 |  |  |  |  | 20.6 | 69.08 |  |  |  |  | 17.2 | 62.96 | [5 empty] | 16.1 | 60.98 |  |  |  | 21.7 | 71.06 |  |  |  |  | 19.4 | 66.92 |  |  |  |  | 17.8 | 64.04
1994-05-16 | 15:00 | 21.1 | 69.98 | WEEKDAY | #N/A | 1987-05-16 | 15:00 | 20.6 | 69.08 |  |  | 1994-05-16 | 15:00 | 22.2 | 71.96 |  |  | 1999-05-16 | 15:00 | 18.3 | 64.94 | [5 empty] | 12.8 | 55.04 |  |  |  | 19 | 66.2 |  |  |  |  | 20.6 | 69.08 |  |  |  |  | 19.4 | 66.92 | [5 empty] | 16.1 | 60.98 |  |  |  | 23.3 | 73.94 |  |  |  |  | 21.1 | 69.98 |  |  |  |  | 18.3 | 64.94
1994-05-16 | 16:00 | 21.7 | 71.06 | WEEKDAY | #N/A | 1987-05-16 | 16:00 | 21.1 | 69.98 |  |  | 1994-05-16 | 16:00 | 17.2 | 62.96 |  |  | 1999-05-16 | 16:00 | 18.3 | 64.94 | [5 empty] | 13.3 | 55.94 |  |  |  | 20 | 68 |  |  |  |  | 21.1 | 69.98 |  |  |  |  | 17.8 | 64.04 | [5 empty] | 16.1 | 60.98 |  |  |  | 22.2 | 71.96 |  |  |  |  | 22.2 | 71.96 |  |  |  |  | 18.3 | 64.94
1994-05-16 | 17:00 | 20.6 | 69.08 | WEEKDAY | #N/A | 1987-05-16 | 17:00 | 20 | 68 |  |  | 1994-05-16 | 17:00 | 13.8 | 56.84 |  |  | 1999-05-16 | 17:00 | 16.7 | 62.06 | [5 empty] | 15 | 59 |  |  |  | 20 | 68 |  |  |  |  | 13.9 | 57.02 |  |  |  |  | 16.1 | 60.98 | [5 empty] | 16.1 | 60.98 |  |  |  | 21.7 | 71.06 |  |  |  |  | 22.2 | 71.96 |  |  |  |  | 18.3 | 64.94
1994-05-16 | 18:00 | 17.2 | 62.96 | WEEKDAY | #N/A | 1987-05-16 | 18:00 | 17.2 | 62.96 |  |  | 1994-05-16 | 18:00 | 15 | 59 |  |  | 1999-05-16 | 18:00 | 15.6 | 60.08 | [5 empty] | 13.3 | 55.94 |  |  |  | 18 | 64.4 |  |  |  |  | 13.9 | 57.02 |  |  |  |  | 15.6 | 60.08 | [5 empty] | 16.7 | 62.06 |  |  |  | 20.6 | 69.08 |  |  |  |  | 21.1 | 69.98 |  |  |  |  | 17.8 | 64.04
1994-05-16 | 19:00 | 16.7 | 62.06 | WEEKDAY | #N/A | 1987-05-16 | 19:00 | 15.6 | 60.08 |  |  | 1994-05-16 | 19:00 | 14.4 | 57.92 |  |  | 1999-05-16 | 19:00 | 14.4 | 57.92 | [5 empty] | 12.2 | 53.96 |  |  |  | 15 | 59 |  |  |  |  | 13.9 | 57.02 |  |  |  |  | 15.6 | 60.08 | [5 empty] | 16.1 | 60.98 |  |  |  | 20 | 68 |  |  |  |  | 19.4 | 66.92 |  |  |  |  | 17.2 | 62.96
1994-05-16 | 20:00 | 14.4 | 57.92 | WEEKDAY | #N/A | 1987-05-16 | 20:00 | 15.6 | 60.08 |  |  | 1994-05-16 | 20:00 | 13.3 | 55.94 |  |  | 1999-05-16 | 20:00 | 13.3 | 55.94 | [5 empty] | 11.7 | 53.06 |  |  |  | 14 | 57.2 |  |  |  |  | 12.8 | 55.04 |  |  |  |  | 15 | 59 | [5 empty] | 16.1 | 60.98 |  |  |  | 18.9 | 66.02 |  |  |  |  | 18.3 | 64.94 |  |  |  |  | 15 | 59
1994-05-16 | 21:00 | 13.9 | 57.02 | WEEKDAY | #N/A | 1987-05-16 | 21:00 | 16.7 | 62.06 |  |  | 1994-05-16 | 21:00 | 11.6 | 52.88 |  |  | 1999-05-16 | 21:00 | 12.8 | 55.04 | [5 empty] | 11.7 | 53.06 |  |  |  | 12 | 53.6 |  |  |  |  | 12.2 | 53.96 |  |  |  |  | 15.6 | 60.08 | [5 empty] | 15.6 | 60.08 |  |  |  | 17.8 | 64.04 |  |  |  |  | 17.8 | 64.04 |  |  |  |  | 12.2 | 53.96
1994-05-16 | 22:00 | 13.3 | 55.94 | WEEKDAY | #N/A | 1987-05-16 | 22:00 | 16.1 | 60.98 |  |  | 1994-05-16 | 22:00 | 11.6 | 52.88 |  |  | 1999-05-16 | 22:00 | 12.2 | 53.96 | [5 empty] | 11.7 | 53.06 |  |  |  | 9 | 48.2 |  |  |  |  | 12.2 | 53.96 |  |  |  |  | 15.6 | 60.08 | [5 empty] | 15 | 59 |  |  |  | 16.7 | 62.06 |  |  |  |  | 18.3 | 64.94 |  |  |  |  | 12.2 | 53.96
1994-05-16 | 23:00 | 12.2 | 53.96 | WEEKDAY | #N/A | 1987-05-16 | 23:00 | 16.7 | 62.06 |  |  | 1994-05-16 | 23:00 | 11.1 | 51.98 |  |  | 1999-05-16 | 23:00 | 11.7 | 53.06 | [5 empty] | 11.1 | 51.98 |  |  |  | 9 | 48.2 |  |  |  |  | 12.2 | 53.96 |  |  |  |  | 15.6 | 60.08 | [5 empty] | 14.4 | 57.92 |  |  |  | 16.1 | 60.98 |  |  |  |  | 18.3 | 64.94 |  |  |  |  | 11.7 | 53.06
1994-05-16 | 24:00 | 12.2 | 53.96 | WEEKDAY | #N/A | 1987-05-16 | 24:00 | 16.7 | 62.06 |  |  | 1994-05-16 | 24:00 | 10.7 | 51.26 |  |  | 1999-05-16 | 24:00 | 11.1 | 51.98 | [5 empty] | 10.6 | 51.08 |  |  |  | 12 | 53.6 |  |  |  |  | 11.7 | 53.06 |  |  |  |  | 15 | 59 | [5 empty] | 13.3 | 55.94 |  |  |  | 16.1 | 60.98 |  |  |  |  | 17.8 | 64.04 |  |  |  |  | 11.7 | 53.06
1994-05-17 | 1:00 | 11.7 | 53.06 | WEEKDAY | #N/A | 1987-05-17 | 1:00 | 16.7 | 62.06 |  |  | 1994-05-17 | 1:00 | 10.5 | 50.9 |  |  | 1999-05-17 | 1:00 | 11.1 | 51.98 | [5 empty] | 10.6 | 51.08 |  |  |  | 10 | 50 |  |  |  |  | 11.7 | 53.06 |  |  |  |  | 14.4 | 57.92 | [5 empty] | 12.2 | 53.96 |  |  |  | 15.6 | 60.08 |  |  |  |  | 17.2 | 62.96 |  |  |  |  | 12.2 | 53.96
1994-05-17 | 2:00 | 11.7 | 53.06 | WEEKDAY | #N/A | 1987-05-17 | 2:00 | 15.6 | 60.08 |  |  | 1994-05-17 | 2:00 | 10 | 50 |  |  | 1999-05-17 | 2:00 | 10.6 | 51.08 | [5 empty] | 9.4 | 48.92 |  |  |  | 9 | 48.2 |  |  |  |  | 11.1 | 51.98 |  |  |  |  | 15 | 59 | [5 empty] | 11.7 | 53.06 |  |  |  | 15.6 | 60.08 |  |  |  |  | 17.2 | 62.96 |  |  |  |  | 11.1 | 51.98
1994-05-17 | 3:00 | 11.1 | 51.98 | WEEKDAY | #N/A | 1987-05-17 | 3:00 | 15.6 | 60.08 |  |  | 1994-05-17 | 3:00 | 9.4 | 48.92 |  |  | 1999-05-17 | 3:00 | 10 | 50 | [5 empty] | 9.4 | 48.92 |  |  |  | 9 | 48.2 |  |  |  |  | 9.4 | 48.92 |  |  |  |  | 14.4 | 57.92 | [5 empty] | 11.7 | 53.06 |  |  |  | 15 | 59 |  |  |  |  | 17.8 | 64.04 |  |  |  |  | 11.1 | 51.98
1994-05-17 | 4:00 | 10.6 | 51.08 | WEEKDAY | #N/A | 1987-05-17 | 4:00 | 15 | 59 |  |  | 1994-05-17 | 4:00 | 8.8 | 47.84 |  |  | 1999-05-17 | 4:00 | 10 | 50 | [5 empty] | 9.4 | 48.92 |  |  |  | 8 | 46.4 |  |  |  |  | 8.9 | 48.02 |  |  |  |  | 14.4 | 57.92 | [5 empty] | 10.6 | 51.08 |  |  |  | 15.6 | 60.08 |  |  |  |  | 17.2 | 62.96 |  |  |  |  | 11.1 | 51.98
1994-05-17 | 5:00 | 10 | 50 | WEEKDAY | #N/A | 1987-05-17 | 5:00 | 15.6 | 60.08 |  |  | 1994-05-17 | 5:00 | 8.3 | 46.94 |  |  | 1999-05-17 | 5:00 | 10 | 50 | [5 empty] | 9.4 | 48.92 |  |  |  | 7 | 44.6 |  |  |  |  | 8.9 | 48.02 |  |  |  |  | 15 | 59 | [5 empty] | 10.6 | 51.08 |  |  |  | 15.6 | 60.08 |  |  |  |  | 16.1 | 60.98 |  |  |  |  | 10 | 50
1994-05-17 | 6:00 | 10.6 | 51.08 | WEEKDAY | #N/A | 1987-05-17 | 6:00 | 16.1 | 60.98 |  |  | 1994-05-17 | 6:00 | 8.3 | 46.94 |  |  | 1999-05-17 | 6:00 | 11.7 | 53.06 | [5 empty] | 10.6 | 51.08 |  |  |  | 8 | 46.4 |  |  |  |  | 9.4 | 48.92 |  |  |  |  | 14.4 | 57.92 | [5 empty] | 11.1 | 51.98 |  |  |  | 18.3 | 64.94 |  |  |  |  | 16.7 | 62.06 |  |  |  |  | 11.1 | 51.98
1994-05-17 | 7:00 | 10.6 | 51.08 | WEEKDAY | #N/A | 1987-05-17 | 7:00 | 17.2 | 62.96 |  |  | 1994-05-17 | 7:00 | 8.3 | 46.94 |  |  | 1999-05-17 | 7:00 | 13.9 | 57.02 | [5 empty] | 11.7 | 53.06 |  |  |  | 12 | 53.6 |  |  |  |  | 10.6 | 51.08 |  |  |  |  | 15 | 59 | [5 empty] | 14.4 | 57.92 |  |  |  | 18.9 | 66.02 |  |  |  |  | 17.2 | 62.96 |  |  |  |  | 11.1 | 51.98
1994-05-17 | 8:00 | 11.1 | 51.98 | WEEKDAY | #N/A | 1987-05-17 | 8:00 | 18.9 | 66.02 |  |  | 1994-05-17 | 8:00 | 9.4 | 48.92 |  |  | 1999-05-17 | 8:00 | 16.7 | 62.06 | [5 empty] | 12.8 | 55.04 |  |  |  | 14 | 57.2 |  |  |  |  | 11.1 | 51.98 |  |  |  |  | 15.6 | 60.08 | [5 empty] | 16.1 | 60.98 |  |  |  | 18.9 | 66.02 |  |  |  |  | 18.3 | 64.94 |  |  |  |  | 11.1 | 51.98
1994-05-17 | 9:00 | 11.1 | 51.98 | WEEKDAY | #N/A | 1987-05-17 | 9:00 | 20.6 | 69.08 |  |  | 1994-05-17 | 9:00 | 9.4 | 48.92 |  |  | 1999-05-17 | 9:00 | 18.3 | 64.94 | [5 empty] | 13.3 | 55.94 |  |  |  | 17 | 62.6 |  |  |  |  | 12.2 | 53.96 |  |  |  |  | 16.1 | 60.98 | [5 empty] | 17.8 | 64.04 |  |  |  | 19.4 | 66.92 |  |  |  |  | 18.9 | 66.02 |  |  |  |  | 11.7 | 53.06
1994-05-17 | 10:00 | 11.1 | 51.98 | WEEKDAY | #N/A | 1987-05-17 | 10:00 | 21.7 | 71.06 |  |  | 1994-05-17 | 10:00 | 10.1 | 50.18 |  |  | 1999-05-17 | 10:00 | 20 | 68 | [5 empty] | 15 | 59 |  |  |  | 18 | 64.4 |  |  |  |  | 13.3 | 55.94 |  |  |  |  | 16.7 | 62.06 | [5 empty] | 19.4 | 66.92 |  |  |  | 18.9 | 66.02 |  |  |  |  | 20.6 | 69.08 |  |  |  |  | 10.6 | 51.08
1994-05-17 | 11:00 | 12.2 | 53.96 | WEEKDAY | #N/A | 1987-05-17 | 11:00 | 26.1 | 78.98 |  |  | 1994-05-17 | 11:00 | 10.5 | 50.9 |  |  | 1999-05-17 | 11:00 | 20 | 68 | [5 empty] | 15 | 59 |  |  |  | 19 | 66.2 |  |  |  |  | 13.9 | 57.02 |  |  |  |  | 17.2 | 62.96 | [5 empty] | 21.1 | 69.98 |  |  |  | 15.6 | 60.08 |  |  |  |  | 22.2 | 71.96 |  |  |  |  | 11.1 | 51.98
1994-05-17 | 12:00 | 13.9 | 57.02 | WEEKDAY | #N/A | 1987-05-17 | 12:00 | 26.7 | 80.06 |  |  | 1994-05-17 | 12:00 | 11.1 | 51.98 |  |  | 1999-05-17 | 12:00 | 20.6 | 69.08 | [5 empty] | 15 | 59 |  |  |  | 20 | 68 |  |  |  |  | 15.6 | 60.08 |  |  |  |  | 18.9 | 66.02 | [5 empty] | 21.7 | 71.06 |  |  |  | 16.1 | 60.98 |  |  |  |  | 23.9 | 75.02 |  |  |  |  | 11.7 | 53.06
1994-05-17 | 13:00 | 14.4 | 57.92 | WEEKDAY | #N/A | 1987-05-17 | 13:00 | 28.3 | 82.94 |  |  | 1994-05-17 | 13:00 | 12.7 | 54.86 |  |  | 1999-05-17 | 13:00 | 21.1 | 69.98 | [5 empty] | 14.4 | 57.92 |  |  |  | 20 | 68 |  |  |  |  | 16.1 | 60.98 |  |  |  |  | 18.9 | 66.02 | [5 empty] | 22.2 | 71.96 |  |  |  | 16.7 | 62.06 |  |  |  |  | 23.9 | 75.02 |  |  |  |  | 11.7 | 53.06
1994-05-17 | 14:00 | 14.4 | 57.92 | WEEKDAY | #N/A | 1987-05-17 | 14:00 | 29.4 | 84.92 |  |  | 1994-05-17 | 14:00 | 13.8 | 56.84 |  |  | 1999-05-17 | 14:00 | 20.6 | 69.08 | [5 empty] | 15 | 59 |  |  |  | 21 | 69.8 |  |  |  |  | 17.8 | 64.04 |  |  |  |  | 20 | 68 | [5 empty] | 23.3 | 73.94 |  |  |  | 16.7 | 62.06 |  |  |  |  | 25 | 77 |  |  |  |  | 12.2 | 53.96
1994-05-17 | 15:00 | 14.4 | 57.92 | WEEKDAY | #N/A | 1987-05-17 | 15:00 | 30 | 86 |  |  | 1994-05-17 | 15:00 | 14.4 | 57.92 |  |  | 1999-05-17 | 15:00 | 20.6 | 69.08 | [5 empty] | 15 | 59 |  |  |  | 21 | 69.8 |  |  |  |  | 18.3 | 64.94 |  |  |  |  | 21.1 | 69.98 | [5 empty] | 22.2 | 71.96 |  |  |  | 16.7 | 62.06 |  |  |  |  | 25.6 | 78.08 |  |  |  |  | 12.8 | 55.04
1994-05-17 | 16:00 | 15 | 59 | WEEKDAY | #N/A | 1987-05-17 | 16:00 | 30 | 86 |  |  | 1994-05-17 | 16:00 | 12.2 | 53.96 |  |  | 1999-05-17 | 16:00 | 20.6 | 69.08 | [5 empty] | 15 | 59 |  |  |  | 21 | 69.8 |  |  |  |  | 18.3 | 64.94 |  |  |  |  | 22.2 | 71.96 | [5 empty] | 21.7 | 71.06 |  |  |  | 16.7 | 62.06 |  |  |  |  | 26.1 | 78.98 |  |  |  |  | 13.3 | 55.94
1994-05-17 | 17:00 | 15 | 59 | WEEKDAY | #N/A | 1987-05-17 | 17:00 | 29.4 | 84.92 |  |  | 1994-05-17 | 17:00 | 13.8 | 56.84 |  |  | 1999-05-17 | 17:00 | 20 | 68 | [5 empty] | 13.9 | 57.02 |  |  |  | 20 | 68 |  |  |  |  | 17.2 | 62.96 |  |  |  |  | 21.7 | 71.06 | [5 empty] | 20.6 | 69.08 |  |  |  | 13.3 | 55.94 |  |  |  |  | 25 | 77 |  |  |  |  | 15 | 59
1994-05-17 | 18:00 | 15 | 59 | WEEKDAY | #N/A | 1987-05-17 | 18:00 | 29.4 | 84.92 |  |  | 1994-05-17 | 18:00 | 13.3 | 55.94 |  |  | 1999-05-17 | 18:00 | 17.8 | 64.04 | [5 empty] | 12.8 | 55.04 |  |  |  | 19.3 | 66.74 |  |  |  |  | 15.6 | 60.08 |  |  |  |  | 21.1 | 69.98 | [5 empty] | 18.3 | 64.94 |  |  |  | 13.9 | 57.02 |  |  |  |  | 23.9 | 75.02 |  |  |  |  | 14.4 | 57.92
1994-05-17 | 19:00 | 14.4 | 57.92 | WEEKDAY | #N/A | 1987-05-17 | 19:00 | 27.8 | 82.04 |  |  | 1994-05-17 | 19:00 | 12.8 | 55.04 |  |  | 1999-05-17 | 19:00 | 17.2 | 62.96 | [5 empty] | 12.2 | 53.96 |  |  |  | 18 | 64.4 |  |  |  |  | 14.4 | 57.92 |  |  |  |  | 20 | 68 | [5 empty] | 16.1 | 60.98 |  |  |  | 15.6 | 60.08 |  |  |  |  | 22.2 | 71.96 |  |  |  |  | 15 | 59
1994-05-17 | 20:00 | 14.4 | 57.92 | WEEKDAY | #N/A | 1987-05-17 | 20:00 | 26.7 | 80.06 |  |  | 1994-05-17 | 20:00 | 12.2 | 53.96 |  |  | 1999-05-17 | 20:00 | 15.6 | 60.08 | [5 empty] | 11.7 | 53.06 |  |  |  | 16.3 | 61.34 |  |  |  |  | 12.8 | 55.04 |  |  |  |  | 18.9 | 66.02 | [5 empty] | 13.9 | 57.02 |  |  |  | 13.9 | 57.02 |  |  |  |  | 20.6 | 69.08 |  |  |  |  | 16.1 | 60.98
1994-05-17 | 21:00 | 14.4 | 57.92 | WEEKDAY | #N/A | 1987-05-17 | 21:00 | 25.6 | 78.08 |  |  | 1994-05-17 | 21:00 | 12.2 | 53.96 |  |  | 1999-05-17 | 21:00 | 15 | 59 | [5 empty] | 11.7 | 53.06 |  |  |  | 15 | 59 |  |  |  |  | 12.2 | 53.96 |  |  |  |  | 16.1 | 60.98 | [5 empty] | 13.9 | 57.02 |  |  |  | 12.8 | 55.04 |  |  |  |  | 18.9 | 66.02 |  |  |  |  | 15.6 | 60.08
1994-05-17 | 22:00 | 13.9 | 57.02 | WEEKDAY | #N/A | 1987-05-17 | 22:00 | 25 | 77 |  |  | 1994-05-17 | 22:00 | 11.6 | 52.88 |  |  | 1999-05-17 | 22:00 | 14.4 | 57.92 | [5 empty] | 11.7 | 53.06 |  |  |  | 14 | 57.2 |  |  |  |  | 11.7 | 53.06 |  |  |  |  | 15.6 | 60.08 | [5 empty] | 13.9 | 57.02 |  |  |  | 12.2 | 53.96 |  |  |  |  | 17.8 | 64.04 |  |  |  |  | 15 | 59
1994-05-17 | 23:00 | 13.3 | 55.94 | WEEKDAY | #N/A | 1987-05-17 | 23:00 | 24.4 | 75.92 |  |  | 1994-05-17 | 23:00 | 11.1 | 51.98 |  |  | 1999-05-17 | 23:00 | 14.4 | 57.92 | [5 empty] | 11.7 | 53.06 |  |  |  | 13 | 55.4 |  |  |  |  | 11.7 | 53.06 |  |  |  |  | 15 | 59 | [5 empty] | 13.3 | 55.94 |  |  |  | 11.7 | 53.06 |  |  |  |  | 18.3 | 64.94 |  |  |  |  | 14.4 | 57.92
1994-05-17 | 24:00 | 13.3 | 55.94 | WEEKDAY | #N/A | 1987-05-17 | 24:00 | 23.3 | 73.94 |  |  | 1994-05-17 | 24:00 | 10 | 50 |  |  | 1999-05-17 | 24:00 | 13.9 | 57.02 | [5 empty] | 11.7 | 53.06 |  |  |  | 13 | 55.4 |  |  |  |  | 11.1 | 51.98 |  |  |  |  | 15 | 59 | [5 empty] | 11.7 | 53.06 |  |  |  | 10.6 | 51.08 |  |  |  |  | 17.2 | 62.96 |  |  |  |  | 13.9 | 57.02
1994-05-18 | 1:00 | 11.7 | 53.06 | WEEKDAY | #N/A | 1987-05-18 | 1:00 | 23.3 | 73.94 |  |  | 1994-05-18 | 1:00 | 9.4 | 48.92 |  |  | 1999-05-18 | 1:00 | 13.3 | 55.94 | [5 empty] | 11.7 | 53.06 |  |  |  | 13 | 55.4 |  |  |  |  | 10.6 | 51.08 |  |  |  |  | 14.4 | 57.92 | [5 empty] | 10.6 | 51.08 |  |  |  | 9.4 | 48.92 |  |  |  |  | 16.7 | 62.06 |  |  |  |  | 11.1 | 51.98
1994-05-18 | 2:00 | 11.1 | 51.98 | WEEKDAY | #N/A | 1987-05-18 | 2:00 | 22.2 | 71.96 |  |  | 1994-05-18 | 2:00 | 8.3 | 46.94 |  |  | 1999-05-18 | 2:00 | 13.3 | 55.94 | [5 empty] | 11.7 | 53.06 |  |  |  | 13 | 55.4 |  |  |  |  | 10.6 | 51.08 |  |  |  |  | 13.3 | 55.94 | [5 empty] | 9.4 | 48.92 |  |  |  | 8.3 | 46.94 |  |  |  |  | 16.7 | 62.06 |  |  |  |  | 9.4 | 48.92
1994-05-18 | 3:00 | 11.1 | 51.98 | WEEKDAY | #N/A | 1987-05-18 | 3:00 | 18.9 | 66.02 |  |  | 1994-05-18 | 3:00 | 7.2 | 44.96 |  |  | 1999-05-18 | 3:00 | 12.8 | 55.04 | [5 empty] | 12.2 | 53.96 |  |  |  | 13 | 55.4 |  |  |  |  | 11.1 | 51.98 |  |  |  |  | 12.8 | 55.04 | [5 empty] | 8.3 | 46.94 |  |  |  | 9.4 | 48.92 |  |  |  |  | 17.2 | 62.96 |  |  |  |  | 7.8 | 46.04
1994-05-18 | 4:00 | 12.2 | 53.96 | WEEKDAY | #N/A | 1987-05-18 | 4:00 | 18.3 | 64.94 |  |  | 1994-05-18 | 4:00 | 8.3 | 46.94 |  |  | 1999-05-18 | 4:00 | 12.2 | 53.96 | [5 empty] | 12.2 | 53.96 |  |  |  | 14 | 57.2 |  |  |  |  | 11.1 | 51.98 |  |  |  |  | 11.1 | 51.98 | [5 empty] | 7.2 | 44.96 |  |  |  | 9.4 | 48.92 |  |  |  |  | 18.3 | 64.94 |  |  |  |  | 6.7 | 44.06
1994-05-18 | 5:00 | 12.2 | 53.96 | WEEKDAY | #N/A | 1987-05-18 | 5:00 | 16.7 | 62.06 |  |  | 1994-05-18 | 5:00 | 9.4 | 48.92 |  |  | 1999-05-18 | 5:00 | 11.7 | 53.06 | [5 empty] | 12.2 | 53.96 |  |  |  | 13 | 55.4 |  |  |  |  | 11.1 | 51.98 |  |  |  |  | 10.6 | 51.08 | [5 empty] | 6.7 | 44.06 |  |  |  | 8.3 | 46.94 |  |  |  |  | 18.3 | 64.94 |  |  |  |  | 6.1 | 42.98
1994-05-18 | 6:00 | 11.7 | 53.06 | WEEKDAY | #N/A | 1987-05-18 | 6:00 | 19.4 | 66.92 |  |  | 1994-05-18 | 6:00 | 10 | 50 |  |  | 1999-05-18 | 6:00 | 13.3 | 55.94 | [5 empty] | 12.8 | 55.04 |  |  |  | 15 | 59 |  |  |  |  | 11.1 | 51.98 |  |  |  |  | 10.6 | 51.08 | [5 empty] | 8.3 | 46.94 |  |  |  | 9.4 | 48.92 |  |  |  |  | 18.9 | 66.02 |  |  |  |  | 7.2 | 44.96
1994-05-18 | 7:00 | 12.8 | 55.04 | WEEKDAY | #N/A | 1987-05-18 | 7:00 | 19.4 | 66.92 |  |  | 1994-05-18 | 7:00 | 10.5 | 50.9 |  |  | 1999-05-18 | 7:00 | 15.6 | 60.08 | [5 empty] | 12.2 | 53.96 |  |  |  | 16 | 60.8 |  |  |  |  | 10.6 | 51.08 |  |  |  |  | 9.4 | 48.92 | [5 empty] | 8.9 | 48.02 |  |  |  | 8.9 | 48.02 |  |  |  |  | 21.1 | 69.98 |  |  |  |  | 9.4 | 48.92
1994-05-18 | 8:00 | 13.9 | 57.02 | WEEKDAY | #N/A | 1987-05-18 | 8:00 | 21.1 | 69.98 |  |  | 1994-05-18 | 8:00 | 13.3 | 55.94 |  |  | 1999-05-18 | 8:00 | 17.8 | 64.04 | [5 empty] | 12.8 | 55.04 |  |  |  | 16 | 60.8 |  |  |  |  | 10.6 | 51.08 |  |  |  |  | 9.4 | 48.92 | [5 empty] | 10.6 | 51.08 |  |  |  | 9.4 | 48.92 |  |  |  |  | 22.8 | 73.04 |  |  |  |  | 11.1 | 51.98
1994-05-18 | 9:00 | 15 | 59 | WEEKDAY | #N/A | 1987-05-18 | 9:00 | 22.2 | 71.96 |  |  | 1994-05-18 | 9:00 | 13.8 | 56.84 |  |  | 1999-05-18 | 9:00 | 19.4 | 66.92 | [5 empty] | 13.9 | 57.02 |  |  |  | 20 | 68 |  |  |  |  | 11.1 | 51.98 |  |  |  |  | 8.9 | 48.02 | [5 empty] | 12.8 | 55.04 |  |  |  | 9.4 | 48.92 |  |  |  |  | 25.6 | 78.08 |  |  |  |  | 11.7 | 53.06
1994-05-18 | 10:00 | 16.1 | 60.98 | WEEKDAY | #N/A | 1987-05-18 | 10:00 | 21.1 | 69.98 |  |  | 1994-05-18 | 10:00 | 14.4 | 57.92 |  |  | 1999-05-18 | 10:00 | 18 | 64.4 | [5 empty] | 13.9 | 57.02 |  |  |  | 20 | 68 |  |  |  |  | 11.7 | 53.06 |  |  |  |  | 10.6 | 51.08 | [5 empty] | 13.3 | 55.94 |  |  |  | 10 | 50 |  |  |  |  | 27.2 | 80.96 |  |  |  |  | 12.8 | 55.04
1994-05-18 | 11:00 | 16.1 | 60.98 | WEEKDAY | #N/A | 1987-05-18 | 11:00 | 22.2 | 71.96 |  |  | 1994-05-18 | 11:00 | 13.8 | 56.84 |  |  | 1999-05-18 | 11:00 | 17.8 | 64.04 | [5 empty] | 14.4 | 57.92 |  |  |  | 20 | 68 |  |  |  |  | 12.2 | 53.96 |  |  |  |  | 13.3 | 55.94 | [5 empty] | 14.4 | 57.92 |  |  |  | 10.6 | 51.08 |  |  |  |  | 28.3 | 82.94 |  |  |  |  | 13.9 | 57.02
1994-05-18 | 12:00 | 15.6 | 60.08 | WEEKDAY | #N/A | 1987-05-18 | 12:00 | 21.7 | 71.06 |  |  | 1994-05-18 | 12:00 | 14.8 | 58.64 |  |  | 1999-05-18 | 12:00 | 17.8 | 64.04 | [5 empty] | 15 | 59 |  |  |  | 20.7 | 69.26 |  |  |  |  | 13.3 | 55.94 |  |  |  |  | 15 | 59 | [5 empty] | 15 | 59 |  |  |  | 11.7 | 53.06 |  |  |  |  | 28.3 | 82.94 |  |  |  |  | 14.4 | 57.92
1994-05-18 | 13:00 | 16.1 | 60.98 | WEEKDAY | #N/A | 1987-05-18 | 13:00 | 22.8 | 73.04 |  |  | 1994-05-18 | 13:00 | 15.5 | 59.9 |  |  | 1999-05-18 | 13:00 | 17.8 | 64.04 | [5 empty] | 14.4 | 57.92 |  |  |  | 21 | 69.8 |  |  |  |  | 13.3 | 55.94 |  |  |  |  | 16.1 | 60.98 | [5 empty] | 15.6 | 60.08 |  |  |  | 12.8 | 55.04 |  |  |  |  | 28.3 | 82.94 |  |  |  |  | 16.1 | 60.98
1994-05-18 | 14:00 | 16.7 | 62.06 | WEEKDAY | #N/A | 1987-05-18 | 14:00 | 23.3 | 73.94 |  |  | 1994-05-18 | 14:00 | 15 | 59 |  |  | 1999-05-18 | 14:00 | 17.8 | 64.04 | [5 empty] | 14.4 | 57.92 |  |  |  | 22 | 71.6 |  |  |  |  | 13.9 | 57.02 |  |  |  |  | 16.1 | 60.98 | [5 empty] | 15 | 59 |  |  |  | 13.3 | 55.94 |  |  |  |  | 27.2 | 80.96 |  |  |  |  | 15.6 | 60.08
1994-05-18 | 15:00 | 15.6 | 60.08 | WEEKDAY | #N/A | 1987-05-18 | 15:00 | 25.6 | 78.08 |  |  | 1994-05-18 | 15:00 | 15.5 | 59.9 |  |  | 1999-05-18 | 15:00 | 18.3 | 64.94 | [5 empty] | 14.4 | 57.92 |  |  |  | 26 | 78.8 |  |  |  |  | 13.9 | 57.02 |  |  |  |  | 16.7 | 62.06 | [5 empty] | 16.7 | 62.06 |  |  |  | 13.3 | 55.94 |  |  |  |  | 28.3 | 82.94 |  |  |  |  | 17.2 | 62.96
1994-05-18 | 16:00 | 17.2 | 62.96 | WEEKDAY | #N/A | 1987-05-18 | 16:00 | 22.8 | 73.04 |  |  | 1994-05-18 | 16:00 | 15 | 59 |  |  | 1999-05-18 | 16:00 | 18.3 | 64.94 | [5 empty] | 13.9 | 57.02 |  |  |  | 26 | 78.8 |  |  |  |  | 13.9 | 57.02 |  |  |  |  | 17.8 | 64.04 | [5 empty] | 14.4 | 57.92 |  |  |  | 13.9 | 57.02 |  |  |  |  | 26.7 | 80.06 |  |  |  |  | 16.7 | 62.06
1994-05-18 | 17:00 | 16.1 | 60.98 | WEEKDAY | #N/A | 1987-05-18 | 17:00 | 20 | 68 |  |  | 1994-05-18 | 17:00 | 12.7 | 54.86 |  |  | 1999-05-18 | 17:00 | 17.8 | 64.04 | [5 empty] | 13.9 | 57.02 |  |  |  | 17 | 62.6 |  |  |  |  | 13.9 | 57.02 |  |  |  |  | 16.7 | 62.06 | [5 empty] | 13.9 | 57.02 |  |  |  | 13.3 | 55.94 |  |  |  |  | 26.1 | 78.98 |  |  |  |  | 17.2 | 62.96
1994-05-18 | 18:00 | 12.8 | 55.04 | WEEKDAY | #N/A | 1987-05-18 | 18:00 | 16.7 | 62.06 |  |  | 1994-05-18 | 18:00 | 11.1 | 51.98 |  |  | 1999-05-18 | 18:00 | 17.2 | 62.96 | [5 empty] | 13.9 | 57.02 |  |  |  | 16 | 60.8 |  |  |  |  | 13.9 | 57.02 |  |  |  |  | 15.6 | 60.08 | [5 empty] | 12.8 | 55.04 |  |  |  | 12.2 | 53.96 |  |  |  |  | 24.4 | 75.92 |  |  |  |  | 16.7 | 62.06
1994-05-18 | 19:00 | 12.8 | 55.04 | WEEKDAY | #N/A | 1987-05-18 | 19:00 | 16.7 | 62.06 |  |  | 1994-05-18 | 19:00 | 11.1 | 51.98 |  |  | 1999-05-18 | 19:00 | 16.7 | 62.06 | [5 empty] | 13.3 | 55.94 |  |  |  | 19 | 66.2 |  |  |  |  | 13.9 | 57.02 |  |  |  |  | 13.9 | 57.02 | [5 empty] | 11.7 | 53.06 |  |  |  | 11.1 | 51.98 |  |  |  |  | 23.3 | 73.94 |  |  |  |  | 15.6 | 60.08
1994-05-18 | 20:00 | 12.8 | 55.04 | WEEKDAY | #N/A | 1987-05-18 | 20:00 | 15.6 | 60.08 |  |  | 1994-05-18 | 20:00 | 10.5 | 50.9 |  |  | 1999-05-18 | 20:00 | 16.1 | 60.98 | [5 empty] | 13.3 | 55.94 |  |  |  | 19 | 66.2 |  |  |  |  | 13.3 | 55.94 |  |  |  |  | 12.8 | 55.04 | [5 empty] | 10 | 50 |  |  |  | 10.6 | 51.08 |  |  |  |  | 22.8 | 73.04 |  |  |  |  | 13.9 | 57.02
1994-05-18 | 21:00 | 11.7 | 53.06 | WEEKDAY | #N/A | 1987-05-18 | 21:00 | 14.4 | 57.92 |  |  | 1994-05-18 | 21:00 | 10 | 50 |  |  | 1999-05-18 | 21:00 | 16.1 | 60.98 | [5 empty] | 13.3 | 55.94 |  |  |  | 19 | 66.2 |  |  |  |  | 13.3 | 55.94 |  |  |  |  | 11.1 | 51.98 | [5 empty] | 9.4 | 48.92 |  |  |  | 10 | 50 |  |  |  |  | 21.7 | 71.06 |  |  |  |  | 12.2 | 53.96
1994-05-18 | 22:00 | 11.7 | 53.06 | WEEKDAY | #N/A | 1987-05-18 | 22:00 | 13.9 | 57.02 |  |  | 1994-05-18 | 22:00 | 10 | 50 |  |  | 1999-05-18 | 22:00 | 16.1 | 60.98 | [5 empty] | 13.3 | 55.94 |  |  |  | 17 | 62.6 |  |  |  |  | 12.8 | 55.04 |  |  |  |  | 10 | 50 | [5 empty] | 8.9 | 48.02 |  |  |  | 9.4 | 48.92 |  |  |  |  | 21.1 | 69.98 |  |  |  |  | 11.1 | 51.98
1994-05-18 | 23:00 | 12.2 | 53.96 | WEEKDAY | #N/A | 1987-05-18 | 23:00 | 12.8 | 55.04 |  |  | 1994-05-18 | 23:00 | 10 | 50 |  |  | 1999-05-18 | 23:00 | 16.1 | 60.98 | [5 empty] | 13.3 | 55.94 |  |  |  | 16 | 60.8 |  |  |  |  | 12.8 | 55.04 |  |  |  |  | 10 | 50 | [5 empty] | 8.3 | 46.94 |  |  |  | 8.3 | 46.94 |  |  |  |  | 18.9 | 66.02 |  |  |  |  | 10 | 50
1994-05-18 | 24:00 | 11.7 | 53.06 | WEEKDAY | #N/A | 1987-05-18 | 24:00 | 12.8 | 55.04 |  |  | 1994-05-18 | 24:00 | 10 | 50 |  |  | 1999-05-18 | 24:00 | 16 | 60.8 | [5 empty] | 12.8 | 55.04 |  |  |  | 15 | 59 |  |  |  |  | 12.8 | 55.04 |  |  |  |  | 9.4 | 48.92 | [5 empty] | 7.2 | 44.96 |  |  |  | 8.3 | 46.94 |  |  |  |  | 18.3 | 64.94 |  |  |  |  | 9.4 | 48.92
1994-05-19 | 1:00 | 12.2 | 53.96 | WEEKDAY | #N/A | 1987-05-19 | 1:00 | 11.7 | 53.06 |  |  | 1994-05-19 | 1:00 | 10 | 50 |  |  | 1999-05-19 | 1:00 | 16.1 | 60.98 | [5 empty] | 13.3 | 55.94 |  |  |  | 15 | 59 |  |  |  |  | 12.8 | 55.04 |  |  |  |  | 9.4 | 48.92 | [5 empty] | 7.8 | 46.04 |  |  |  | 8.9 | 48.02 |  |  |  |  | 18.3 | 64.94 |  |  |  |  | 7.8 | 46.04
1994-05-19 | 2:00 | 10.6 | 51.08 | WEEKDAY | #N/A | 1987-05-19 | 2:00 | 11.7 | 53.06 |  |  | 1994-05-19 | 2:00 | 9.4 | 48.92 |  |  | 1999-05-19 | 2:00 | 16 | 60.8 | [5 empty] | 12.8 | 55.04 |  |  |  | 15 | 59 |  |  |  |  | 12.8 | 55.04 |  |  |  |  | 8.3 | 46.94 | [5 empty] | 7.2 | 44.96 |  |  |  | 8.3 | 46.94 |  |  |  |  | 18.3 | 64.94 |  |  |  |  | 8.3 | 46.94
1994-05-19 | 3:00 | 10 | 50 | WEEKDAY | #N/A | 1987-05-19 | 3:00 | 11.1 | 51.98 |  |  | 1994-05-19 | 3:00 | 8.8 | 47.84 |  |  | 1999-05-19 | 3:00 | 15.6 | 60.08 | [5 empty] | 12.8 | 55.04 |  |  |  | 14 | 57.2 |  |  |  |  | 12.8 | 55.04 |  |  |  |  | 7.8 | 46.04 | [5 empty] | 6.7 | 44.06 |  |  |  | 8.9 | 48.02 |  |  |  |  | 17.8 | 64.04 |  |  |  |  | 7.8 | 46.04
1994-05-19 | 4:00 | 10.6 | 51.08 | WEEKDAY | #N/A | 1987-05-19 | 4:00 | 11.7 | 53.06 |  |  | 1994-05-19 | 4:00 | 8.3 | 46.94 |  |  | 1999-05-19 | 4:00 | 15.6 | 60.08 | [5 empty] | 12.8 | 55.04 |  |  |  | 14 | 57.2 |  |  |  |  | 12.8 | 55.04 |  |  |  |  | 7.8 | 46.04 | [5 empty] | 5.6 | 42.08 |  |  |  | 8.9 | 48.02 |  |  |  |  | 13.3 | 55.94 |  |  |  |  | 7.2 | 44.96
1994-05-19 | 5:00 | 10 | 50 | WEEKDAY | #N/A | 1987-05-19 | 5:00 | 11.1 | 51.98 |  |  | 1994-05-19 | 5:00 | 8.3 | 46.94 |  |  | 1999-05-19 | 5:00 | 16 | 60.8 | [5 empty] | 13.3 | 55.94 |  |  |  | 14 | 57.2 |  |  |  |  | 12.8 | 55.04 |  |  |  |  | 7.8 | 46.04 | [5 empty] | 6.1 | 42.98 |  |  |  | 8.9 | 48.02 |  |  |  |  | 13.9 | 57.02 |  |  |  |  | 8.3 | 46.94
1994-05-19 | 6:00 | 10.6 | 51.08 | WEEKDAY | #N/A | 1987-05-19 | 6:00 | 11.1 | 51.98 |  |  | 1994-05-19 | 6:00 | 8.8 | 47.84 |  |  | 1999-05-19 | 6:00 | 16.1 | 60.98 | [5 empty] | 13.9 | 57.02 |  |  |  | 14 | 57.2 |  |  |  |  | 12.8 | 55.04 |  |  |  |  | 7.2 | 44.96 | [5 empty] | 6.7 | 44.06 |  |  |  | 8.9 | 48.02 |  |  |  |  | 13.3 | 55.94 |  |  |  |  | 10 | 50
1994-05-19 | 7:00 | 11.1 | 51.98 | WEEKDAY | #N/A | 1987-05-19 | 7:00 | 11.1 | 51.98 |  |  | 1994-05-19 | 7:00 | 9.4 | 48.92 |  |  | 1999-05-19 | 7:00 | 16.1 | 60.98 | [5 empty] | 14.4 | 57.92 |  |  |  | 11 | 51.8 |  |  |  |  | 13.3 | 55.94 |  |  |  |  | 7.8 | 46.04 | [5 empty] | 7.8 | 46.04 |  |  |  | 9.4 | 48.92 |  |  |  |  | 12.2 | 53.96 |  |  |  |  | 10 | 50
1994-05-19 | 8:00 | 11.1 | 51.98 | WEEKDAY | #N/A | 1987-05-19 | 8:00 | 12.2 | 53.96 |  |  | 1994-05-19 | 8:00 | 9.4 | 48.92 |  |  | 1999-05-19 | 8:00 | 16.7 | 62.06 | [5 empty] | 16.1 | 60.98 |  |  |  | 9 | 48.2 |  |  |  |  | 13.3 | 55.94 |  |  |  |  | 8.3 | 46.94 | [5 empty] | 8.9 | 48.02 |  |  |  | 10.6 | 51.08 |  |  |  |  | 12.2 | 53.96 |  |  |  |  | 11.7 | 53.06
1994-05-19 | 9:00 | 11.7 | 53.06 | WEEKDAY | #N/A | 1987-05-19 | 9:00 | 12.2 | 53.96 |  |  | 1994-05-19 | 9:00 | 10 | 50 |  |  | 1999-05-19 | 9:00 | 17.2 | 62.96 | [5 empty] | 18.3 | 64.94 |  |  |  | 9.2 | 48.56 |  |  |  |  | 13.9 | 57.02 |  |  |  |  | 10.6 | 51.08 | [5 empty] | 11.1 | 51.98 |  |  |  | 14.4 | 57.92 |  |  |  |  | 12.2 | 53.96 |  |  |  |  | 13.3 | 55.94
1994-05-19 | 10:00 | 11.7 | 53.06 | WEEKDAY | #N/A | 1987-05-19 | 10:00 | 12.8 | 55.04 |  |  | 1994-05-19 | 10:00 | 10.5 | 50.9 |  |  | 1999-05-19 | 10:00 | 17.8 | 64.04 | [5 empty] | 20.6 | 69.08 |  |  |  | 9 | 48.2 |  |  |  |  | 14.4 | 57.92 |  |  |  |  | 10 | 50 | [5 empty] | 12.2 | 53.96 |  |  |  | 15.6 | 60.08 |  |  |  |  | 11.7 | 53.06 |  |  |  |  | 13.9 | 57.02
1994-05-19 | 11:00 | 11.7 | 53.06 | WEEKDAY | #N/A | 1987-05-19 | 11:00 | 12.8 | 55.04 |  |  | 1994-05-19 | 11:00 | 10.5 | 50.9 |  |  | 1999-05-19 | 11:00 | 18.3 | 64.94 | [5 empty] | 22.2 | 71.96 |  |  |  | 10 | 50 |  |  |  |  | 13.9 | 57.02 |  |  |  |  | 12.2 | 53.96 | [5 empty] | 13.3 | 55.94 |  |  |  | 15.6 | 60.08 |  |  |  |  | 11.7 | 53.06 |  |  |  |  | 16.1 | 60.98
1994-05-19 | 12:00 | 11.7 | 53.06 | WEEKDAY | #N/A | 1987-05-19 | 12:00 | 13.3 | 55.94 |  |  | 1994-05-19 | 12:00 | 11.6 | 52.88 |  |  | 1999-05-19 | 12:00 | 18.9 | 66.02 | [5 empty] | 22.2 | 71.96 |  |  |  | 10 | 50 |  |  |  |  | 14.4 | 57.92 |  |  |  |  | 12.8 | 55.04 | [5 empty] | 14.4 | 57.92 |  |  |  | 15 | 59 |  |  |  |  | 11.7 | 53.06 |  |  |  |  | 17.8 | 64.04
1994-05-19 | 13:00 | 12.2 | 53.96 | WEEKDAY | #N/A | 1987-05-19 | 13:00 | 13.3 | 55.94 |  |  | 1994-05-19 | 13:00 | 11.1 | 51.98 |  |  | 1999-05-19 | 13:00 | 18.9 | 66.02 | [5 empty] | 22.8 | 73.04 |  |  |  | 10 | 50 |  |  |  |  | 13.9 | 57.02 |  |  |  |  | 13.3 | 55.94 | [5 empty] | 14.4 | 57.92 |  |  |  | 15.6 | 60.08 |  |  |  |  | 12.8 | 55.04 |  |  |  |  | 18.9 | 66.02
1994-05-19 | 14:00 | 12.2 | 53.96 | WEEKDAY | #N/A | 1987-05-19 | 14:00 | 13.3 | 55.94 |  |  | 1994-05-19 | 14:00 | 9.4 | 48.92 |  |  | 1999-05-19 | 14:00 | 18.3 | 64.94 | [5 empty] | 23.3 | 73.94 |  |  |  | 10 | 50 |  |  |  |  | 14.4 | 57.92 |  |  |  |  | 14.4 | 57.92 | [5 empty] | 13.3 | 55.94 |  |  |  | 16.1 | 60.98 |  |  |  |  | 11.1 | 51.98 |  |  |  |  | 19.4 | 66.92
1994-05-19 | 15:00 | 11.7 | 53.06 | WEEKDAY | #N/A | 1987-05-19 | 15:00 | 13.3 | 55.94 |  |  | 1994-05-19 | 15:00 | 10 | 50 |  |  | 1999-05-19 | 15:00 | 16.7 | 62.06 | [5 empty] | 23.9 | 75.02 |  |  |  | 10 | 50 |  |  |  |  | 14.4 | 57.92 |  |  |  |  | 15 | 59 | [5 empty] | 13.9 | 57.02 |  |  |  | 16.1 | 60.98 |  |  |  |  | 11.1 | 51.98 |  |  |  |  | 18.9 | 66.02
1994-05-19 | 16:00 | 11.1 | 51.98 | WEEKDAY | #N/A | 1987-05-19 | 16:00 | 13.3 | 55.94 |  |  | 1994-05-19 | 16:00 | 10 | 50 |  |  | 1999-05-19 | 16:00 | 17.2 | 62.96 | [5 empty] | 22.8 | 73.04 |  |  |  | 9 | 48.2 |  |  |  |  | 13.9 | 57.02 |  |  |  |  | 14.4 | 57.92 | [5 empty] | 15.6 | 60.08 |  |  |  | 15 | 59 |  |  |  |  | 11.7 | 53.06 |  |  |  |  | 20 | 68
1994-05-19 | 17:00 | 11.1 | 51.98 | WEEKDAY | #N/A | 1987-05-19 | 17:00 | 13.3 | 55.94 |  |  | 1994-05-19 | 17:00 | 8.8 | 47.84 |  |  | 1999-05-19 | 17:00 | 17.2 | 62.96 | [5 empty] | 22.2 | 71.96 |  |  |  | 9 | 48.2 |  |  |  |  | 13.9 | 57.02 |  |  |  |  | 13.9 | 57.02 | [5 empty] | 15.6 | 60.08 |  |  |  | 14.4 | 57.92 |  |  |  |  | 11.1 | 51.98 |  |  |  |  | 18.9 | 66.02
1994-05-19 | 18:00 | 10.6 | 51.08 | WEEKDAY | #N/A | 1987-05-19 | 18:00 | 13.3 | 55.94 |  |  | 1994-05-19 | 18:00 | 8.3 | 46.94 |  |  | 1999-05-19 | 18:00 | 18.3 | 64.94 | [5 empty] | 21.1 | 69.98 |  |  |  | 9 | 48.2 |  |  |  |  | 13.9 | 57.02 |  |  |  |  | 13.9 | 57.02 | [5 empty] | 16.1 | 60.98 |  |  |  | 13.3 | 55.94 |  |  |  |  | 10.6 | 51.08 |  |  |  |  | 17.8 | 64.04
1994-05-19 | 19:00 | 10.6 | 51.08 | WEEKDAY | #N/A | 1987-05-19 | 19:00 | 13.3 | 55.94 |  |  | 1994-05-19 | 19:00 | 8.3 | 46.94 |  |  | 1999-05-19 | 19:00 | 17.8 | 64.04 | [5 empty] | 18.9 | 66.02 |  |  |  | 9 | 48.2 |  |  |  |  | 13.9 | 57.02 |  |  |  |  | 13.3 | 55.94 | [5 empty] | 15 | 59 |  |  |  | 12.8 | 55.04 |  |  |  |  | 10 | 50 |  |  |  |  | 16.7 | 62.06
1994-05-19 | 20:00 | 10.6 | 51.08 | WEEKDAY | #N/A | 1987-05-19 | 20:00 | 13.3 | 55.94 |  |  | 1994-05-19 | 20:00 | 7.7 | 45.86 |  |  | 1999-05-19 | 20:00 | 16.7 | 62.06 | [5 empty] | 18.3 | 64.94 |  |  |  | 10 | 50 |  |  |  |  | 13.3 | 55.94 |  |  |  |  | 11.7 | 53.06 | [5 empty] | 12.8 | 55.04 |  |  |  | 10.6 | 51.08 |  |  |  |  | 10 | 50 |  |  |  |  | 15.6 | 60.08
1994-05-19 | 21:00 | 10 | 50 | WEEKDAY | #N/A | 1987-05-19 | 21:00 | 13.3 | 55.94 |  |  | 1994-05-19 | 21:00 | 7.7 | 45.86 |  |  | 1999-05-19 | 21:00 | 16.1 | 60.98 | [5 empty] | 17.2 | 62.96 |  |  |  | 9 | 48.2 |  |  |  |  | 13.3 | 55.94 |  |  |  |  | 11.7 | 53.06 | [5 empty] | 11.7 | 53.06 |  |  |  | 10.6 | 51.08 |  |  |  |  | 10 | 50 |  |  |  |  | 13.3 | 55.94
1994-05-19 | 22:00 | 10 | 50 | WEEKDAY | #N/A | 1987-05-19 | 22:00 | 13.3 | 55.94 |  |  | 1994-05-19 | 22:00 | 7.7 | 45.86 |  |  | 1999-05-19 | 22:00 | 16.1 | 60.98 | [5 empty] | 17.8 | 64.04 |  |  |  | 9 | 48.2 |  |  |  |  | 13.3 | 55.94 |  |  |  |  | 11.7 | 53.06 | [5 empty] | 10 | 50 |  |  |  | 11.1 | 51.98 |  |  |  |  | 10.6 | 51.08 |  |  |  |  | 11.7 | 53.06
1994-05-19 | 23:00 | 9.4 | 48.92 | WEEKDAY | #N/A | 1987-05-19 | 23:00 | 12.8 | 55.04 |  |  | 1994-05-19 | 23:00 | 7.8 | 46.04 |  |  | 1999-05-19 | 23:00 | 16.1 | 60.98 | [5 empty] | 15 | 59 |  |  |  | 8.3 | 46.94 |  |  |  |  | 12.8 | 55.04 |  |  |  |  | 10.6 | 51.08 | [5 empty] | 9.4 | 48.92 |  |  |  | 10 | 50 |  |  |  |  | 10.6 | 51.08 |  |  |  |  | 10.6 | 51.08
1994-05-19 | 24:00 | 9.4 | 48.92 | WEEKDAY | #N/A | 1987-05-19 | 24:00 | 12.8 | 55.04 |  |  | 1994-05-19 | 24:00 | 7.7 | 45.86 |  |  | 1999-05-19 | 24:00 | 15.6 | 60.08 | [5 empty] | 13.3 | 55.94 |  |  |  | 7.6 | 45.68 |  |  |  |  | 12.8 | 55.04 |  |  |  |  | 10 | 50 | [5 empty] | 8.9 | 48.02 |  |  |  | 9.4 | 48.92 |  |  |  |  | 10.6 | 51.08 |  |  |  |  | 10.6 | 51.08
1994-05-20 | 1:00 | 9.4 | 48.92 | WEEKDAY | #N/A | 1987-05-20 | 1:00 | 12.8 | 55.04 |  |  | 1994-05-20 | 1:00 | 7.2 | 44.96 |  |  | 1999-05-20 | 1:00 | 15.6 | 60.08 | [5 empty] | 12.8 | 55.04 |  |  |  | 7 | 44.6 |  |  |  |  | 12.8 | 55.04 |  |  |  |  | 10.6 | 51.08 | [5 empty] | 17.2 | 62.96 |  |  |  | 9.4 | 48.92 |  |  |  |  | 10.6 | 51.08 |  |  |  |  | 10 | 50
1994-05-20 | 2:00 | 8.9 | 48.02 | WEEKDAY | #N/A | 1987-05-20 | 2:00 | 12.2 | 53.96 |  |  | 1994-05-20 | 2:00 | 7.7 | 45.86 |  |  | 1999-05-20 | 2:00 | 15 | 59 | [5 empty] | 11.7 | 53.06 |  |  |  | 7 | 44.6 |  |  |  |  | 12.8 | 55.04 |  |  |  |  | 10 | 50 | [5 empty] | 18.3 | 64.94 |  |  |  | 8.9 | 48.02 |  |  |  |  | 8.9 | 48.02 |  |  |  |  | 9.4 | 48.92
1994-05-20 | 3:00 | 8.3 | 46.94 | WEEKDAY | #N/A | 1987-05-20 | 3:00 | 12.2 | 53.96 |  |  | 1994-05-20 | 3:00 | 7.2 | 44.96 |  |  | 1999-05-20 | 3:00 | 13.9 | 57.02 | [5 empty] | 11.1 | 51.98 |  |  |  | 6.5 | 43.7 |  |  |  |  | 12.2 | 53.96 |  |  |  |  | 10.6 | 51.08 | [5 empty] | 18.3 | 64.94 |  |  |  | 6.7 | 44.06 |  |  |  |  | 8.3 | 46.94 |  |  |  |  | 8.3 | 46.94
1994-05-20 | 4:00 | 8.9 | 48.02 | WEEKDAY | #N/A | 1987-05-20 | 4:00 | 11.7 | 53.06 |  |  | 1994-05-20 | 4:00 | 7.2 | 44.96 |  |  | 1999-05-20 | 4:00 | 13.3 | 55.94 | [5 empty] | 10.6 | 51.08 |  |  |  | 6 | 42.8 |  |  |  |  | 12.2 | 53.96 |  |  |  |  | 11.7 | 53.06 | [5 empty] | 18.3 | 64.94 |  |  |  | 7.2 | 44.96 |  |  |  |  | 8.3 | 46.94 |  |  |  |  | 7.2 | 44.96
1994-05-20 | 5:00 | 9.4 | 48.92 | WEEKDAY | #N/A | 1987-05-20 | 5:00 | 11.7 | 53.06 |  |  | 1994-05-20 | 5:00 | 6.6 | 43.88 |  |  | 1999-05-20 | 5:00 | 13.3 | 55.94 | [5 empty] | 10 | 50 |  |  |  | 6 | 42.8 |  |  |  |  | 12.2 | 53.96 |  |  |  |  | 11.7 | 53.06 | [5 empty] | 16.7 | 62.06 |  |  |  | 6.7 | 44.06 |  |  |  |  | 8.9 | 48.02 |  |  |  |  | 6.7 | 44.06
1994-05-20 | 6:00 | 8.9 | 48.02 | WEEKDAY | #N/A | 1987-05-20 | 6:00 | 11.1 | 51.98 |  |  | 1994-05-20 | 6:00 | 6.6 | 43.88 |  |  | 1999-05-20 | 6:00 | 13.3 | 55.94 | [5 empty] | 10.6 | 51.08 |  |  |  | 7 | 44.6 |  |  |  |  | 12.8 | 55.04 |  |  |  |  | 12.8 | 55.04 | [5 empty] | 17.2 | 62.96 |  |  |  | 7.2 | 44.96 |  |  |  |  | 8.9 | 48.02 |  |  |  |  | 7.8 | 46.04
1994-05-20 | 7:00 | 8.9 | 48.02 | WEEKDAY | #N/A | 1987-05-20 | 7:00 | 12.2 | 53.96 |  |  | 1994-05-20 | 7:00 | 7.2 | 44.96 |  |  | 1999-05-20 | 7:00 | 13.9 | 57.02 | [5 empty] | 12.2 | 53.96 |  |  |  | 8 | 46.4 |  |  |  |  | 13.3 | 55.94 |  |  |  |  | 14.4 | 57.92 | [5 empty] | 19.4 | 66.92 |  |  |  | 10 | 50 |  |  |  |  | 8.9 | 48.02 |  |  |  |  | 10 | 50
1994-05-20 | 8:00 | 9.4 | 48.92 | WEEKDAY | #N/A | 1987-05-20 | 8:00 | 11.7 | 53.06 |  |  | 1994-05-20 | 8:00 | 8.3 | 46.94 |  |  | 1999-05-20 | 8:00 | 15 | 59 | [5 empty] | 13.3 | 55.94 |  |  |  | 8 | 46.4 |  |  |  |  | 13.9 | 57.02 |  |  |  |  | 17.2 | 62.96 | [5 empty] | 21.7 | 71.06 |  |  |  | 11.7 | 53.06 |  |  |  |  | 8.9 | 48.02 |  |  |  |  | 13.3 | 55.94
1994-05-20 | 9:00 | 10.6 | 51.08 | WEEKDAY | #N/A | 1987-05-20 | 9:00 | 11.7 | 53.06 |  |  | 1994-05-20 | 9:00 | 10 | 50 |  |  | 1999-05-20 | 9:00 | 16.7 | 62.06 | [5 empty] | 14.4 | 57.92 |  |  |  | 8 | 46.4 |  |  |  |  | 14.4 | 57.92 |  |  |  |  | 19.4 | 66.92 | [5 empty] | 22.8 | 73.04 |  |  |  | 14.4 | 57.92 |  |  |  |  | 8.9 | 48.02 |  |  |  |  | 13.9 | 57.02
1994-05-20 | 10:00 | 11.1 | 51.98 | WEEKDAY | #N/A | 1987-05-20 | 10:00 | 11.7 | 53.06 |  |  | 1994-05-20 | 10:00 | 10 | 50 |  |  | 1999-05-20 | 10:00 | 18.3 | 64.94 | [5 empty] | 14.4 | 57.92 |  |  |  | 8 | 46.4 |  |  |  |  | 15 | 59 |  |  |  |  | 22.2 | 71.96 | [5 empty] | 24.4 | 75.92 |  |  |  | 16.1 | 60.98 |  |  |  |  | 9.4 | 48.92 |  |  |  |  | 15.6 | 60.08
1994-05-20 | 11:00 | 12.2 | 53.96 | WEEKDAY | #N/A | 1987-05-20 | 11:00 | 11.7 | 53.06 |  |  | 1994-05-20 | 11:00 | 11.6 | 52.88 |  |  | 1999-05-20 | 11:00 | 20 | 68 | [5 empty] | 15 | 59 |  |  |  | 8 | 46.4 |  |  |  |  | 16.7 | 62.06 |  |  |  |  | 23.9 | 75.02 | [5 empty] | 25.6 | 78.08 |  |  |  | 16.1 | 60.98 |  |  |  |  | 10 | 50 |  |  |  |  | 16.1 | 60.98
1994-05-20 | 12:00 | 12.8 | 55.04 | WEEKDAY | #N/A | 1987-05-20 | 12:00 | 11.1 | 51.98 |  |  | 1994-05-20 | 12:00 | 11.6 | 52.88 |  |  | 1999-05-20 | 12:00 | 21.7 | 71.06 | [5 empty] | 15.6 | 60.08 |  |  |  | 8 | 46.4 |  |  |  |  | 18.9 | 66.02 |  |  |  |  | 26.7 | 80.06 | [5 empty] | 26.1 | 78.98 |  |  |  | 17.2 | 62.96 |  |  |  |  | 11.1 | 51.98 |  |  |  |  | 16.7 | 62.06
1994-05-20 | 13:00 | 13.3 | 55.94 | WEEKDAY | #N/A | 1987-05-20 | 13:00 | 11.1 | 51.98 |  |  | 1994-05-20 | 13:00 | 12.7 | 54.86 |  |  | 1999-05-20 | 13:00 | 22.2 | 71.96 | [5 empty] | 15 | 59 |  |  |  | 8 | 46.4 |  |  |  |  | 19.4 | 66.92 |  |  |  |  | 27.8 | 82.04 | [5 empty] | 27.2 | 80.96 |  |  |  | 17.8 | 64.04 |  |  |  |  | 12.8 | 55.04 |  |  |  |  | 17.2 | 62.96
1994-05-20 | 14:00 | 13.9 | 57.02 | WEEKDAY | #N/A | 1987-05-20 | 14:00 | 11.1 | 51.98 |  |  | 1994-05-20 | 14:00 | 15 | 59 |  |  | 1999-05-20 | 14:00 | 22.8 | 73.04 | [5 empty] | 13.9 | 57.02 |  |  |  | 11 | 51.8 |  |  |  |  | 20.6 | 69.08 |  |  |  |  | 28.9 | 84.02 | [5 empty] | 27.8 | 82.04 |  |  |  | 19.4 | 66.92 |  |  |  |  | 13.9 | 57.02 |  |  |  |  | 18.3 | 64.94
1994-05-20 | 15:00 | 15.6 | 60.08 | WEEKDAY | #N/A | 1987-05-20 | 15:00 | 11.1 | 51.98 |  |  | 1994-05-20 | 15:00 | 14.4 | 57.92 |  |  | 1999-05-20 | 15:00 | 23.3 | 73.94 | [5 empty] | 13.3 | 55.94 |  |  |  | 11 | 51.8 |  |  |  |  | 20 | 68 |  |  |  |  | 27.8 | 82.04 | [5 empty] | 27.8 | 82.04 |  |  |  | 19.4 | 66.92 |  |  |  |  | 12.2 | 53.96 |  |  |  |  | 18.3 | 64.94
1994-05-20 | 16:00 | 15.6 | 60.08 | WEEKDAY | #N/A | 1987-05-20 | 16:00 | 11.7 | 53.06 |  |  | 1994-05-20 | 16:00 | 14.4 | 57.92 |  |  | 1999-05-20 | 16:00 | 23.3 | 73.94 | [5 empty] | 13.3 | 55.94 |  |  |  | 10 | 50 |  |  |  |  | 21.7 | 71.06 |  |  |  |  | 27.8 | 82.04 | [5 empty] | 27.8 | 82.04 |  |  |  | 20 | 68 |  |  |  |  | 12.8 | 55.04 |  |  |  |  | 20 | 68
1994-05-20 | 17:00 | 16.1 | 60.98 | WEEKDAY | #N/A | 1987-05-20 | 17:00 | 11.7 | 53.06 |  |  | 1994-05-20 | 17:00 | 14.4 | 57.92 |  |  | 1999-05-20 | 17:00 | 22.8 | 73.04 | [5 empty] | 12.8 | 55.04 |  |  |  | 9 | 48.2 |  |  |  |  | 19.4 | 66.92 |  |  |  |  | 27.2 | 80.96 | [5 empty] | 27.8 | 82.04 |  |  |  | 17.8 | 64.04 |  |  |  |  | 12.2 | 53.96 |  |  |  |  | 19.4 | 66.92
1994-05-20 | 18:00 | 13.3 | 55.94 | WEEKDAY | #N/A | 1987-05-20 | 18:00 | 12.2 | 53.96 |  |  | 1994-05-20 | 18:00 | 13.8 | 56.84 |  |  | 1999-05-20 | 18:00 | 22.2 | 71.96 | [5 empty] | 12.2 | 53.96 |  |  |  | 9 | 48.2 |  |  |  |  | 19.4 | 66.92 |  |  |  |  | 26.1 | 78.98 | [5 empty] | 26.7 | 80.06 |  |  |  | 16.7 | 62.06 |  |  |  |  | 13.3 | 55.94 |  |  |  |  | 19.4 | 66.92
1994-05-20 | 19:00 | 12.2 | 53.96 | WEEKDAY | #N/A | 1987-05-20 | 19:00 | 11.7 | 53.06 |  |  | 1994-05-20 | 19:00 | 12.7 | 54.86 |  |  | 1999-05-20 | 19:00 | 21.1 | 69.98 | [5 empty] | 11.7 | 53.06 |  |  |  | 9 | 48.2 |  |  |  |  | 17.8 | 64.04 |  |  |  |  | 24.4 | 75.92 | [5 empty] | 25.6 | 78.08 |  |  |  | 16.7 | 62.06 |  |  |  |  | 12.2 | 53.96 |  |  |  |  | 17.8 | 64.04
1994-05-20 | 20:00 | 11.1 | 51.98 | WEEKDAY | #N/A | 1987-05-20 | 20:00 | 11.7 | 53.06 |  |  | 1994-05-20 | 20:00 | 8.8 | 47.84 |  |  | 1999-05-20 | 20:00 | 20 | 68 | [5 empty] | 11.1 | 51.98 |  |  |  | 9 | 48.2 |  |  |  |  | 16.7 | 62.06 |  |  |  |  | 22.8 | 73.04 | [5 empty] | 17.8 | 64.04 |  |  |  | 16.7 | 62.06 |  |  |  |  | 11.1 | 51.98 |  |  |  |  | 15 | 59
1994-05-20 | 21:00 | 10.6 | 51.08 | WEEKDAY | #N/A | 1987-05-20 | 21:00 | 11.7 | 53.06 |  |  | 1994-05-20 | 21:00 | 7.7 | 45.86 |  |  | 1999-05-20 | 21:00 | 17.8 | 64.04 | [5 empty] | 11.1 | 51.98 |  |  |  | 9 | 48.2 |  |  |  |  | 16.1 | 60.98 |  |  |  |  | 22.2 | 71.96 | [5 empty] | 16.1 | 60.98 |  |  |  | 18.3 | 64.94 |  |  |  |  | 11.1 | 51.98 |  |  |  |  | 12.8 | 55.04
1994-05-20 | 22:00 | 10 | 50 | WEEKDAY | #N/A | 1987-05-20 | 22:00 | 11.7 | 53.06 |  |  | 1994-05-20 | 22:00 | 7.2 | 44.96 |  |  | 1999-05-20 | 22:00 | 17.8 | 64.04 | [5 empty] | 10.6 | 51.08 |  |  |  | 8 | 46.4 |  |  |  |  | 15.6 | 60.08 |  |  |  |  | 21.1 | 69.98 | [5 empty] | 15.6 | 60.08 |  |  |  | 18.3 | 64.94 |  |  |  |  | 10.6 | 51.08 |  |  |  |  | 11.7 | 53.06
1994-05-20 | 23:00 | 10 | 50 | WEEKDAY | #N/A | 1987-05-20 | 23:00 | 11.7 | 53.06 |  |  | 1994-05-20 | 23:00 | 6.6 | 43.88 |  |  | 1999-05-20 | 23:00 | 16.7 | 62.06 | [5 empty] | 10.6 | 51.08 |  |  |  | 8 | 46.4 |  |  |  |  | 15 | 59 |  |  |  |  | 20.6 | 69.08 | [5 empty] | 16.1 | 60.98 |  |  |  | 17.2 | 62.96 |  |  |  |  | 10.6 | 51.08 |  |  |  |  | 10.6 | 51.08
1994-05-20 | 24:00 | 10 | 50 | WEEKDAY | #N/A | 1987-05-20 | 24:00 | 11.1 | 51.98 |  |  | 1994-05-20 | 24:00 | 5.5 | 41.9 |  |  | 1999-05-20 | 24:00 | 15.6 | 60.08 | [5 empty] | 11.1 | 51.98 |  |  |  | 8 | 46.4 |  |  |  |  | 15 | 59 |  |  |  |  | 18.9 | 66.02 | [5 empty] | 15.6 | 60.08 |  |  |  | 15 | 59 |  |  |  |  | 10.6 | 51.08 |  |  |  |  | 9.4 | 48.92
1994-05-21 | 1:00 | 9.4 | 48.92 | SATURDAY | #N/A | 1987-05-21 | 1:00 | 11.7 | 53.06 |  |  | 1994-05-21 | 1:00 | 5 | 41 |  |  | 1999-05-21 | 1:00 | 14.4 | 57.92 | [5 empty] | 10.6 | 51.08 |  |  |  | 8 | 46.4 |  |  |  |  | 14.4 | 57.92 |  |  |  |  | 18.3 | 64.94 | [5 empty] | 15.6 | 60.08 |  |  |  | 14.4 | 57.92 |  |  |  |  | 10.6 | 51.08 |  |  |  |  | 10.6 | 51.08
1994-05-21 | 2:00 | 9.4 | 48.92 | SATURDAY | #N/A | 1987-05-21 | 2:00 | 11.7 | 53.06 |  |  | 1994-05-21 | 2:00 | 5 | 41 |  |  | 1999-05-21 | 2:00 | 13.3 | 55.94 | [5 empty] | 10.6 | 51.08 |  |  |  | 8 | 46.4 |  |  |  |  | 13.9 | 57.02 |  |  |  |  | 16.1 | 60.98 | [5 empty] | 14.4 | 57.92 |  |  |  | 14.4 | 57.92 |  |  |  |  | 10.6 | 51.08 |  |  |  |  | 11.7 | 53.06
1994-05-21 | 3:00 | 9.4 | 48.92 | SATURDAY | #N/A | 1987-05-21 | 3:00 | 11.7 | 53.06 |  |  | 1994-05-21 | 3:00 | 5 | 41 |  |  | 1999-05-21 | 3:00 | 12.2 | 53.96 | [5 empty] | 10 | 50 |  |  |  | 8 | 46.4 |  |  |  |  | 13.9 | 57.02 |  |  |  |  | 15 | 59 | [5 empty] | 14.4 | 57.92 |  |  |  | 13.9 | 57.02 |  |  |  |  | 10.6 | 51.08 |  |  |  |  | 12.2 | 53.96
1994-05-21 | 4:00 | 8.9 | 48.02 | SATURDAY | #N/A | 1987-05-21 | 4:00 | 11.7 | 53.06 |  |  | 1994-05-21 | 4:00 | 5.5 | 41.9 |  |  | 1999-05-21 | 4:00 | 11.7 | 53.06 | [5 empty] | 10 | 50 |  |  |  | 8 | 46.4 |  |  |  |  | 13.9 | 57.02 |  |  |  |  | 15 | 59 | [5 empty] | 13.9 | 57.02 |  |  |  | 13.3 | 55.94 |  |  |  |  | 10.6 | 51.08 |  |  |  |  | 13.3 | 55.94
1994-05-21 | 5:00 | 10 | 50 | SATURDAY | #N/A | 1987-05-21 | 5:00 | 11.7 | 53.06 |  |  | 1994-05-21 | 5:00 | 6.1 | 42.98 |  |  | 1999-05-21 | 5:00 | 11.7 | 53.06 | [5 empty] | 10 | 50 |  |  |  | 8 | 46.4 |  |  |  |  | 13.9 | 57.02 |  |  |  |  | 15 | 59 | [5 empty] | 11.7 | 53.06 |  |  |  | 12.8 | 55.04 |  |  |  |  | 10.6 | 51.08 |  |  |  |  | 12.8 | 55.04
1994-05-21 | 6:00 | 11.1 | 51.98 | SATURDAY | #N/A | 1987-05-21 | 6:00 | 12.2 | 53.96 |  |  | 1994-05-21 | 6:00 | 8.3 | 46.94 |  |  | 1999-05-21 | 6:00 | 13.3 | 55.94 | [5 empty] | 10 | 50 |  |  |  | 8 | 46.4 |  |  |  |  | 13.9 | 57.02 |  |  |  |  | 16.1 | 60.98 | [5 empty] | 11.7 | 53.06 |  |  |  | 11.7 | 53.06 |  |  |  |  | 10.6 | 51.08 |  |  |  |  | 13.9 | 57.02
1994-05-21 | 7:00 | 12.8 | 55.04 | SATURDAY | #N/A | 1987-05-21 | 7:00 | 12.8 | 55.04 |  |  | 1994-05-21 | 7:00 | 10.5 | 50.9 |  |  | 1999-05-21 | 7:00 | 15.6 | 60.08 | [5 empty] | 11.1 | 51.98 |  |  |  | 10 | 50 |  |  |  |  | 14.4 | 57.92 |  |  |  |  | 18.3 | 64.94 | [5 empty] | 11.7 | 53.06 |  |  |  | 12.2 | 53.96 |  |  |  |  | 11.1 | 51.98 |  |  |  |  | 15 | 59
1994-05-21 | 8:00 | 13.9 | 57.02 | SATURDAY | #N/A | 1987-05-21 | 8:00 | 13.9 | 57.02 |  |  | 1994-05-21 | 8:00 | 14.4 | 57.92 |  |  | 1999-05-21 | 8:00 | 17.2 | 62.96 | [5 empty] | 11.7 | 53.06 |  |  |  | 10 | 50 |  |  |  |  | 15 | 59 |  |  |  |  | 19.4 | 66.92 | [5 empty] | 12.2 | 53.96 |  |  |  | 15 | 59 |  |  |  |  | 11.7 | 53.06 |  |  |  |  | 16.1 | 60.98
1994-05-21 | 9:00 | 15.6 | 60.08 | SATURDAY | #N/A | 1987-05-21 | 9:00 | 15 | 59 |  |  | 1994-05-21 | 9:00 | 15.3 | 59.54 |  |  | 1999-05-21 | 9:00 | 18.3 | 64.94 | [5 empty] | 12.2 | 53.96 |  |  |  | 10.7 | 51.26 |  |  |  |  | 16.1 | 60.98 |  |  |  |  | 19.4 | 66.92 | [5 empty] | 13.9 | 57.02 |  |  |  | 16.7 | 62.06 |  |  |  |  | 11.7 | 53.06 |  |  |  |  | 17.8 | 64.04
1994-05-21 | 10:00 | 16.7 | 62.06 | SATURDAY | #N/A | 1987-05-21 | 10:00 | 15 | 59 |  |  | 1994-05-21 | 10:00 | 16.1 | 60.98 |  |  | 1999-05-21 | 10:00 | 19.4 | 66.92 | [5 empty] | 13.3 | 55.94 |  |  |  | 11 | 51.8 |  |  |  |  | 16.1 | 60.98 |  |  |  |  | 21.1 | 69.98 | [5 empty] | 15.6 | 60.08 |  |  |  | 16.1 | 60.98 |  |  |  |  | 11.7 | 53.06 |  |  |  |  | 17.8 | 64.04
1994-05-21 | 11:00 | 17.8 | 64.04 | SATURDAY | #N/A | 1987-05-21 | 11:00 | 16.7 | 62.06 |  |  | 1994-05-21 | 11:00 | 17.7 | 63.86 |  |  | 1999-05-21 | 11:00 | 20 | 68 | [5 empty] | 15.6 | 60.08 |  |  |  | 12 | 53.6 |  |  |  |  | 17.8 | 64.04 |  |  |  |  | 18.9 | 66.02 | [5 empty] | 17.2 | 62.96 |  |  |  | 16.7 | 62.06 |  |  |  |  | 12.8 | 55.04 |  |  |  |  | 20.6 | 69.08
1994-05-21 | 12:00 | 19.4 | 66.92 | SATURDAY | #N/A | 1987-05-21 | 12:00 | 16.1 | 60.98 |  |  | 1994-05-21 | 12:00 | 17.7 | 63.86 |  |  | 1999-05-21 | 12:00 | 21.1 | 69.98 | [5 empty] | 16.7 | 62.06 |  |  |  | 12 | 53.6 |  |  |  |  | 19.4 | 66.92 |  |  |  |  | 17.8 | 64.04 | [5 empty] | 17.8 | 64.04 |  |  |  | 18.3 | 64.94 |  |  |  |  | 13.3 | 55.94 |  |  |  |  | 22.8 | 73.04
1994-05-21 | 13:00 | 21.1 | 69.98 | SATURDAY | #N/A | 1987-05-21 | 13:00 | 17.8 | 64.04 |  |  | 1994-05-21 | 13:00 | 18.8 | 65.84 |  |  | 1999-05-21 | 13:00 | 21.7 | 71.06 | [5 empty] | 16.7 | 62.06 |  |  |  | 13 | 55.4 |  |  |  |  | 20 | 68 |  |  |  |  | 16.7 | 62.06 | [5 empty] | 18.9 | 66.02 |  |  |  | 18.3 | 64.94 |  |  |  |  | 15 | 59 |  |  |  |  | 23.3 | 73.94
1994-05-21 | 14:00 | 21.7 | 71.06 | SATURDAY | #N/A | 1987-05-21 | 14:00 | 19.4 | 66.92 |  |  | 1994-05-21 | 14:00 | 20.5 | 68.9 |  |  | 1999-05-21 | 14:00 | 22.8 | 73.04 | [5 empty] | 17.8 | 64.04 |  |  |  | 13 | 55.4 |  |  |  |  | 18.3 | 64.94 |  |  |  |  | 17.2 | 62.96 | [5 empty] | 19.4 | 66.92 |  |  |  | 19.4 | 66.92 |  |  |  |  | 15 | 59 |  |  |  |  | 23.9 | 75.02
1994-05-21 | 15:00 | 20.6 | 69.08 | SATURDAY | #N/A | 1987-05-21 | 15:00 | 22.2 | 71.96 |  |  | 1994-05-21 | 15:00 | 20.5 | 68.9 |  |  | 1999-05-21 | 15:00 | 21.1 | 69.98 | [5 empty] | 16.7 | 62.06 |  |  |  | 13 | 55.4 |  |  |  |  | 18.9 | 66.02 |  |  |  |  | 18.3 | 64.94 | [5 empty] | 20 | 68 |  |  |  | 19.4 | 66.92 |  |  |  |  | 14.4 | 57.92 |  |  |  |  | 23.9 | 75.02
1994-05-21 | 16:00 | 20.6 | 69.08 | SATURDAY | #N/A | 1987-05-21 | 16:00 | 21.7 | 71.06 |  |  | 1994-05-21 | 16:00 | 21.1 | 69.98 |  |  | 1999-05-21 | 16:00 | 18.9 | 66.02 | [5 empty] | 16.1 | 60.98 |  |  |  | 13 | 55.4 |  |  |  |  | 19.4 | 66.92 |  |  |  |  | 18.9 | 66.02 | [5 empty] | 19.4 | 66.92 |  |  |  | 18.9 | 66.02 |  |  |  |  | 15 | 59 |  |  |  |  | 23.9 | 75.02
1994-05-21 | 17:00 | 19.4 | 66.92 | SATURDAY | #N/A | 1987-05-21 | 17:00 | 21.1 | 69.98 |  |  | 1994-05-21 | 17:00 | 20 | 68 |  |  | 1999-05-21 | 17:00 | 18.3 | 64.94 | [5 empty] | 15.6 | 60.08 |  |  |  | 13 | 55.4 |  |  |  |  | 18.9 | 66.02 |  |  |  |  | 20 | 68 | [5 empty] | 18.9 | 66.02 |  |  |  | 17.8 | 64.04 |  |  |  |  | 14.4 | 57.92 |  |  |  |  | 23.3 | 73.94
1994-05-21 | 18:00 | 17.8 | 64.04 | SATURDAY | #N/A | 1987-05-21 | 18:00 | 19.4 | 66.92 |  |  | 1994-05-21 | 18:00 | 18.3 | 64.94 |  |  | 1999-05-21 | 18:00 | 17.8 | 64.04 | [5 empty] | 14.4 | 57.92 |  |  |  | 13 | 55.4 |  |  |  |  | 15 | 59 |  |  |  |  | 20.6 | 69.08 | [5 empty] | 17.2 | 62.96 |  |  |  | 16.7 | 62.06 |  |  |  |  | 13.9 | 57.02 |  |  |  |  | 23.3 | 73.94
1994-05-21 | 19:00 | 15.6 | 60.08 | SATURDAY | #N/A | 1987-05-21 | 19:00 | 18.3 | 64.94 |  |  | 1994-05-21 | 19:00 | 16.6 | 61.88 |  |  | 1999-05-21 | 19:00 | 16.1 | 60.98 | [5 empty] | 13.9 | 57.02 |  |  |  | 12 | 53.6 |  |  |  |  | 15.6 | 60.08 |  |  |  |  | 18.9 | 66.02 | [5 empty] | 15.6 | 60.08 |  |  |  | 15.6 | 60.08 |  |  |  |  | 12.8 | 55.04 |  |  |  |  | 18.3 | 64.94
1994-05-21 | 20:00 | 14.4 | 57.92 | SATURDAY | #N/A | 1987-05-21 | 20:00 | 16.7 | 62.06 |  |  | 1994-05-21 | 20:00 | 13.3 | 55.94 |  |  | 1999-05-21 | 20:00 | 15.6 | 60.08 | [5 empty] | 13.9 | 57.02 |  |  |  | 11 | 51.8 |  |  |  |  | 15.6 | 60.08 |  |  |  |  | 15 | 59 | [5 empty] | 11.7 | 53.06 |  |  |  | 14.4 | 57.92 |  |  |  |  | 12.8 | 55.04 |  |  |  |  | 16.1 | 60.98
1994-05-21 | 21:00 | 13.9 | 57.02 | SATURDAY | #N/A | 1987-05-21 | 21:00 | 16.7 | 62.06 |  |  | 1994-05-21 | 21:00 | 12.2 | 53.96 |  |  | 1999-05-21 | 21:00 | 15 | 59 | [5 empty] | 14.4 | 57.92 |  |  |  | 11 | 51.8 |  |  |  |  | 14.4 | 57.92 |  |  |  |  | 16.1 | 60.98 | [5 empty] | 10 | 50 |  |  |  | 14.4 | 57.92 |  |  |  |  | 12.2 | 53.96 |  |  |  |  | 15.6 | 60.08
1994-05-21 | 22:00 | 13.3 | 55.94 | SATURDAY | #N/A | 1987-05-21 | 22:00 | 16.1 | 60.98 |  |  | 1994-05-21 | 22:00 | 11.1 | 51.98 |  |  | 1999-05-21 | 22:00 | 15 | 59 | [5 empty] | 15 | 59 |  |  |  | 11 | 51.8 |  |  |  |  | 13.9 | 57.02 |  |  |  |  | 15 | 59 | [5 empty] | 9.4 | 48.92 |  |  |  | 14.4 | 57.92 |  |  |  |  | 12.2 | 53.96 |  |  |  |  | 15.6 | 60.08
1994-05-21 | 23:00 | 12.8 | 55.04 | SATURDAY | #N/A | 1987-05-21 | 23:00 | 15.6 | 60.08 |  |  | 1994-05-21 | 23:00 | 9.4 | 48.92 |  |  | 1999-05-21 | 23:00 | 15 | 59 | [5 empty] | 14.4 | 57.92 |  |  |  | 11 | 51.8 |  |  |  |  | 13.9 | 57.02 |  |  |  |  | 12.8 | 55.04 | [5 empty] | 8.3 | 46.94 |  |  |  | 12.2 | 53.96 |  |  |  |  | 12.2 | 53.96 |  |  |  |  | 15 | 59
1994-05-21 | 24:00 | 12.8 | 55.04 | SATURDAY | #N/A | 1987-05-21 | 24:00 | 15.6 | 60.08 |  |  | 1994-05-21 | 24:00 | 8.8 | 47.84 |  |  | 1999-05-21 | 24:00 | 15 | 59 | [5 empty] | 13.9 | 57.02 |  |  |  | 11 | 51.8 |  |  |  |  | 13.9 | 57.02 |  |  |  |  | 11.1 | 51.98 | [5 empty] | 7.8 | 46.04 |  |  |  | 11.1 | 51.98 |  |  |  |  | 11.7 | 53.06 |  |  |  |  | 12.8 | 55.04
1994-05-22 | 1:00 | 12.8 | 55.04 | SUNDAY | #N/A | 1987-05-22 | 1:00 | 15 | 59 |  |  | 1994-05-22 | 1:00 | 7.7 | 45.86 |  |  | 1999-05-22 | 1:00 | 13.9 | 57.02 | [5 empty] | 14.4 | 57.92 |  |  |  | 11 | 51.8 |  |  |  |  | 13.3 | 55.94 |  |  |  |  | 11.1 | 51.98 | [5 empty] | 8.3 | 46.94 |  |  |  | 10.6 | 51.08 |  |  |  |  | 11.7 | 53.06 |  |  |  |  | 10.6 | 51.08
1994-05-22 | 2:00 | 12.8 | 55.04 | SUNDAY | #N/A | 1987-05-22 | 2:00 | 14.4 | 57.92 |  |  | 1994-05-22 | 2:00 | 7.7 | 45.86 |  |  | 1999-05-22 | 2:00 | 14.4 | 57.92 | [5 empty] | 15 | 59 |  |  |  | 10.9 | 51.62 |  |  |  |  | 13.9 | 57.02 |  |  |  |  | 10 | 50 | [5 empty] | 7.8 | 46.04 |  |  |  | 10 | 50 |  |  |  |  | 11.7 | 53.06 |  |  |  |  | 10.6 | 51.08
1994-05-22 | 3:00 | 12.8 | 55.04 | SUNDAY | #N/A | 1987-05-22 | 3:00 | 14.4 | 57.92 |  |  | 1994-05-22 | 3:00 | 7.7 | 45.86 |  |  | 1999-05-22 | 3:00 | 15 | 59 | [5 empty] | 15 | 59 |  |  |  | 11 | 51.8 |  |  |  |  | 13.3 | 55.94 |  |  |  |  | 8.9 | 48.02 | [5 empty] | 7.8 | 46.04 |  |  |  | 9.4 | 48.92 |  |  |  |  | 11.7 | 53.06 |  |  |  |  | 10.6 | 51.08
1994-05-22 | 4:00 | 12.2 | 53.96 | SUNDAY | #N/A | 1987-05-22 | 4:00 | 14.4 | 57.92 |  |  | 1994-05-22 | 4:00 | 7.7 | 45.86 |  |  | 1999-05-22 | 4:00 | 12.8 | 55.04 | [5 empty] | 15 | 59 |  |  |  | 11 | 51.8 |  |  |  |  | 13.3 | 55.94 |  |  |  |  | 8.3 | 46.94 | [5 empty] | 7.2 | 44.96 |  |  |  | 9.4 | 48.92 |  |  |  |  | 11.1 | 51.98 |  |  |  |  | 9.4 | 48.92
1994-05-22 | 5:00 | 12.2 | 53.96 | SUNDAY | #N/A | 1987-05-22 | 5:00 | 14.4 | 57.92 |  |  | 1994-05-22 | 5:00 | 8.3 | 46.94 |  |  | 1999-05-22 | 5:00 | 13.9 | 57.02 | [5 empty] | 15 | 59 |  |  |  | 11 | 51.8 |  |  |  |  | 13.3 | 55.94 |  |  |  |  | 7.8 | 46.04 | [5 empty] | 6.7 | 44.06 |  |  |  | 8.9 | 48.02 |  |  |  |  | 10.6 | 51.08 |  |  |  |  | 9.4 | 48.92
1994-05-22 | 6:00 | 14.4 | 57.92 | SUNDAY | #N/A | 1987-05-22 | 6:00 | 15.6 | 60.08 |  |  | 1994-05-22 | 6:00 | 12.2 | 53.96 |  |  | 1999-05-22 | 6:00 | 14.4 | 57.92 | [5 empty] | 14.4 | 57.92 |  |  |  | 11 | 51.8 |  |  |  |  | 13.9 | 57.02 |  |  |  |  | 9.4 | 48.92 | [5 empty] | 8.9 | 48.02 |  |  |  | 10 | 50 |  |  |  |  | 11.1 | 51.98 |  |  |  |  | 9.4 | 48.92
1994-05-22 | 7:00 | 15.6 | 60.08 | SUNDAY | #N/A | 1987-05-22 | 7:00 | 15.6 | 60.08 |  |  | 1994-05-22 | 7:00 | 15.5 | 59.9 |  |  | 1999-05-22 | 7:00 | 18.3 | 64.94 | [5 empty] | 15 | 59 |  |  |  | 13 | 55.4 |  |  |  |  | 14.4 | 57.92 |  |  |  |  | 12.8 | 55.04 | [5 empty] | 11.1 | 51.98 |  |  |  | 11.1 | 51.98 |  |  |  |  | 12.2 | 53.96 |  |  |  |  | 11.1 | 51.98
1994-05-22 | 8:00 | 19.4 | 66.92 | SUNDAY | #N/A | 1987-05-22 | 8:00 | 18.9 | 66.02 |  |  | 1994-05-22 | 8:00 | 19.4 | 66.92 |  |  | 1999-05-22 | 8:00 | 21.1 | 69.98 | [5 empty] | 15 | 59 |  |  |  | 13 | 55.4 |  |  |  |  | 15.6 | 60.08 |  |  |  |  | 14.4 | 57.92 | [5 empty] | 12.8 | 55.04 |  |  |  | 12.8 | 55.04 |  |  |  |  | 12.2 | 53.96 |  |  |  |  | 11.7 | 53.06
1994-05-22 | 9:00 | 22.8 | 73.04 | SUNDAY | #N/A | 1987-05-22 | 9:00 | 19.4 | 66.92 |  |  | 1994-05-22 | 9:00 | 22.2 | 71.96 |  |  | 1999-05-22 | 9:00 | 22.2 | 71.96 | [5 empty] | 15.6 | 60.08 |  |  |  | 13 | 55.4 |  |  |  |  | 15.6 | 60.08 |  |  |  |  | 16.1 | 60.98 | [5 empty] | 15.6 | 60.08 |  |  |  | 13.9 | 57.02 |  |  |  |  | 12.8 | 55.04 |  |  |  |  | 13.3 | 55.94
1994-05-22 | 10:00 | 23.9 | 75.02 | SUNDAY | #N/A | 1987-05-22 | 10:00 | 20.6 | 69.08 |  |  | 1994-05-22 | 10:00 | 25 | 77 |  |  | 1999-05-22 | 10:00 | 23.3 | 73.94 | [5 empty] | 16.7 | 62.06 |  |  |  | 13 | 55.4 |  |  |  |  | 17.2 | 62.96 |  |  |  |  | 17.8 | 64.04 | [5 empty] | 16.7 | 62.06 |  |  |  | 14.4 | 57.92 |  |  |  |  | 13.9 | 57.02 |  |  |  |  | 13.9 | 57.02
1994-05-22 | 11:00 | 23.9 | 75.02 | SUNDAY | #N/A | 1987-05-22 | 11:00 | 22.2 | 71.96 |  |  | 1994-05-22 | 11:00 | 24.4 | 75.92 |  |  | 1999-05-22 | 11:00 | 23.3 | 73.94 | [5 empty] | 16.7 | 62.06 |  |  |  | 14 | 57.2 |  |  |  |  | 20 | 68 |  |  |  |  | 18.9 | 66.02 | [5 empty] | 18.3 | 64.94 |  |  |  | 15.6 | 60.08 |  |  |  |  | 13.9 | 57.02 |  |  |  |  | 16.1 | 60.98
1994-05-22 | 12:00 | 24.4 | 75.92 | SUNDAY | #N/A | 1987-05-22 | 12:00 | 23.3 | 73.94 |  |  | 1994-05-22 | 12:00 | 25 | 77 |  |  | 1999-05-22 | 12:00 | 21.7 | 71.06 | [5 empty] | 17.2 | 62.96 |  |  |  | 14 | 57.2 |  |  |  |  | 20 | 68 |  |  |  |  | 20 | 68 | [5 empty] | 18.9 | 66.02 |  |  |  | 15.6 | 60.08 |  |  |  |  | 13.3 | 55.94 |  |  |  |  | 15.6 | 60.08
1994-05-22 | 13:00 | 25.6 | 78.08 | SUNDAY | #N/A | 1987-05-22 | 13:00 | 24.4 | 75.92 |  |  | 1994-05-22 | 13:00 | 25.5 | 77.9 |  |  | 1999-05-22 | 13:00 | 22.2 | 71.96 | [5 empty] | 17.2 | 62.96 |  |  |  | 14 | 57.2 |  |  |  |  | 21.1 | 69.98 |  |  |  |  | 20.6 | 69.08 | [5 empty] | 19.4 | 66.92 |  |  |  | 16.1 | 60.98 |  |  |  |  | 13.3 | 55.94 |  |  |  |  | 16.1 | 60.98
1994-05-22 | 14:00 | 23.3 | 73.94 | SUNDAY | #N/A | 1987-05-22 | 14:00 | 23.9 | 75.02 |  |  | 1994-05-22 | 14:00 | 25 | 77 |  |  | 1999-05-22 | 14:00 | 22.2 | 71.96 | [5 empty] | 16.7 | 62.06 |  |  |  | 14 | 57.2 |  |  |  |  | 22.2 | 71.96 |  |  |  |  | 22.2 | 71.96 | [5 empty] | 20 | 68 |  |  |  | 16.7 | 62.06 |  |  |  |  | 12.2 | 53.96 |  |  |  |  | 16.7 | 62.06
1994-05-22 | 15:00 | 23.9 | 75.02 | SUNDAY | #N/A | 1987-05-22 | 15:00 | 24.4 | 75.92 |  |  | 1994-05-22 | 15:00 | 25 | 77 |  |  | 1999-05-22 | 15:00 | 22.2 | 71.96 | [5 empty] | 15 | 59 |  |  |  | 14 | 57.2 |  |  |  |  | 21.1 | 69.98 |  |  |  |  | 22.2 | 71.96 | [5 empty] | 20.6 | 69.08 |  |  |  | 17.2 | 62.96 |  |  |  |  | 12.8 | 55.04 |  |  |  |  | 16.7 | 62.06
1994-05-22 | 16:00 | 23.3 | 73.94 | SUNDAY | #N/A | 1987-05-22 | 16:00 | 25 | 77 |  |  | 1994-05-22 | 16:00 | 25 | 77 |  |  | 1999-05-22 | 16:00 | 20 | 68 | [5 empty] | 15.6 | 60.08 |  |  |  | 14 | 57.2 |  |  |  |  | 22.2 | 71.96 |  |  |  |  | 22.2 | 71.96 | [5 empty] | 20.6 | 69.08 |  |  |  | 17.2 | 62.96 |  |  |  |  | 13.3 | 55.94 |  |  |  |  | 18.3 | 64.94
1994-05-22 | 17:00 | 23.9 | 75.02 | SUNDAY | #N/A | 1987-05-22 | 17:00 | 23.3 | 73.94 |  |  | 1994-05-22 | 17:00 | 22.7 | 72.86 |  |  | 1999-05-22 | 17:00 | 19.4 | 66.92 | [5 empty] | 15.6 | 60.08 |  |  |  | 13 | 55.4 |  |  |  |  | 22.8 | 73.04 |  |  |  |  | 22.2 | 71.96 | [5 empty] | 19.4 | 66.92 |  |  |  | 17.2 | 62.96 |  |  |  |  | 13.3 | 55.94 |  |  |  |  | 19.4 | 66.92
1994-05-22 | 18:00 | 22.8 | 73.04 | SUNDAY | #N/A | 1987-05-22 | 18:00 | 23.3 | 73.94 |  |  | 1994-05-22 | 18:00 | 21.1 | 69.98 |  |  | 1999-05-22 | 18:00 | 18.9 | 66.02 | [5 empty] | 15 | 59 |  |  |  | 13 | 55.4 |  |  |  |  | 22.2 | 71.96 |  |  |  |  | 20 | 68 | [5 empty] | 17.2 | 62.96 |  |  |  | 16.1 | 60.98 |  |  |  |  | 12.8 | 55.04 |  |  |  |  | 18.3 | 64.94
1994-05-22 | 19:00 | 19.4 | 66.92 | SUNDAY | #N/A | 1987-05-22 | 19:00 | 22.8 | 73.04 |  |  | 1994-05-22 | 19:00 | 19.4 | 66.92 |  |  | 1999-05-22 | 19:00 | 17.2 | 62.96 | [5 empty] | 15.6 | 60.08 |  |  |  | 13 | 55.4 |  |  |  |  | 19.4 | 66.92 |  |  |  |  | 18.3 | 64.94 | [5 empty] | 16.1 | 60.98 |  |  |  | 15.6 | 60.08 |  |  |  |  | 12.8 | 55.04 |  |  |  |  | 16.1 | 60.98
1994-05-22 | 20:00 | 17.8 | 64.04 | SUNDAY | #N/A | 1987-05-22 | 20:00 | 21.7 | 71.06 |  |  | 1994-05-22 | 20:00 | 17.2 | 62.96 |  |  | 1999-05-22 | 20:00 | 16.7 | 62.06 | [5 empty] | 15.6 | 60.08 |  |  |  | 12 | 53.6 |  |  |  |  | 18.9 | 66.02 |  |  |  |  | 14.4 | 57.92 | [5 empty] | 11.7 | 53.06 |  |  |  | 13.3 | 55.94 |  |  |  |  | 12.2 | 53.96 |  |  |  |  | 15 | 59
1994-05-22 | 21:00 | 17.8 | 64.04 | SUNDAY | #N/A | 1987-05-22 | 21:00 | 21.7 | 71.06 |  |  | 1994-05-22 | 21:00 | 15.5 | 59.9 |  |  | 1999-05-22 | 21:00 | 15.6 | 60.08 | [5 empty] | 15 | 59 |  |  |  | 11 | 51.8 |  |  |  |  | 17.2 | 62.96 |  |  |  |  | 14.4 | 57.92 | [5 empty] | 11.1 | 51.98 |  |  |  | 11.7 | 53.06 |  |  |  |  | 12.2 | 53.96 |  |  |  |  | 13.3 | 55.94
1994-05-22 | 22:00 | 17.2 | 62.96 | SUNDAY | #N/A | 1987-05-22 | 22:00 | 21.7 | 71.06 |  |  | 1994-05-22 | 22:00 | 13.3 | 55.94 |  |  | 1999-05-22 | 22:00 | 15 | 59 | [5 empty] | 14.4 | 57.92 |  |  |  | 11 | 51.8 |  |  |  |  | 16.1 | 60.98 |  |  |  |  | 13.9 | 57.02 | [5 empty] | 10 | 50 |  |  |  | 11.1 | 51.98 |  |  |  |  | 11.1 | 51.98 |  |  |  |  | 12.8 | 55.04
1994-05-22 | 23:00 | 17.2 | 62.96 | SUNDAY | #N/A | 1987-05-22 | 23:00 | 21.7 | 71.06 |  |  | 1994-05-22 | 23:00 | 13.3 | 55.94 |  |  | 1999-05-22 | 23:00 | 14.4 | 57.92 | [5 empty] | 14.4 | 57.92 |  |  |  | 11 | 51.8 |  |  |  |  | 15.6 | 60.08 |  |  |  |  | 11.7 | 53.06 | [5 empty] | 8.9 | 48.02 |  |  |  | 10.6 | 51.08 |  |  |  |  | 11.7 | 53.06 |  |  |  |  | 12.2 | 53.96
1994-05-22 | 24:00 | 16.1 | 60.98 | SUNDAY | #N/A | 1987-05-22 | 24:00 | 21.1 | 69.98 |  |  | 1994-05-22 | 24:00 | 11.6 | 52.88 |  |  | 1999-05-22 | 24:00 | 15.6 | 60.08 | [5 empty] | 14.4 | 57.92 |  |  |  | 11 | 51.8 |  |  |  |  | 15 | 59 |  |  |  |  | 11.1 | 51.98 | [5 empty] | 8.9 | 48.02 |  |  |  | 10 | 50 |  |  |  |  | 11.7 | 53.06 |  |  |  |  | 11.7 | 53.06
1994-05-23 | 1:00 | 15.6 | 60.08 | WEEKDAY | #N/A | 1987-05-23 | 1:00 | 21.1 | 69.98 |  |  | 1994-05-23 | 1:00 | 10.5 | 50.9 |  |  | 1999-05-23 | 1:00 | 16.1 | 60.98 | [5 empty] | 13.9 | 57.02 |  |  |  | 11 | 51.8 |  |  |  |  | 15 | 59 |  |  |  |  | 11.1 | 51.98 | [5 empty] | 8.9 | 48.02 |  |  |  | 8.9 | 48.02 |  |  |  |  | 11.7 | 53.06 |  |  |  |  | 11.1 | 51.98
1994-05-23 | 2:00 | 15.6 | 60.08 | WEEKDAY | #N/A | 1987-05-23 | 2:00 | 20.6 | 69.08 |  |  | 1994-05-23 | 2:00 | 10.5 | 50.9 |  |  | 1999-05-23 | 2:00 | 16.1 | 60.98 | [5 empty] | 13.9 | 57.02 |  |  |  | 11 | 51.8 |  |  |  |  | 13.9 | 57.02 |  |  |  |  | 9.4 | 48.92 | [5 empty] | 8.3 | 46.94 |  |  |  | 8.3 | 46.94 |  |  |  |  | 11.7 | 53.06 |  |  |  |  | 10 | 50
1994-05-23 | 3:00 | 15 | 59 | WEEKDAY | #N/A | 1987-05-23 | 3:00 | 20.6 | 69.08 |  |  | 1994-05-23 | 3:00 | 10 | 50 |  |  | 1999-05-23 | 3:00 | 15.6 | 60.08 | [5 empty] | 13.9 | 57.02 |  |  |  | 11 | 51.8 |  |  |  |  | 14.4 | 57.92 |  |  |  |  | 8.9 | 48.02 | [5 empty] | 7.8 | 46.04 |  |  |  | 7.2 | 44.96 |  |  |  |  | 11.1 | 51.98 |  |  |  |  | 8.9 | 48.02
1994-05-23 | 4:00 | 14.4 | 57.92 | WEEKDAY | #N/A | 1987-05-23 | 4:00 | 20.6 | 69.08 |  |  | 1994-05-23 | 4:00 | 10 | 50 |  |  | 1999-05-23 | 4:00 | 15.6 | 60.08 | [5 empty] | 14.4 | 57.92 |  |  |  | 11 | 51.8 |  |  |  |  | 13.9 | 57.02 |  |  |  |  | 7.8 | 46.04 | [5 empty] | 6.7 | 44.06 |  |  |  | 7.2 | 44.96 |  |  |  |  | 11.1 | 51.98 |  |  |  |  | 8.3 | 46.94
1994-05-23 | 5:00 | 14.4 | 57.92 | WEEKDAY | #N/A | 1987-05-23 | 5:00 | 20.6 | 69.08 |  |  | 1994-05-23 | 5:00 | 10 | 50 |  |  | 1999-05-23 | 5:00 | 15.6 | 60.08 | [5 empty] | 14.4 | 57.92 |  |  |  | 11 | 51.8 |  |  |  |  | 13.9 | 57.02 |  |  |  |  | 7.8 | 46.04 | [5 empty] | 6.7 | 44.06 |  |  |  | 7.2 | 44.96 |  |  |  |  | 11.1 | 51.98 |  |  |  |  | 8.3 | 46.94
1994-05-23 | 6:00 | 16.1 | 60.98 | WEEKDAY | #N/A | 1987-05-23 | 6:00 | 21.1 | 69.98 |  |  | 1994-05-23 | 6:00 | 12.7 | 54.86 |  |  | 1999-05-23 | 6:00 | 15.6 | 60.08 | [5 empty] | 13.9 | 57.02 |  |  |  | 11 | 51.8 |  |  |  |  | 15 | 59 |  |  |  |  | 8.9 | 48.02 | [5 empty] | 7.8 | 46.04 |  |  |  | 8.3 | 46.94 |  |  |  |  | 11.1 | 51.98 |  |  |  |  | 11.1 | 51.98
1994-05-23 | 7:00 | 18.3 | 64.94 | WEEKDAY | #N/A | 1987-05-23 | 7:00 | 21.7 | 71.06 |  |  | 1994-05-23 | 7:00 | 16.6 | 61.88 |  |  | 1999-05-23 | 7:00 | 16.1 | 60.98 | [5 empty] | 14.4 | 57.92 |  |  |  | 12 | 53.6 |  |  |  |  | 15.6 | 60.08 |  |  |  |  | 11.1 | 51.98 | [5 empty] | 10 | 50 |  |  |  | 12.2 | 53.96 |  |  |  |  | 11.1 | 51.98 |  |  |  |  | 13.9 | 57.02
1994-05-23 | 8:00 | 20.6 | 69.08 | WEEKDAY | #N/A | 1987-05-23 | 8:00 | 22.8 | 73.04 |  |  | 1994-05-23 | 8:00 | 18.8 | 65.84 |  |  | 1999-05-23 | 8:00 | 16 | 60.8 | [5 empty] | 14.4 | 57.92 |  |  |  | 12 | 53.6 |  |  |  |  | 17.8 | 64.04 |  |  |  |  | 12.8 | 55.04 | [5 empty] | 12.2 | 53.96 |  |  |  | 15.6 | 60.08 |  |  |  |  | 12.8 | 55.04 |  |  |  |  | 16.1 | 60.98
1994-05-23 | 9:00 | 22.2 | 71.96 | WEEKDAY | #N/A | 1987-05-23 | 9:00 | 22.2 | 71.96 |  |  | 1994-05-23 | 9:00 | 22.2 | 71.96 |  |  | 1999-05-23 | 9:00 | 16.7 | 62.06 | [5 empty] | 14.4 | 57.92 |  |  |  | 13 | 55.4 |  |  |  |  | 20 | 68 |  |  |  |  | 15.6 | 60.08 | [5 empty] | 14.4 | 57.92 |  |  |  | 19.4 | 66.92 |  |  |  |  | 13.9 | 57.02 |  |  |  |  | 17.8 | 64.04
1994-05-23 | 10:00 | 25 | 77 | WEEKDAY | #N/A | 1987-05-23 | 10:00 | 21.7 | 71.06 |  |  | 1994-05-23 | 10:00 | 25 | 77 |  |  | 1999-05-23 | 10:00 | 16.7 | 62.06 | [5 empty] | 15 | 59 |  |  |  | 13 | 55.4 |  |  |  |  | 22.2 | 71.96 |  |  |  |  | 17.8 | 64.04 | [5 empty] | 17.2 | 62.96 |  |  |  | 20.6 | 69.08 |  |  |  |  | 15 | 59 |  |  |  |  | 20 | 68
1994-05-23 | 11:00 | 27.2 | 80.96 | WEEKDAY | #N/A | 1987-05-23 | 11:00 | 22.8 | 73.04 |  |  | 1994-05-23 | 11:00 | 27.2 | 80.96 |  |  | 1999-05-23 | 11:00 | 16.1 | 60.98 | [5 empty] | 15 | 59 |  |  |  | 14 | 57.2 |  |  |  |  | 23.3 | 73.94 |  |  |  |  | 20 | 68 | [5 empty] | 18.3 | 64.94 |  |  |  | 21.7 | 71.06 |  |  |  |  | 16.1 | 60.98 |  |  |  |  | 21.1 | 69.98
1994-05-23 | 12:00 | 29.4 | 84.92 | WEEKDAY | #N/A | 1987-05-23 | 12:00 | 22.8 | 73.04 |  |  | 1994-05-23 | 12:00 | 28.8 | 83.84 |  |  | 1999-05-23 | 12:00 | 15.6 | 60.08 | [5 empty] | 15 | 59 |  |  |  | 15 | 59 |  |  |  |  | 24.4 | 75.92 |  |  |  |  | 21.1 | 69.98 | [5 empty] | 20.6 | 69.08 |  |  |  | 22.2 | 71.96 |  |  |  |  | 16.7 | 62.06 |  |  |  |  | 21.1 | 69.98
1994-05-23 | 13:00 | 31.7 | 89.06 | WEEKDAY | #N/A | 1987-05-23 | 13:00 | 23.9 | 75.02 |  |  | 1994-05-23 | 13:00 | 30 | 86 |  |  | 1999-05-23 | 13:00 | 15.6 | 60.08 | [5 empty] | 15 | 59 |  |  |  | 15 | 59 |  |  |  |  | 25 | 77 |  |  |  |  | 22.2 | 71.96 | [5 empty] | 21.7 | 71.06 |  |  |  | 22.8 | 73.04 |  |  |  |  | 17.8 | 64.04 |  |  |  |  | 21.7 | 71.06
1994-05-23 | 14:00 | 31.7 | 89.06 | WEEKDAY | #N/A | 1987-05-23 | 14:00 | 25 | 77 |  |  | 1994-05-23 | 14:00 | 30 | 86 |  |  | 1999-05-23 | 14:00 | 15.6 | 60.08 | [5 empty] | 15 | 59 |  |  |  | 15 | 59 |  |  |  |  | 26.1 | 78.98 |  |  |  |  | 22.8 | 73.04 | [5 empty] | 22.2 | 71.96 |  |  |  | 23.9 | 75.02 |  |  |  |  | 17.2 | 62.96 |  |  |  |  | 23.3 | 73.94
1994-05-23 | 15:00 | 27.8 | 82.04 | WEEKDAY | #N/A | 1987-05-23 | 15:00 | 25.6 | 78.08 |  |  | 1994-05-23 | 15:00 | 25.7 | 78.26 |  |  | 1999-05-23 | 15:00 | 15.6 | 60.08 | [5 empty] | 15 | 59 |  |  |  | 17 | 62.6 |  |  |  |  | 25.6 | 78.08 |  |  |  |  | 23.3 | 73.94 | [5 empty] | 23.3 | 73.94 |  |  |  | 23.9 | 75.02 |  |  |  |  | 17.8 | 64.04 |  |  |  |  | 22.8 | 73.04
1994-05-23 | 16:00 | 27.2 | 80.96 | WEEKDAY | #N/A | 1987-05-23 | 16:00 | 26.1 | 78.98 |  |  | 1994-05-23 | 16:00 | 21.1 | 69.98 |  |  | 1999-05-23 | 16:00 | 16.1 | 60.98 | [5 empty] | 15 | 59 |  |  |  | 17 | 62.6 |  |  |  |  | 25 | 77 |  |  |  |  | 22.8 | 73.04 | [5 empty] | 23.9 | 75.02 |  |  |  | 23.9 | 75.02 |  |  |  |  | 18.3 | 64.94 |  |  |  |  | 22.8 | 73.04
1994-05-23 | 17:00 | 28.9 | 84.02 | WEEKDAY | #N/A | 1987-05-23 | 17:00 | 24.4 | 75.92 |  |  | 1994-05-23 | 17:00 | 23.8 | 74.84 |  |  | 1999-05-23 | 17:00 | 15.6 | 60.08 | [5 empty] | 14.4 | 57.92 |  |  |  | 16.9 | 62.42 |  |  |  |  | 22.8 | 73.04 |  |  |  |  | 22.8 | 73.04 | [5 empty] | 22.2 | 71.96 |  |  |  | 23.3 | 73.94 |  |  |  |  | 15.6 | 60.08 |  |  |  |  | 21.7 | 71.06
1994-05-23 | 18:00 | 26.7 | 80.06 | WEEKDAY | #N/A | 1987-05-23 | 18:00 | 23.3 | 73.94 |  |  | 1994-05-23 | 18:00 | 22.7 | 72.86 |  |  | 1999-05-23 | 18:00 | 15.6 | 60.08 | [5 empty] | 14.4 | 57.92 |  |  |  | 16.2 | 61.16 |  |  |  |  | 22.8 | 73.04 |  |  |  |  | 22.8 | 73.04 | [5 empty] | 21.1 | 69.98 |  |  |  | 22.8 | 73.04 |  |  |  |  | 14.4 | 57.92 |  |  |  |  | 20 | 68
1994-05-23 | 19:00 | 25.6 | 78.08 | WEEKDAY | #N/A | 1987-05-23 | 19:00 | 19.4 | 66.92 |  |  | 1994-05-23 | 19:00 | 21.1 | 69.98 |  |  | 1999-05-23 | 19:00 | 15.6 | 60.08 | [5 empty] | 13.9 | 57.02 |  |  |  | 15 | 59 |  |  |  |  | 22.8 | 73.04 |  |  |  |  | 20 | 68 | [5 empty] | 18.9 | 66.02 |  |  |  | 22.2 | 71.96 |  |  |  |  | 13.3 | 55.94 |  |  |  |  | 17.2 | 62.96
1994-05-23 | 20:00 | 24.4 | 75.92 | WEEKDAY | #N/A | 1987-05-23 | 20:00 | 16.1 | 60.98 |  |  | 1994-05-23 | 20:00 | 18.8 | 65.84 |  |  | 1999-05-23 | 20:00 | 15 | 59 | [5 empty] | 13.9 | 57.02 |  |  |  | 14 | 57.2 |  |  |  |  | 21.7 | 71.06 |  |  |  |  | 17.8 | 64.04 | [5 empty] | 15 | 59 |  |  |  | 21.1 | 69.98 |  |  |  |  | 12.8 | 55.04 |  |  |  |  | 15.6 | 60.08
1994-05-23 | 21:00 | 23.9 | 75.02 | WEEKDAY | #N/A | 1987-05-23 | 21:00 | 15.6 | 60.08 |  |  | 1994-05-23 | 21:00 | 18.8 | 65.84 |  |  | 1999-05-23 | 21:00 | 15 | 59 | [5 empty] | 13.9 | 57.02 |  |  |  | 15 | 59 |  |  |  |  | 21.1 | 69.98 |  |  |  |  | 13.9 | 57.02 | [5 empty] | 14.4 | 57.92 |  |  |  | 20.6 | 69.08 |  |  |  |  | 11.7 | 53.06 |  |  |  |  | 16.1 | 60.98
1994-05-23 | 22:00 | 24.4 | 75.92 | WEEKDAY | #N/A | 1987-05-23 | 22:00 | 14.4 | 57.92 |  |  | 1994-05-23 | 22:00 | 17.2 | 62.96 |  |  | 1999-05-23 | 22:00 | 15 | 59 | [5 empty] | 14.4 | 57.92 |  |  |  | 14 | 57.2 |  |  |  |  | 21.1 | 69.98 |  |  |  |  | 13.3 | 55.94 | [5 empty] | 11.1 | 51.98 |  |  |  | 20.6 | 69.08 |  |  |  |  | 10.6 | 51.08 |  |  |  |  | 15.6 | 60.08
1994-05-23 | 23:00 | 23.3 | 73.94 | WEEKDAY | #N/A | 1987-05-23 | 23:00 | 13.9 | 57.02 |  |  | 1994-05-23 | 23:00 | 17.2 | 62.96 |  |  | 1999-05-23 | 23:00 | 14.4 | 57.92 | [5 empty] | 13.9 | 57.02 |  |  |  | 14 | 57.2 |  |  |  |  | 20.6 | 69.08 |  |  |  |  | 12.2 | 53.96 | [5 empty] | 9.4 | 48.92 |  |  |  | 22.8 | 73.04 |  |  |  |  | 10 | 50 |  |  |  |  | 15 | 59
1994-05-23 | 24:00 | 21.1 | 69.98 | WEEKDAY | #N/A | 1987-05-23 | 24:00 | 13.3 | 55.94 |  |  | 1994-05-23 | 24:00 | 16.6 | 61.88 |  |  | 1999-05-23 | 24:00 | 15 | 59 | [5 empty] | 13.9 | 57.02 |  |  |  | 14 | 57.2 |  |  |  |  | 19.4 | 66.92 |  |  |  |  | 11.1 | 51.98 | [5 empty] | 9.4 | 48.92 |  |  |  | 23.3 | 73.94 |  |  |  |  | 9.4 | 48.92 |  |  |  |  | 15 | 59
1994-05-24 | 1:00 | 21.1 | 69.98 | WEEKDAY | #N/A | 1987-05-24 | 1:00 | 12.8 | 55.04 |  |  | 1994-05-24 | 1:00 | 17.7 | 63.86 |  |  | 1999-05-24 | 1:00 | 15 | 59 | [5 empty] | 13.9 | 57.02 |  |  |  | 14 | 57.2 |  |  |  |  | 19.4 | 66.92 |  |  |  |  | 10.6 | 51.08 | [5 empty] | 8.3 | 46.94 |  |  |  | 22.8 | 73.04 |  |  |  |  | 8.9 | 48.02 |  |  |  |  | 14.4 | 57.92
1994-05-24 | 2:00 | 19.4 | 66.92 | WEEKDAY | #N/A | 1987-05-24 | 2:00 | 12.8 | 55.04 |  |  | 1994-05-24 | 2:00 | 16.6 | 61.88 |  |  | 1999-05-24 | 2:00 | 15.6 | 60.08 | [5 empty] | 13.3 | 55.94 |  |  |  | 14 | 57.2 |  |  |  |  | 17.2 | 62.96 |  |  |  |  | 9.4 | 48.92 | [5 empty] | 7.8 | 46.04 |  |  |  | 19.4 | 66.92 |  |  |  |  | 10 | 50 |  |  |  |  | 15 | 59
1994-05-24 | 3:00 | 19.4 | 66.92 | WEEKDAY | #N/A | 1987-05-24 | 3:00 | 12.8 | 55.04 |  |  | 1994-05-24 | 3:00 | 16.1 | 60.98 |  |  | 1999-05-24 | 3:00 | 15.6 | 60.08 | [5 empty] | 12.8 | 55.04 |  |  |  | 16 | 60.8 |  |  |  |  | 17.2 | 62.96 |  |  |  |  | 9.4 | 48.92 | [5 empty] | 7.8 | 46.04 |  |  |  | 16.7 | 62.06 |  |  |  |  | 10 | 50 |  |  |  |  | 14.4 | 57.92
1994-05-24 | 4:00 | 17.8 | 64.04 | WEEKDAY | #N/A | 1987-05-24 | 4:00 | 12.2 | 53.96 |  |  | 1994-05-24 | 4:00 | 14.4 | 57.92 |  |  | 1999-05-24 | 4:00 | 15 | 59 | [5 empty] | 12.8 | 55.04 |  |  |  | 15 | 59 |  |  |  |  | 15.6 | 60.08 |  |  |  |  | 8.3 | 46.94 | [5 empty] | 7.8 | 46.04 |  |  |  | 17.8 | 64.04 |  |  |  |  | 10 | 50 |  |  |  |  | 14.4 | 57.92
1994-05-24 | 5:00 | 18.3 | 64.94 | WEEKDAY | #N/A | 1987-05-24 | 5:00 | 12.2 | 53.96 |  |  | 1994-05-24 | 5:00 | 13.3 | 55.94 |  |  | 1999-05-24 | 5:00 | 15 | 59 | [5 empty] | 12.8 | 55.04 |  |  |  | 16 | 60.8 |  |  |  |  | 15 | 59 |  |  |  |  | 7.8 | 46.04 | [5 empty] | 7.2 | 44.96 |  |  |  | 18.9 | 66.02 |  |  |  |  | 10 | 50 |  |  |  |  | 16.7 | 62.06
1994-05-24 | 6:00 | 18.9 | 66.02 | WEEKDAY | #N/A | 1987-05-24 | 6:00 | 12.2 | 53.96 |  |  | 1994-05-24 | 6:00 | 15.5 | 59.9 |  |  | 1999-05-24 | 6:00 | 15 | 59 | [5 empty] | 12.8 | 55.04 |  |  |  | 17 | 62.6 |  |  |  |  | 15 | 59 |  |  |  |  | 10.6 | 51.08 | [5 empty] | 10 | 50 |  |  |  | 18.3 | 64.94 |  |  |  |  | 10.6 | 51.08 |  |  |  |  | 16.7 | 62.06
1994-05-24 | 7:00 | 20.6 | 69.08 | WEEKDAY | #N/A | 1987-05-24 | 7:00 | 13.3 | 55.94 |  |  | 1994-05-24 | 7:00 | 18.3 | 64.94 |  |  | 1999-05-24 | 7:00 | 15.6 | 60.08 | [5 empty] | 13.3 | 55.94 |  |  |  | 18 | 64.4 |  |  |  |  | 14.4 | 57.92 |  |  |  |  | 13.3 | 55.94 | [5 empty] | 13.3 | 55.94 |  |  |  | 16.7 | 62.06 |  |  |  |  | 11.7 | 53.06 |  |  |  |  | 16.7 | 62.06
1994-05-24 | 8:00 | 21.7 | 71.06 | WEEKDAY | #N/A | 1987-05-24 | 8:00 | 14.4 | 57.92 |  |  | 1994-05-24 | 8:00 | 20 | 68 |  |  | 1999-05-24 | 8:00 | 15 | 59 | [5 empty] | 13.9 | 57.02 |  |  |  | 19 | 66.2 |  |  |  |  | 13.9 | 57.02 |  |  |  |  | 18.3 | 64.94 | [5 empty] | 16.1 | 60.98 |  |  |  | 15.6 | 60.08 |  |  |  |  | 12.8 | 55.04 |  |  |  |  | 16.1 | 60.98
1994-05-24 | 9:00 | 23.3 | 73.94 | WEEKDAY | #N/A | 1987-05-24 | 9:00 | 15 | 59 |  |  | 1994-05-24 | 9:00 | 22.7 | 72.86 |  |  | 1999-05-24 | 9:00 | 15 | 59 | [5 empty] | 13.9 | 57.02 |  |  |  | 20 | 68 |  |  |  |  | 13.3 | 55.94 |  |  |  |  | 18.3 | 64.94 | [5 empty] | 18.9 | 66.02 |  |  |  | 16.1 | 60.98 |  |  |  |  | 13.3 | 55.94 |  |  |  |  | 16.1 | 60.98
1994-05-24 | 10:00 | 23.9 | 75.02 | WEEKDAY | #N/A | 1987-05-24 | 10:00 | 17.8 | 64.04 |  |  | 1994-05-24 | 10:00 | 22.7 | 72.86 |  |  | 1999-05-24 | 10:00 | 15.6 | 60.08 | [5 empty] | 14.4 | 57.92 |  |  |  | 20 | 68 |  |  |  |  | 12.2 | 53.96 |  |  |  |  | 21.1 | 69.98 | [5 empty] | 20 | 68 |  |  |  | 12.8 | 55.04 |  |  |  |  | 13.9 | 57.02 |  |  |  |  | 16.1 | 60.98
1994-05-24 | 11:00 | 24.4 | 75.92 | WEEKDAY | #N/A | 1987-05-24 | 11:00 | 21.1 | 69.98 |  |  | 1994-05-24 | 11:00 | 23.8 | 74.84 |  |  | 1999-05-24 | 11:00 | 15 | 59 | [5 empty] | 14.4 | 57.92 |  |  |  | 20 | 68 |  |  |  |  | 10.6 | 51.08 |  |  |  |  | 22.8 | 73.04 | [5 empty] | 21.7 | 71.06 |  |  |  | 12.8 | 55.04 |  |  |  |  | 14.4 | 57.92 |  |  |  |  | 16.1 | 60.98
1994-05-24 | 12:00 | 25.6 | 78.08 | WEEKDAY | #N/A | 1987-05-24 | 12:00 | 22.2 | 71.96 |  |  | 1994-05-24 | 12:00 | 23.8 | 74.84 |  |  | 1999-05-24 | 12:00 | 14 | 57.2 | [5 empty] | 15 | 59 |  |  |  | 22 | 71.6 |  |  |  |  | 11.1 | 51.98 |  |  |  |  | 23.9 | 75.02 | [5 empty] | 23.9 | 75.02 |  |  |  | 12.2 | 53.96 |  |  |  |  | 16.7 | 62.06 |  |  |  |  | 16.1 | 60.98
1994-05-24 | 13:00 | 26.7 | 80.06 | WEEKDAY | #N/A | 1987-05-24 | 13:00 | 21.7 | 71.06 |  |  | 1994-05-24 | 13:00 | 23.8 | 74.84 |  |  | 1999-05-24 | 13:00 | 16.1 | 60.98 | [5 empty] | 16.1 | 60.98 |  |  |  | 24 | 75.2 |  |  |  |  | 12.8 | 55.04 |  |  |  |  | 24.4 | 75.92 | [5 empty] | 24.4 | 75.92 |  |  |  | 11.7 | 53.06 |  |  |  |  | 18.3 | 64.94 |  |  |  |  | 15 | 59
1994-05-24 | 14:00 | 27.8 | 82.04 | WEEKDAY | #N/A | 1987-05-24 | 14:00 | 23.9 | 75.02 |  |  | 1994-05-24 | 14:00 | 25.5 | 77.9 |  |  | 1999-05-24 | 14:00 | 16.1 | 60.98 | [5 empty] | 16.7 | 62.06 |  |  |  | 26 | 78.8 |  |  |  |  | 14.4 | 57.92 |  |  |  |  | 25 | 77 | [5 empty] | 25 | 77 |  |  |  | 11.7 | 53.06 |  |  |  |  | 20 | 68 |  |  |  |  | 16.1 | 60.98
1994-05-24 | 15:00 | 26.1 | 78.98 | WEEKDAY | #N/A | 1987-05-24 | 15:00 | 22.2 | 71.96 |  |  | 1994-05-24 | 15:00 | 25.5 | 77.9 |  |  | 1999-05-24 | 15:00 | 17 | 62.6 | [5 empty] | 16.7 | 62.06 |  |  |  | 26.2 | 79.16 |  |  |  |  | 13.9 | 57.02 |  |  |  |  | 25.6 | 78.08 | [5 empty] | 25.6 | 78.08 |  |  |  | 11.7 | 53.06 |  |  |  |  | 19.4 | 66.92 |  |  |  |  | 16.7 | 62.06
1994-05-24 | 16:00 | 25.6 | 78.08 | WEEKDAY | #N/A | 1987-05-24 | 16:00 | 21.7 | 71.06 |  |  | 1994-05-24 | 16:00 | 24.4 | 75.92 |  |  | 1999-05-24 | 16:00 | 17.2 | 62.96 | [5 empty] | 15.6 | 60.08 |  |  |  | 26 | 78.8 |  |  |  |  | 13.9 | 57.02 |  |  |  |  | 26.1 | 78.98 | [5 empty] | 25.6 | 78.08 |  |  |  | 11.7 | 53.06 |  |  |  |  | 20 | 68 |  |  |  |  | 16.7 | 62.06
1994-05-24 | 17:00 | 24.4 | 75.92 | WEEKDAY | #N/A | 1987-05-24 | 17:00 | 19.4 | 66.92 |  |  | 1994-05-24 | 17:00 | 23.8 | 74.84 |  |  | 1999-05-24 | 17:00 | 17 | 62.6 | [5 empty] | 15 | 59 |  |  |  | 18 | 64.4 |  |  |  |  | 12.2 | 53.96 |  |  |  |  | 25.6 | 78.08 | [5 empty] | 24.4 | 75.92 |  |  |  | 11.7 | 53.06 |  |  |  |  | 20 | 68 |  |  |  |  | 17.2 | 62.96
1994-05-24 | 18:00 | 23.3 | 73.94 | WEEKDAY | #N/A | 1987-05-24 | 18:00 | 17.8 | 64.04 |  |  | 1994-05-24 | 18:00 | 22.2 | 71.96 |  |  | 1999-05-24 | 18:00 | 17.2 | 62.96 | [5 empty] | 13.3 | 55.94 |  |  |  | 18 | 64.4 |  |  |  |  | 11.7 | 53.06 |  |  |  |  | 25 | 77 | [5 empty] | 23.3 | 73.94 |  |  |  | 11.7 | 53.06 |  |  |  |  | 18.3 | 64.94 |  |  |  |  | 16.7 | 62.06
1994-05-24 | 19:00 | 21.1 | 69.98 | WEEKDAY | #N/A | 1987-05-24 | 19:00 | 16.7 | 62.06 |  |  | 1994-05-24 | 19:00 | 20.5 | 68.9 |  |  | 1999-05-24 | 19:00 | 17.2 | 62.96 | [5 empty] | 12.8 | 55.04 |  |  |  | 17 | 62.6 |  |  |  |  | 11.1 | 51.98 |  |  |  |  | 22.2 | 71.96 | [5 empty] | 21.1 | 69.98 |  |  |  | 11.7 | 53.06 |  |  |  |  | 17.2 | 62.96 |  |  |  |  | 16.1 | 60.98
1994-05-24 | 20:00 | 20 | 68 | WEEKDAY | #N/A | 1987-05-24 | 20:00 | 16.1 | 60.98 |  |  | 1994-05-24 | 20:00 | 18.8 | 65.84 |  |  | 1999-05-24 | 20:00 | 16.1 | 60.98 | [5 empty] | 12.8 | 55.04 |  |  |  | 15 | 59 |  |  |  |  | 11.1 | 51.98 |  |  |  |  | 16.7 | 62.06 | [5 empty] | 17.2 | 62.96 |  |  |  | 12.2 | 53.96 |  |  |  |  | 17.2 | 62.96 |  |  |  |  | 14.4 | 57.92
1994-05-24 | 21:00 | 19.4 | 66.92 | WEEKDAY | #N/A | 1987-05-24 | 21:00 | 15 | 59 |  |  | 1994-05-24 | 21:00 | 17.7 | 63.86 |  |  | 1999-05-24 | 21:00 | 16.1 | 60.98 | [5 empty] | 12.2 | 53.96 |  |  |  | 13 | 55.4 |  |  |  |  | 11.1 | 51.98 |  |  |  |  | 15 | 59 | [5 empty] | 15 | 59 |  |  |  | 12.2 | 53.96 |  |  |  |  | 15 | 59 |  |  |  |  | 13.9 | 57.02
1994-05-24 | 22:00 | 18.9 | 66.02 | WEEKDAY | #N/A | 1987-05-24 | 22:00 | 14.4 | 57.92 |  |  | 1994-05-24 | 22:00 | 16.6 | 61.88 |  |  | 1999-05-24 | 22:00 | 16.1 | 60.98 | [5 empty] | 12.2 | 53.96 |  |  |  | 13 | 55.4 |  |  |  |  | 10.6 | 51.08 |  |  |  |  | 13.3 | 55.94 | [5 empty] | 13.3 | 55.94 |  |  |  | 11.7 | 53.06 |  |  |  |  | 13.9 | 57.02 |  |  |  |  | 14.4 | 57.92
1994-05-24 | 23:00 | 17.2 | 62.96 | WEEKDAY | #N/A | 1987-05-24 | 23:00 | 13.9 | 57.02 |  |  | 1994-05-24 | 23:00 | 16.6 | 61.88 |  |  | 1999-05-24 | 23:00 | 15 | 59 | [5 empty] | 12.2 | 53.96 |  |  |  | 13 | 55.4 |  |  |  |  | 10.6 | 51.08 |  |  |  |  | 12.2 | 53.96 | [5 empty] | 12.2 | 53.96 |  |  |  | 11.1 | 51.98 |  |  |  |  | 13.9 | 57.02 |  |  |  |  | 13.9 | 57.02
1994-05-24 | 24:00 | 17.2 | 62.96 | WEEKDAY | #N/A | 1987-05-24 | 24:00 | 12.8 | 55.04 |  |  | 1994-05-24 | 24:00 | 16.1 | 60.98 |  |  | 1999-05-24 | 24:00 | 14.4 | 57.92 | [5 empty] | 12.2 | 53.96 |  |  |  | 14 | 57.2 |  |  |  |  | 10.6 | 51.08 |  |  |  |  | 12.2 | 53.96 | [5 empty] | 12.2 | 53.96 |  |  |  | 11.1 | 51.98 |  |  |  |  | 11.7 | 53.06 |  |  |  |  | 12.8 | 55.04
1994-05-25 | 1:00 | 16.7 | 62.06 | WEEKDAY | #N/A | 1987-05-25 | 1:00 | 12.8 | 55.04 |  |  | 1994-05-25 | 1:00 | 15 | 59 |  |  | 1999-05-25 | 1:00 | 13.9 | 57.02 | [5 empty] | 12.2 | 53.96 |  |  |  | 14 | 57.2 |  |  |  |  | 10 | 50 |  |  |  |  | 10.6 | 51.08 | [5 empty] | 10 | 50 |  |  |  | 11.1 | 51.98 |  |  |  |  | 11.7 | 53.06 |  |  |  |  | 12.2 | 53.96
1994-05-25 | 2:00 | 17.2 | 62.96 | WEEKDAY | #N/A | 1987-05-25 | 2:00 | 12.2 | 53.96 |  |  | 1994-05-25 | 2:00 | 15.5 | 59.9 |  |  | 1999-05-25 | 2:00 | 13.3 | 55.94 | [5 empty] | 12.2 | 53.96 |  |  |  | 14 | 57.2 |  |  |  |  | 10 | 50 |  |  |  |  | 9.4 | 48.92 | [5 empty] | 10 | 50 |  |  |  | 11.1 | 51.98 |  |  |  |  | 11.1 | 51.98 |  |  |  |  | 11.1 | 51.98
1994-05-25 | 3:00 | 17.8 | 64.04 | WEEKDAY | #N/A | 1987-05-25 | 3:00 | 12.2 | 53.96 |  |  | 1994-05-25 | 3:00 | 15.5 | 59.9 |  |  | 1999-05-25 | 3:00 | 12.8 | 55.04 | [5 empty] | 12.2 | 53.96 |  |  |  | 14 | 57.2 |  |  |  |  | 8.9 | 48.02 |  |  |  |  | 8.3 | 46.94 | [5 empty] | 9.4 | 48.92 |  |  |  | 11.1 | 51.98 |  |  |  |  | 10.6 | 51.08 |  |  |  |  | 9.4 | 48.92
1994-05-25 | 4:00 | 19.4 | 66.92 | WEEKDAY | #N/A | 1987-05-25 | 4:00 | 12.2 | 53.96 |  |  | 1994-05-25 | 4:00 | 15.5 | 59.9 |  |  | 1999-05-25 | 4:00 | 12.8 | 55.04 | [5 empty] | 11.7 | 53.06 |  |  |  | 14 | 57.2 |  |  |  |  | 8.3 | 46.94 |  |  |  |  | 7.8 | 46.04 | [5 empty] | 8.3 | 46.94 |  |  |  | 10.6 | 51.08 |  |  |  |  | 10 | 50 |  |  |  |  | 9.4 | 48.92
1994-05-25 | 5:00 | 19.4 | 66.92 | WEEKDAY | #N/A | 1987-05-25 | 5:00 | 12.2 | 53.96 |  |  | 1994-05-25 | 5:00 | 15 | 59 |  |  | 1999-05-25 | 5:00 | 12.2 | 53.96 | [5 empty] | 11.7 | 53.06 |  |  |  | 14 | 57.2 |  |  |  |  | 7.8 | 46.04 |  |  |  |  | 7.2 | 44.96 | [5 empty] | 8.3 | 46.94 |  |  |  | 10 | 50 |  |  |  |  | 10.6 | 51.08 |  |  |  |  | 8.3 | 46.94
1994-05-25 | 6:00 | 20 | 68 | WEEKDAY | #N/A | 1987-05-25 | 6:00 | 12.2 | 53.96 |  |  | 1994-05-25 | 6:00 | 15.5 | 59.9 |  |  | 1999-05-25 | 6:00 | 13.3 | 55.94 | [5 empty] | 11.7 | 53.06 |  |  |  | 14 | 57.2 |  |  |  |  | 7.2 | 44.96 |  |  |  |  | 10.6 | 51.08 | [5 empty] | 10.6 | 51.08 |  |  |  | 10.6 | 51.08 |  |  |  |  | 11.7 | 53.06 |  |  |  |  | 10 | 50
1994-05-25 | 7:00 | 21.7 | 71.06 | WEEKDAY | #N/A | 1987-05-25 | 7:00 | 12.8 | 55.04 |  |  | 1994-05-25 | 7:00 | 16.6 | 61.88 |  |  | 1999-05-25 | 7:00 | 14.4 | 57.92 | [5 empty] | 11.7 | 53.06 |  |  |  | 13 | 55.4 |  |  |  |  | 6.7 | 44.06 |  |  |  |  | 15 | 59 | [5 empty] | 14.4 | 57.92 |  |  |  | 10.6 | 51.08 |  |  |  |  | 13.3 | 55.94 |  |  |  |  | 13.3 | 55.94
1994-05-25 | 8:00 | 23.9 | 75.02 | WEEKDAY | #N/A | 1987-05-25 | 8:00 | 13.9 | 57.02 |  |  | 1994-05-25 | 8:00 | 20 | 68 |  |  | 1999-05-25 | 8:00 | 15.6 | 60.08 | [5 empty] | 11.1 | 51.98 |  |  |  | 13 | 55.4 |  |  |  |  | 7.8 | 46.04 |  |  |  |  | 17.2 | 62.96 | [5 empty] | 18.9 | 66.02 |  |  |  | 12.8 | 55.04 |  |  |  |  | 16.7 | 62.06 |  |  |  |  | 15.6 | 60.08
1994-05-25 | 9:00 | 23.9 | 75.02 | WEEKDAY | #N/A | 1987-05-25 | 9:00 | 15 | 59 |  |  | 1994-05-25 | 9:00 | 22.7 | 72.86 |  |  | 1999-05-25 | 9:00 | 16.7 | 62.06 | [5 empty] | 11.7 | 53.06 |  |  |  | 17 | 62.6 |  |  |  |  | 8.3 | 46.94 |  |  |  |  | 20 | 68 | [5 empty] | 21.1 | 69.98 |  |  |  | 14.4 | 57.92 |  |  |  |  | 18.9 | 66.02 |  |  |  |  | 17.2 | 62.96
1994-05-25 | 10:00 | 24.4 | 75.92 | WEEKDAY | #N/A | 1987-05-25 | 10:00 | 17.2 | 62.96 |  |  | 1994-05-25 | 10:00 | 23.3 | 73.94 |  |  | 1999-05-25 | 10:00 | 17.2 | 62.96 | [5 empty] | 11.7 | 53.06 |  |  |  | 19 | 66.2 |  |  |  |  | 7.8 | 46.04 |  |  |  |  | 22.8 | 73.04 | [5 empty] | 22.8 | 73.04 |  |  |  | 16.7 | 62.06 |  |  |  |  | 21.1 | 69.98 |  |  |  |  | 18.3 | 64.94
1994-05-25 | 11:00 | 26.7 | 80.06 | WEEKDAY | #N/A | 1987-05-25 | 11:00 | 17.8 | 64.04 |  |  | 1994-05-25 | 11:00 | 24.4 | 75.92 |  |  | 1999-05-25 | 11:00 | 17.8 | 64.04 | [5 empty] | 11.7 | 53.06 |  |  |  | 20 | 68 |  |  |  |  | 8.3 | 46.94 |  |  |  |  | 24.4 | 75.92 | [5 empty] | 23.9 | 75.02 |  |  |  | 18.3 | 64.94 |  |  |  |  | 23.3 | 73.94 |  |  |  |  | 20 | 68
1994-05-25 | 12:00 | 27.8 | 82.04 | WEEKDAY | #N/A | 1987-05-25 | 12:00 | 16.7 | 62.06 |  |  | 1994-05-25 | 12:00 | 25 | 77 |  |  | 1999-05-25 | 12:00 | 20 | 68 | [5 empty] | 11.7 | 53.06 |  |  |  | 20 | 68 |  |  |  |  | 7.8 | 46.04 |  |  |  |  | 25.6 | 78.08 | [5 empty] | 25.6 | 78.08 |  |  |  | 18.3 | 64.94 |  |  |  |  | 23.9 | 75.02 |  |  |  |  | 19.4 | 66.92
1994-05-25 | 13:00 | 29.4 | 84.92 | WEEKDAY | #N/A | 1987-05-25 | 13:00 | 16.7 | 62.06 |  |  | 1994-05-25 | 13:00 | 26.1 | 78.98 |  |  | 1999-05-25 | 13:00 | 18.9 | 66.02 | [5 empty] | 12.8 | 55.04 |  |  |  | 21 | 69.8 |  |  |  |  | 6.7 | 44.06 |  |  |  |  | 26.1 | 78.98 | [5 empty] | 26.7 | 80.06 |  |  |  | 19.4 | 66.92 |  |  |  |  | 25 | 77 |  |  |  |  | 19.4 | 66.92
1994-05-25 | 14:00 | 29.4 | 84.92 | WEEKDAY | #N/A | 1987-05-25 | 14:00 | 15.6 | 60.08 |  |  | 1994-05-25 | 14:00 | 27.2 | 80.96 |  |  | 1999-05-25 | 14:00 | 20.6 | 69.08 | [5 empty] | 12.8 | 55.04 |  |  |  | 21 | 69.8 |  |  |  |  | 7.8 | 46.04 |  |  |  |  | 26.7 | 80.06 | [5 empty] | 27.8 | 82.04 |  |  |  | 18.9 | 66.02 |  |  |  |  | 25.6 | 78.08 |  |  |  |  | 20.6 | 69.08
1994-05-25 | 15:00 | 28.9 | 84.02 | WEEKDAY | #N/A | 1987-05-25 | 15:00 | 15.6 | 60.08 |  |  | 1994-05-25 | 15:00 | 27.2 | 80.96 |  |  | 1999-05-25 | 15:00 | 21.7 | 71.06 | [5 empty] | 12.8 | 55.04 |  |  |  | 22 | 71.6 |  |  |  |  | 6.7 | 44.06 |  |  |  |  | 27.2 | 80.96 | [5 empty] | 27.2 | 80.96 |  |  |  | 17.2 | 62.96 |  |  |  |  | 25.6 | 78.08 |  |  |  |  | 21.1 | 69.98
1994-05-25 | 16:00 | 28.3 | 82.94 | WEEKDAY | #N/A | 1987-05-25 | 16:00 | 16.1 | 60.98 |  |  | 1994-05-25 | 16:00 | 22.7 | 72.86 |  |  | 1999-05-25 | 16:00 | 21.1 | 69.98 | [5 empty] | 13.3 | 55.94 |  |  |  | 22 | 71.6 |  |  |  |  | 6.7 | 44.06 |  |  |  |  | 27.2 | 80.96 | [5 empty] | 26.1 | 78.98 |  |  |  | 15.6 | 60.08 |  |  |  |  | 25.6 | 78.08 |  |  |  |  | 21.1 | 69.98
1994-05-25 | 17:00 | 22.2 | 71.96 | WEEKDAY | #N/A | 1987-05-25 | 17:00 | 15 | 59 |  |  | 1994-05-25 | 17:00 | 21.6 | 70.88 |  |  | 1999-05-25 | 17:00 | 21.1 | 69.98 | [5 empty] | 13.3 | 55.94 |  |  |  | 22 | 71.6 |  |  |  |  | 6.7 | 44.06 |  |  |  |  | 26.1 | 78.98 | [5 empty] | 23.9 | 75.02 |  |  |  | 13.9 | 57.02 |  |  |  |  | 24.4 | 75.92 |  |  |  |  | 20 | 68
1994-05-25 | 18:00 | 21.7 | 71.06 | WEEKDAY | #N/A | 1987-05-25 | 18:00 | 14.4 | 57.92 |  |  | 1994-05-25 | 18:00 | 21.6 | 70.88 |  |  | 1999-05-25 | 18:00 | 20.6 | 69.08 | [5 empty] | 12.8 | 55.04 |  |  |  | 21 | 69.8 |  |  |  |  | 6.7 | 44.06 |  |  |  |  | 25.6 | 78.08 | [5 empty] | 22.2 | 71.96 |  |  |  | 13.9 | 57.02 |  |  |  |  | 23.3 | 73.94 |  |  |  |  | 19.4 | 66.92
1994-05-25 | 19:00 | 22.2 | 71.96 | WEEKDAY | #N/A | 1987-05-25 | 19:00 | 13.9 | 57.02 |  |  | 1994-05-25 | 19:00 | 18.8 | 65.84 |  |  | 1999-05-25 | 19:00 | 19.4 | 66.92 | [5 empty] | 13.3 | 55.94 |  |  |  | 19 | 66.2 |  |  |  |  | 7.2 | 44.96 |  |  |  |  | 24.4 | 75.92 | [5 empty] | 21.1 | 69.98 |  |  |  | 13.9 | 57.02 |  |  |  |  | 21.7 | 71.06 |  |  |  |  | 18.9 | 66.02
1994-05-25 | 20:00 | 19.4 | 66.92 | WEEKDAY | #N/A | 1987-05-25 | 20:00 | 13.3 | 55.94 |  |  | 1994-05-25 | 20:00 | 18.3 | 64.94 |  |  | 1999-05-25 | 20:00 | 18.3 | 64.94 | [5 empty] | 13.3 | 55.94 |  |  |  | 17 | 62.6 |  |  |  |  | 6.7 | 44.06 |  |  |  |  | 22.8 | 73.04 | [5 empty] | 18.9 | 66.02 |  |  |  | 13.3 | 55.94 |  |  |  |  | 18.9 | 66.02 |  |  |  |  | 15 | 59
1994-05-25 | 21:00 | 19.4 | 66.92 | WEEKDAY | #N/A | 1987-05-25 | 21:00 | 12.8 | 55.04 |  |  | 1994-05-25 | 21:00 | 17.2 | 62.96 |  |  | 1999-05-25 | 21:00 | 16.1 | 60.98 | [5 empty] | 13.3 | 55.94 |  |  |  | 15 | 59 |  |  |  |  | 6.7 | 44.06 |  |  |  |  | 21.7 | 71.06 | [5 empty] | 17.2 | 62.96 |  |  |  | 13.3 | 55.94 |  |  |  |  | 17.8 | 64.04 |  |  |  |  | 13.3 | 55.94
1994-05-25 | 22:00 | 18.3 | 64.94 | WEEKDAY | #N/A | 1987-05-25 | 22:00 | 13.3 | 55.94 |  |  | 1994-05-25 | 22:00 | 16.1 | 60.98 |  |  | 1999-05-25 | 22:00 | 16.1 | 60.98 | [5 empty] | 13.3 | 55.94 |  |  |  | 15 | 59 |  |  |  |  | 6.7 | 44.06 |  |  |  |  | 20.6 | 69.08 | [5 empty] | 15.6 | 60.08 |  |  |  | 13.3 | 55.94 |  |  |  |  | 14.4 | 57.92 |  |  |  |  | 13.3 | 55.94
1994-05-25 | 23:00 | 18.9 | 66.02 | WEEKDAY | #N/A | 1987-05-25 | 23:00 | 12.8 | 55.04 |  |  | 1994-05-25 | 23:00 | 16.6 | 61.88 |  |  | 1999-05-25 | 23:00 | 15 | 59 | [5 empty] | 12.8 | 55.04 |  |  |  | 15 | 59 |  |  |  |  | 6.1 | 42.98 |  |  |  |  | 19.4 | 66.92 | [5 empty] | 16.1 | 60.98 |  |  |  | 13.3 | 55.94 |  |  |  |  | 13.3 | 55.94 |  |  |  |  | 13.3 | 55.94
1994-05-25 | 24:00 | 18.9 | 66.02 | WEEKDAY | #N/A | 1987-05-25 | 24:00 | 12.8 | 55.04 |  |  | 1994-05-25 | 24:00 | 15.5 | 59.9 |  |  | 1999-05-25 | 24:00 | 13.3 | 55.94 | [5 empty] | 12.8 | 55.04 |  |  |  | 16 | 60.8 |  |  |  |  | 6.1 | 42.98 |  |  |  |  | 18.3 | 64.94 | [5 empty] | 16.7 | 62.06 |  |  |  | 12.8 | 55.04 |  |  |  |  | 12.8 | 55.04 |  |  |  |  | 13.9 | 57.02
1994-05-26 | 1:00 | 18.3 | 64.94 | WEEKDAY | #N/A | 1987-05-26 | 1:00 | 12.2 | 53.96 |  |  | 1994-05-26 | 1:00 | 15.5 | 59.9 |  |  | 1999-05-26 | 1:00 | 14.4 | 57.92 | [5 empty] | 12.2 | 53.96 |  |  |  | 16 | 60.8 |  |  |  |  | 6.1 | 42.98 |  |  |  |  | 16.7 | 62.06 | [5 empty] | 16.1 | 60.98 |  |  |  | 12.2 | 53.96 |  |  |  |  | 12.2 | 53.96 |  |  |  |  | 12.8 | 55.04
1994-05-26 | 2:00 | 18.3 | 64.94 | WEEKDAY | #N/A | 1987-05-26 | 2:00 | 12.8 | 55.04 |  |  | 1994-05-26 | 2:00 | 15.5 | 59.9 |  |  | 1999-05-26 | 2:00 | 15 | 59 | [5 empty] | 12.2 | 53.96 |  |  |  | 16 | 60.8 |  |  |  |  | 6.1 | 42.98 |  |  |  |  | 15 | 59 | [5 empty] | 15.6 | 60.08 |  |  |  | 12.2 | 53.96 |  |  |  |  | 11.7 | 53.06 |  |  |  |  | 12.2 | 53.96
1994-05-26 | 3:00 | 18.3 | 64.94 | WEEKDAY | #N/A | 1987-05-26 | 3:00 | 12.8 | 55.04 |  |  | 1994-05-26 | 3:00 | 16.6 | 61.88 |  |  | 1999-05-26 | 3:00 | 15 | 59 | [5 empty] | 12.8 | 55.04 |  |  |  | 14 | 57.2 |  |  |  |  | 5 | 41 |  |  |  |  | 16.1 | 60.98 | [5 empty] | 14.4 | 57.92 |  |  |  | 12.2 | 53.96 |  |  |  |  | 10.6 | 51.08 |  |  |  |  | 12.2 | 53.96
1994-05-26 | 4:00 | 17.8 | 64.04 | WEEKDAY | #N/A | 1987-05-26 | 4:00 | 12.8 | 55.04 |  |  | 1994-05-26 | 4:00 | 16.1 | 60.98 |  |  | 1999-05-26 | 4:00 | 15.6 | 60.08 | [5 empty] | 13.3 | 55.94 |  |  |  | 14 | 57.2 |  |  |  |  | 4.4 | 39.92 |  |  |  |  | 16.1 | 60.98 | [5 empty] | 13.3 | 55.94 |  |  |  | 12.2 | 53.96 |  |  |  |  | 10.6 | 51.08 |  |  |  |  | 11.7 | 53.06
1994-05-26 | 5:00 | 17.8 | 64.04 | WEEKDAY | #N/A | 1987-05-26 | 5:00 | 13.3 | 55.94 |  |  | 1994-05-26 | 5:00 | 16.1 | 60.98 |  |  | 1999-05-26 | 5:00 | 15.6 | 60.08 | [5 empty] | 13.9 | 57.02 |  |  |  | 13 | 55.4 |  |  |  |  | 3.9 | 39.02 |  |  |  |  | 15.6 | 60.08 | [5 empty] | 13.3 | 55.94 |  |  |  | 12.8 | 55.04 |  |  |  |  | 10.6 | 51.08 |  |  |  |  | 11.7 | 53.06
1994-05-26 | 6:00 | 18.3 | 64.94 | WEEKDAY | #N/A | 1987-05-26 | 6:00 | 13.9 | 57.02 |  |  | 1994-05-26 | 6:00 | 16 | 60.8 |  |  | 1999-05-26 | 6:00 | 15.6 | 60.08 | [5 empty] | 13.9 | 57.02 |  |  |  | 13 | 55.4 |  |  |  |  | 5 | 41 |  |  |  |  | 16.1 | 60.98 | [5 empty] | 13.9 | 57.02 |  |  |  | 12.2 | 53.96 |  |  |  |  | 12.2 | 53.96 |  |  |  |  | 12.2 | 53.96
1994-05-26 | 7:00 | 18.3 | 64.94 | WEEKDAY | #N/A | 1987-05-26 | 7:00 | 13.9 | 57.02 |  |  | 1994-05-26 | 7:00 | 16.6 | 61.88 |  |  | 1999-05-26 | 7:00 | 16.7 | 62.06 | [5 empty] | 14.4 | 57.92 |  |  |  | 15 | 59 |  |  |  |  | 6.1 | 42.98 |  |  |  |  | 16.1 | 60.98 | [5 empty] | 14.4 | 57.92 |  |  |  | 12.8 | 55.04 |  |  |  |  | 14.4 | 57.92 |  |  |  |  | 15.6 | 60.08
1994-05-26 | 8:00 | 20.6 | 69.08 | WEEKDAY | #N/A | 1987-05-26 | 8:00 | 15 | 59 |  |  | 1994-05-26 | 8:00 | 17.7 | 63.86 |  |  | 1999-05-26 | 8:00 | 18.9 | 66.02 | [5 empty] | 15 | 59 |  |  |  | 16.1 | 60.98 |  |  |  |  | 8.3 | 46.94 |  |  |  |  | 17.2 | 62.96 | [5 empty] | 15 | 59 |  |  |  | 13.9 | 57.02 |  |  |  |  | 18.9 | 66.02 |  |  |  |  | 17.8 | 64.04
1994-05-26 | 9:00 | 22.2 | 71.96 | WEEKDAY | #N/A | 1987-05-26 | 9:00 | 16.1 | 60.98 |  |  | 1994-05-26 | 9:00 | 18.3 | 64.94 |  |  | 1999-05-26 | 9:00 | 20 | 68 | [5 empty] | 15.6 | 60.08 |  |  |  | 17 | 62.6 |  |  |  |  | 10 | 50 |  |  |  |  | 17.2 | 62.96 | [5 empty] | 16.7 | 62.06 |  |  |  | 16.1 | 60.98 |  |  |  |  | 22.2 | 71.96 |  |  |  |  | 20 | 68
1994-05-26 | 10:00 | 22.2 | 71.96 | WEEKDAY | #N/A | 1987-05-26 | 10:00 | 16.7 | 62.06 |  |  | 1994-05-26 | 10:00 | 19.4 | 66.92 |  |  | 1999-05-26 | 10:00 | 21.1 | 69.98 | [5 empty] | 17.2 | 62.96 |  |  |  | 18 | 64.4 |  |  |  |  | 11.7 | 53.06 |  |  |  |  | 17.8 | 64.04 | [5 empty] | 17.2 | 62.96 |  |  |  | 18.9 | 66.02 |  |  |  |  | 23.9 | 75.02 |  |  |  |  | 20.6 | 69.08
1994-05-26 | 11:00 | 20.6 | 69.08 | WEEKDAY | #N/A | 1987-05-26 | 11:00 | 16.7 | 62.06 |  |  | 1994-05-26 | 11:00 | 20 | 68 |  |  | 1999-05-26 | 11:00 | 22.8 | 73.04 | [5 empty] | 13.9 | 57.02 |  |  |  | 18 | 64.4 |  |  |  |  | 12.8 | 55.04 |  |  |  |  | 19.4 | 66.92 | [5 empty] | 17.2 | 62.96 |  |  |  | 19.4 | 66.92 |  |  |  |  | 25.6 | 78.08 |  |  |  |  | 20.6 | 69.08
1994-05-26 | 12:00 | 21.1 | 69.98 | WEEKDAY | #N/A | 1987-05-26 | 12:00 | 16.7 | 62.06 |  |  | 1994-05-26 | 12:00 | 19.8 | 67.64 |  |  | 1999-05-26 | 12:00 | 22.8 | 73.04 | [5 empty] | 13.9 | 57.02 |  |  |  | 19.2 | 66.56 |  |  |  |  | 13.9 | 57.02 |  |  |  |  | 19.4 | 66.92 | [5 empty] | 16.7 | 62.06 |  |  |  | 20 | 68 |  |  |  |  | 26.1 | 78.98 |  |  |  |  | 22.2 | 71.96
1994-05-26 | 13:00 | 20 | 68 | WEEKDAY | #N/A | 1987-05-26 | 13:00 | 16.7 | 62.06 |  |  | 1994-05-26 | 13:00 | 19.4 | 66.92 |  |  | 1999-05-26 | 13:00 | 22.2 | 71.96 | [5 empty] | 14.4 | 57.92 |  |  |  | 20 | 68 |  |  |  |  | 14.4 | 57.92 |  |  |  |  | 20 | 68 | [5 empty] | 17.2 | 62.96 |  |  |  | 20 | 68 |  |  |  |  | 26.7 | 80.06 |  |  |  |  | 22.8 | 73.04
1994-05-26 | 14:00 | 21.7 | 71.06 | WEEKDAY | #N/A | 1987-05-26 | 14:00 | 16.7 | 62.06 |  |  | 1994-05-26 | 14:00 | 20 | 68 |  |  | 1999-05-26 | 14:00 | 22.2 | 71.96 | [5 empty] | 14.4 | 57.92 |  |  |  | 21 | 69.8 |  |  |  |  | 15 | 59 |  |  |  |  | 20.6 | 69.08 | [5 empty] | 16.7 | 62.06 |  |  |  | 21.7 | 71.06 |  |  |  |  | 26.7 | 80.06 |  |  |  |  | 23.3 | 73.94
1994-05-26 | 15:00 | 22.2 | 71.96 | WEEKDAY | #N/A | 1987-05-26 | 15:00 | 16.7 | 62.06 |  |  | 1994-05-26 | 15:00 | 20 | 68 |  |  | 1999-05-26 | 15:00 | 21.7 | 71.06 | [5 empty] | 14.4 | 57.92 |  |  |  | 22 | 71.6 |  |  |  |  | 16.1 | 60.98 |  |  |  |  | 20 | 68 | [5 empty] | 17.2 | 62.96 |  |  |  | 21.7 | 71.06 |  |  |  |  | 26.7 | 80.06 |  |  |  |  | 23.9 | 75.02
1994-05-26 | 16:00 | 22.8 | 73.04 | WEEKDAY | #N/A | 1987-05-26 | 16:00 | 17.2 | 62.96 |  |  | 1994-05-26 | 16:00 | 21.1 | 69.98 |  |  | 1999-05-26 | 16:00 | 21.1 | 69.98 | [5 empty] | 15 | 59 |  |  |  | 21 | 69.8 |  |  |  |  | 16.7 | 62.06 |  |  |  |  | 21.7 | 71.06 | [5 empty] | 16.7 | 62.06 |  |  |  | 21.7 | 71.06 |  |  |  |  | 26.1 | 78.98 |  |  |  |  | 24.4 | 75.92
1994-05-26 | 17:00 | 23.3 | 73.94 | WEEKDAY | #N/A | 1987-05-26 | 17:00 | 16.7 | 62.06 |  |  | 1994-05-26 | 17:00 | 20 | 68 |  |  | 1999-05-26 | 17:00 | 21.1 | 69.98 | [5 empty] | 15.6 | 60.08 |  |  |  | 21 | 69.8 |  |  |  |  | 16.7 | 62.06 |  |  |  |  | 20 | 68 | [5 empty] | 16.7 | 62.06 |  |  |  | 21.1 | 69.98 |  |  |  |  | 25.6 | 78.08 |  |  |  |  | 24.4 | 75.92
1994-05-26 | 18:00 | 24.4 | 75.92 | WEEKDAY | #N/A | 1987-05-26 | 18:00 | 15.6 | 60.08 |  |  | 1994-05-26 | 18:00 | 18.8 | 65.84 |  |  | 1999-05-26 | 18:00 | 20 | 68 | [5 empty] | 15.6 | 60.08 |  |  |  | 19 | 66.2 |  |  |  |  | 16.7 | 62.06 |  |  |  |  | 18.3 | 64.94 | [5 empty] | 16.7 | 62.06 |  |  |  | 20.6 | 69.08 |  |  |  |  | 25 | 77 |  |  |  |  | 23.9 | 75.02
1994-05-26 | 19:00 | 20 | 68 | WEEKDAY | #N/A | 1987-05-26 | 19:00 | 15 | 59 |  |  | 1994-05-26 | 19:00 | 19.4 | 66.92 |  |  | 1999-05-26 | 19:00 | 19.4 | 66.92 | [5 empty] | 15 | 59 |  |  |  | 18 | 64.4 |  |  |  |  | 15.6 | 60.08 |  |  |  |  | 17.2 | 62.96 | [5 empty] | 16.7 | 62.06 |  |  |  | 19.4 | 66.92 |  |  |  |  | 23.9 | 75.02 |  |  |  |  | 22.8 | 73.04
1994-05-26 | 20:00 | 20 | 68 | WEEKDAY | #N/A | 1987-05-26 | 20:00 | 14.4 | 57.92 |  |  | 1994-05-26 | 20:00 | 17.7 | 63.86 |  |  | 1999-05-26 | 20:00 | 18.3 | 64.94 | [5 empty] | 14.4 | 57.92 |  |  |  | 16 | 60.8 |  |  |  |  | 14.4 | 57.92 |  |  |  |  | 17.2 | 62.96 | [5 empty] | 16.7 | 62.06 |  |  |  | 17.8 | 64.04 |  |  |  |  | 21.1 | 69.98 |  |  |  |  | 15.6 | 60.08
1994-05-26 | 21:00 | 19.4 | 66.92 | WEEKDAY | #N/A | 1987-05-26 | 21:00 | 14.4 | 57.92 |  |  | 1994-05-26 | 21:00 | 17.7 | 63.86 |  |  | 1999-05-26 | 21:00 | 17.8 | 64.04 | [5 empty] | 14.4 | 57.92 |  |  |  | 15 | 59 |  |  |  |  | 13.9 | 57.02 |  |  |  |  | 17.2 | 62.96 | [5 empty] | 16.1 | 60.98 |  |  |  | 15 | 59 |  |  |  |  | 18.9 | 66.02 |  |  |  |  | 13.3 | 55.94
1994-05-26 | 22:00 | 18.9 | 66.02 | WEEKDAY | #N/A | 1987-05-26 | 22:00 | 14.4 | 57.92 |  |  | 1994-05-26 | 22:00 | 17.2 | 62.96 |  |  | 1999-05-26 | 22:00 | 17.2 | 62.96 | [5 empty] | 13.9 | 57.02 |  |  |  | 12 | 53.6 |  |  |  |  | 12.2 | 53.96 |  |  |  |  | 17.2 | 62.96 | [5 empty] | 15.6 | 60.08 |  |  |  | 13.3 | 55.94 |  |  |  |  | 16.7 | 62.06 |  |  |  |  | 11.7 | 53.06
1994-05-26 | 23:00 | 18.9 | 66.02 | WEEKDAY | #N/A | 1987-05-26 | 23:00 | 14.4 | 57.92 |  |  | 1994-05-26 | 23:00 | 16.6 | 61.88 |  |  | 1999-05-26 | 23:00 | 16.7 | 62.06 | [5 empty] | 13.3 | 55.94 |  |  |  | 11 | 51.8 |  |  |  |  | 11.7 | 53.06 |  |  |  |  | 17.8 | 64.04 | [5 empty] | 16.1 | 60.98 |  |  |  | 13.3 | 55.94 |  |  |  |  | 15 | 59 |  |  |  |  | 10.6 | 51.08
1994-05-26 | 24:00 | 18.9 | 66.02 | WEEKDAY | #N/A | 1987-05-26 | 24:00 | 14.4 | 57.92 |  |  | 1994-05-26 | 24:00 | 16.6 | 61.88 |  |  | 1999-05-26 | 24:00 | 16.1 | 60.98 | [5 empty] | 13.3 | 55.94 |  |  |  | 11 | 51.8 |  |  |  |  | 11.7 | 53.06 |  |  |  |  | 17.8 | 64.04 | [5 empty] | 16.1 | 60.98 |  |  |  | 12.2 | 53.96 |  |  |  |  | 14.4 | 57.92 |  |  |  |  | 10 | 50
1994-05-27 | 1:00 | 18.9 | 66.02 | WEEKDAY | #N/A | 1987-05-27 | 1:00 | 13.9 | 57.02 |  |  | 1994-05-27 | 1:00 | 16.1 | 60.98 |  |  | 1999-05-27 | 1:00 | 15.6 | 60.08 | [5 empty] | 13.3 | 55.94 |  |  |  | 11 | 51.8 |  |  |  |  | 11.1 | 51.98 |  |  |  |  | 17.8 | 64.04 | [5 empty] | 17.2 | 62.96 |  |  |  | 10.6 | 51.08 |  |  |  |  | 13.3 | 55.94 |  |  |  |  | 10 | 50
1994-05-27 | 2:00 | 17.8 | 64.04 | WEEKDAY | #N/A | 1987-05-27 | 2:00 | 13.9 | 57.02 |  |  | 1994-05-27 | 2:00 | 16.1 | 60.98 |  |  | 1999-05-27 | 2:00 | 15 | 59 | [5 empty] | 13.3 | 55.94 |  |  |  | 11 | 51.8 |  |  |  |  | 10 | 50 |  |  |  |  | 17.8 | 64.04 | [5 empty] | 16.7 | 62.06 |  |  |  | 10 | 50 |  |  |  |  | 12.8 | 55.04 |  |  |  |  | 9.4 | 48.92
1994-05-27 | 3:00 | 15.6 | 60.08 | WEEKDAY | #N/A | 1987-05-27 | 3:00 | 13.9 | 57.02 |  |  | 1994-05-27 | 3:00 | 13.8 | 56.84 |  |  | 1999-05-27 | 3:00 | 14.4 | 57.92 | [5 empty] | 13.3 | 55.94 |  |  |  | 11 | 51.8 |  |  |  |  | 9.4 | 48.92 |  |  |  |  | 17.8 | 64.04 | [5 empty] | 16.7 | 62.06 |  |  |  | 7.8 | 46.04 |  |  |  |  | 12.2 | 53.96 |  |  |  |  | 9.4 | 48.92
1994-05-27 | 4:00 | 13.3 | 55.94 | WEEKDAY | #N/A | 1987-05-27 | 4:00 | 13.3 | 55.94 |  |  | 1994-05-27 | 4:00 | 11.1 | 51.98 |  |  | 1999-05-27 | 4:00 | 14.4 | 57.92 | [5 empty] | 13.3 | 55.94 |  |  |  | 9 | 48.2 |  |  |  |  | 10.6 | 51.08 |  |  |  |  | 17.8 | 64.04 | [5 empty] | 16.1 | 60.98 |  |  |  | 7.2 | 44.96 |  |  |  |  | 12.2 | 53.96 |  |  |  |  | 7.8 | 46.04
1994-05-27 | 5:00 | 11.1 | 51.98 | WEEKDAY | #N/A | 1987-05-27 | 5:00 | 13.3 | 55.94 |  |  | 1994-05-27 | 5:00 | 10.5 | 50.9 |  |  | 1999-05-27 | 5:00 | 13.9 | 57.02 | [5 empty] | 13.3 | 55.94 |  |  |  | 8 | 46.4 |  |  |  |  | 10.6 | 51.08 |  |  |  |  | 17.2 | 62.96 | [5 empty] | 17.2 | 62.96 |  |  |  | 8.3 | 46.94 |  |  |  |  | 12.2 | 53.96 |  |  |  |  | 6.7 | 44.06
1994-05-27 | 6:00 | 10.6 | 51.08 | WEEKDAY | #N/A | 1987-05-27 | 6:00 | 13.3 | 55.94 |  |  | 1994-05-27 | 6:00 | 9.4 | 48.92 |  |  | 1999-05-27 | 6:00 | 14.4 | 57.92 | [5 empty] | 13.3 | 55.94 |  |  |  | 8 | 46.4 |  |  |  |  | 11.1 | 51.98 |  |  |  |  | 17.8 | 64.04 | [5 empty] | 18.9 | 66.02 |  |  |  | 10 | 50 |  |  |  |  | 14.4 | 57.92 |  |  |  |  | 8.9 | 48.02
1994-05-27 | 7:00 | 10 | 50 | WEEKDAY | #N/A | 1987-05-27 | 7:00 | 13.9 | 57.02 |  |  | 1994-05-27 | 7:00 | 8.3 | 46.94 |  |  | 1999-05-27 | 7:00 | 14.4 | 57.92 | [5 empty] | 13.9 | 57.02 |  |  |  | 13 | 55.4 |  |  |  |  | 13.3 | 55.94 |  |  |  |  | 18.9 | 66.02 | [5 empty] | 20.6 | 69.08 |  |  |  | 12.8 | 55.04 |  |  |  |  | 17.2 | 62.96 |  |  |  |  | 12.2 | 53.96
1994-05-27 | 8:00 | 10 | 50 | WEEKDAY | #N/A | 1987-05-27 | 8:00 | 12.8 | 55.04 |  |  | 1994-05-27 | 8:00 | 7.7 | 45.86 |  |  | 1999-05-27 | 8:00 | 16.1 | 60.98 | [5 empty] | 15 | 59 |  |  |  | 16 | 60.8 |  |  |  |  | 15 | 59 |  |  |  |  | 20 | 68 | [5 empty] | 20.6 | 69.08 |  |  |  | 14.4 | 57.92 |  |  |  |  | 20.6 | 69.08 |  |  |  |  | 15 | 59
1994-05-27 | 9:00 | 11.1 | 51.98 | WEEKDAY | #N/A | 1987-05-27 | 9:00 | 12.8 | 55.04 |  |  | 1994-05-27 | 9:00 | 8.8 | 47.84 |  |  | 1999-05-27 | 9:00 | 17.8 | 64.04 | [5 empty] | 15.6 | 60.08 |  |  |  | 18 | 64.4 |  |  |  |  | 17.2 | 62.96 |  |  |  |  | 22.8 | 73.04 | [5 empty] | 21.7 | 71.06 |  |  |  | 17.2 | 62.96 |  |  |  |  | 22.2 | 71.96 |  |  |  |  | 16.1 | 60.98
1994-05-27 | 10:00 | 12.8 | 55.04 | WEEKDAY | #N/A | 1987-05-27 | 10:00 | 11.7 | 53.06 |  |  | 1994-05-27 | 10:00 | 10.5 | 50.9 |  |  | 1999-05-27 | 10:00 | 18.3 | 64.94 | [5 empty] | 17.2 | 62.96 |  |  |  | 19 | 66.2 |  |  |  |  | 19.4 | 66.92 |  |  |  |  | 24.4 | 75.92 | [5 empty] | 21.7 | 71.06 |  |  |  | 18.3 | 64.94 |  |  |  |  | 23.9 | 75.02 |  |  |  |  | 17.2 | 62.96
1994-05-27 | 11:00 | 13.3 | 55.94 | WEEKDAY | #N/A | 1987-05-27 | 11:00 | 11.7 | 53.06 |  |  | 1994-05-27 | 11:00 | 12.7 | 54.86 |  |  | 1999-05-27 | 11:00 | 17.8 | 64.04 | [5 empty] | 20 | 68 |  |  |  | 19 | 66.2 |  |  |  |  | 20.6 | 69.08 |  |  |  |  | 25 | 77 | [5 empty] | 18.3 | 64.94 |  |  |  | 20 | 68 |  |  |  |  | 25 | 77 |  |  |  |  | 19.4 | 66.92
1994-05-27 | 12:00 | 15 | 59 | WEEKDAY | #N/A | 1987-05-27 | 12:00 | 12.8 | 55.04 |  |  | 1994-05-27 | 12:00 | 12.7 | 54.86 |  |  | 1999-05-27 | 12:00 | 19.4 | 66.92 | [5 empty] | 20.6 | 69.08 |  |  |  | 21 | 69.8 |  |  |  |  | 22.2 | 71.96 |  |  |  |  | 26.1 | 78.98 | [5 empty] | 17.8 | 64.04 |  |  |  | 20.6 | 69.08 |  |  |  |  | 25 | 77 |  |  |  |  | 20.6 | 69.08
1994-05-27 | 13:00 | 15.6 | 60.08 | WEEKDAY | #N/A | 1987-05-27 | 13:00 | 13.9 | 57.02 |  |  | 1994-05-27 | 13:00 | 13.8 | 56.84 |  |  | 1999-05-27 | 13:00 | 20.6 | 69.08 | [5 empty] | 18.9 | 66.02 |  |  |  | 21 | 69.8 |  |  |  |  | 23.9 | 75.02 |  |  |  |  | 27.2 | 80.96 | [5 empty] | 18.3 | 64.94 |  |  |  | 21.7 | 71.06 |  |  |  |  | 25 | 77 |  |  |  |  | 21.7 | 71.06
1994-05-27 | 14:00 | 16.1 | 60.98 | WEEKDAY | #N/A | 1987-05-27 | 14:00 | 13.3 | 55.94 |  |  | 1994-05-27 | 14:00 | 15 | 59 |  |  | 1999-05-27 | 14:00 | 22.2 | 71.96 | [5 empty] | 19.4 | 66.92 |  |  |  | 21 | 69.8 |  |  |  |  | 24.4 | 75.92 |  |  |  |  | 18.9 | 66.02 | [5 empty] | 20.6 | 69.08 |  |  |  | 21.7 | 71.06 |  |  |  |  | 25.6 | 78.08 |  |  |  |  | 21.7 | 71.06
1994-05-27 | 15:00 | 17.2 | 62.96 | WEEKDAY | #N/A | 1987-05-27 | 15:00 | 14.4 | 57.92 |  |  | 1994-05-27 | 15:00 | 15.5 | 59.9 |  |  | 1999-05-27 | 15:00 | 21.7 | 71.06 | [5 empty] | 17.8 | 64.04 |  |  |  | 22 | 71.6 |  |  |  |  | 25.6 | 78.08 |  |  |  |  | 18.9 | 66.02 | [5 empty] | 20 | 68 |  |  |  | 21.7 | 71.06 |  |  |  |  | 23.9 | 75.02 |  |  |  |  | 22.2 | 71.96
1994-05-27 | 16:00 | 17.8 | 64.04 | WEEKDAY | #N/A | 1987-05-27 | 16:00 | 15 | 59 |  |  | 1994-05-27 | 16:00 | 16.6 | 61.88 |  |  | 1999-05-27 | 16:00 | 21.7 | 71.06 | [5 empty] | 18.3 | 64.94 |  |  |  | 23 | 73.4 |  |  |  |  | 25.6 | 78.08 |  |  |  |  | 18.9 | 66.02 | [5 empty] | 18.3 | 64.94 |  |  |  | 21.7 | 71.06 |  |  |  |  | 23.3 | 73.94 |  |  |  |  | 22.2 | 71.96
1994-05-27 | 17:00 | 17.8 | 64.04 | WEEKDAY | #N/A | 1987-05-27 | 17:00 | 16.1 | 60.98 |  |  | 1994-05-27 | 17:00 | 16.1 | 60.98 |  |  | 1999-05-27 | 17:00 | 21.7 | 71.06 | [5 empty] | 18.3 | 64.94 |  |  |  | 22 | 71.6 |  |  |  |  | 25 | 77 |  |  |  |  | 20.6 | 69.08 | [5 empty] | 17.2 | 62.96 |  |  |  | 20.6 | 69.08 |  |  |  |  | 22.8 | 73.04 |  |  |  |  | 21.7 | 71.06
1994-05-27 | 18:00 | 18.3 | 64.94 | WEEKDAY | #N/A | 1987-05-27 | 18:00 | 15 | 59 |  |  | 1994-05-27 | 18:00 | 15.5 | 59.9 |  |  | 1999-05-27 | 18:00 | 21.1 | 69.98 | [5 empty] | 16.1 | 60.98 |  |  |  | 22 | 71.6 |  |  |  |  | 24.4 | 75.92 |  |  |  |  | 20.6 | 69.08 | [5 empty] | 16.7 | 62.06 |  |  |  | 18.9 | 66.02 |  |  |  |  | 21.7 | 71.06 |  |  |  |  | 21.1 | 69.98
1994-05-27 | 19:00 | 17.2 | 62.96 | WEEKDAY | #N/A | 1987-05-27 | 19:00 | 15 | 59 |  |  | 1994-05-27 | 19:00 | 14.4 | 57.92 |  |  | 1999-05-27 | 19:00 | 20.6 | 69.08 | [5 empty] | 15.6 | 60.08 |  |  |  | 22.1 | 71.78 |  |  |  |  | 22.8 | 73.04 |  |  |  |  | 20.6 | 69.08 | [5 empty] | 16.1 | 60.98 |  |  |  | 18.3 | 64.94 |  |  |  |  | 20.6 | 69.08 |  |  |  |  | 20.6 | 69.08
1994-05-27 | 20:00 | 16.7 | 62.06 | WEEKDAY | #N/A | 1987-05-27 | 20:00 | 14.4 | 57.92 |  |  | 1994-05-27 | 20:00 | 12.7 | 54.86 |  |  | 1999-05-27 | 20:00 | 20 | 68 | [5 empty] | 15.6 | 60.08 |  |  |  | 22 | 71.6 |  |  |  |  | 21.7 | 71.06 |  |  |  |  | 19.4 | 66.92 | [5 empty] | 16.1 | 60.98 |  |  |  | 16.7 | 62.06 |  |  |  |  | 18.9 | 66.02 |  |  |  |  | 16.7 | 62.06
1994-05-27 | 21:00 | 15.6 | 60.08 | WEEKDAY | #N/A | 1987-05-27 | 21:00 | 13.9 | 57.02 |  |  | 1994-05-27 | 21:00 | 12.2 | 53.96 |  |  | 1999-05-27 | 21:00 | 19.4 | 66.92 | [5 empty] | 15 | 59 |  |  |  | 17 | 62.6 |  |  |  |  | 20.6 | 69.08 |  |  |  |  | 18.9 | 66.02 | [5 empty] | 15.6 | 60.08 |  |  |  | 15.6 | 60.08 |  |  |  |  | 17.2 | 62.96 |  |  |  |  | 13.9 | 57.02
1994-05-27 | 22:00 | 14.4 | 57.92 | WEEKDAY | #N/A | 1987-05-27 | 22:00 | 13.9 | 57.02 |  |  | 1994-05-27 | 22:00 | 11.1 | 51.98 |  |  | 1999-05-27 | 22:00 | 18.9 | 66.02 | [5 empty] | 15 | 59 |  |  |  | 17 | 62.6 |  |  |  |  | 19.4 | 66.92 |  |  |  |  | 18.3 | 64.94 | [5 empty] | 15 | 59 |  |  |  | 15.6 | 60.08 |  |  |  |  | 16.1 | 60.98 |  |  |  |  | 11.7 | 53.06
1994-05-27 | 23:00 | 13.9 | 57.02 | WEEKDAY | #N/A | 1987-05-27 | 23:00 | 13.9 | 57.02 |  |  | 1994-05-27 | 23:00 | 9.4 | 48.92 |  |  | 1999-05-27 | 23:00 | 18.3 | 64.94 | [5 empty] | 14.4 | 57.92 |  |  |  | 13 | 55.4 |  |  |  |  | 17.8 | 64.04 |  |  |  |  | 17.8 | 64.04 | [5 empty] | 15 | 59 |  |  |  | 15 | 59 |  |  |  |  | 15.6 | 60.08 |  |  |  |  | 10 | 50
1994-05-27 | 24:00 | 13.3 | 55.94 | WEEKDAY | #N/A | 1987-05-27 | 24:00 | 14.4 | 57.92 |  |  | 1994-05-27 | 24:00 | 10 | 50 |  |  | 1999-05-27 | 24:00 | 17.8 | 64.04 | [5 empty] | 14.4 | 57.92 |  |  |  | 11 | 51.8 |  |  |  |  | 17.2 | 62.96 |  |  |  |  | 16.7 | 62.06 | [5 empty] | 15 | 59 |  |  |  | 14.4 | 57.92 |  |  |  |  | 15.6 | 60.08 |  |  |  |  | 8.9 | 48.02
1994-05-28 | 1:00 | 12.8 | 55.04 | SATURDAY | #N/A | 1987-05-28 | 1:00 | 14.4 | 57.92 |  |  | 1994-05-28 | 1:00 | 8.8 | 47.84 |  |  | 1999-05-28 | 1:00 | 16.1 | 60.98 | [5 empty] | 15 | 59 |  |  |  | 9 | 48.2 |  |  |  |  | 16.7 | 62.06 |  |  |  |  | 15.6 | 60.08 | [5 empty] | 15 | 59 |  |  |  | 14.4 | 57.92 |  |  |  |  | 15 | 59 |  |  |  |  | 8.3 | 46.94
1994-05-28 | 2:00 | 12.2 | 53.96 | SATURDAY | #N/A | 1987-05-28 | 2:00 | 15 | 59 |  |  | 1994-05-28 | 2:00 | 6.6 | 43.88 |  |  | 1999-05-28 | 2:00 | 15 | 59 | [5 empty] | 14.4 | 57.92 |  |  |  | 8 | 46.4 |  |  |  |  | 16.7 | 62.06 |  |  |  |  | 15 | 59 | [5 empty] | 15 | 59 |  |  |  | 14.4 | 57.92 |  |  |  |  | 13.9 | 57.02 |  |  |  |  | 6.7 | 44.06
1994-05-28 | 3:00 | 11.7 | 53.06 | SATURDAY | #N/A | 1987-05-28 | 3:00 | 15 | 59 |  |  | 1994-05-28 | 3:00 | 5 | 41 |  |  | 1999-05-28 | 3:00 | 14.4 | 57.92 | [5 empty] | 14.4 | 57.92 |  |  |  | 8 | 46.4 |  |  |  |  | 16.1 | 60.98 |  |  |  |  | 15 | 59 | [5 empty] | 14.4 | 57.92 |  |  |  | 15 | 59 |  |  |  |  | 13.3 | 55.94 |  |  |  |  | 6.7 | 44.06
1994-05-28 | 4:00 | 11.1 | 51.98 | SATURDAY | #N/A | 1987-05-28 | 4:00 | 15.6 | 60.08 |  |  | 1994-05-28 | 4:00 | 4.4 | 39.92 |  |  | 1999-05-28 | 4:00 | 15 | 59 | [5 empty] | 14.4 | 57.92 |  |  |  | 7 | 44.6 |  |  |  |  | 14.4 | 57.92 |  |  |  |  | 14.4 | 57.92 | [5 empty] | 14.4 | 57.92 |  |  |  | 16.1 | 60.98 |  |  |  |  | 12.8 | 55.04 |  |  |  |  | 6.1 | 42.98
1994-05-28 | 5:00 | 10.6 | 51.08 | SATURDAY | #N/A | 1987-05-28 | 5:00 | 16.1 | 60.98 |  |  | 1994-05-28 | 5:00 | 3.3 | 37.94 |  |  | 1999-05-28 | 5:00 | 15 | 59 | [5 empty] | 13.3 | 55.94 |  |  |  | 6 | 42.8 |  |  |  |  | 15 | 59 |  |  |  |  | 14.4 | 57.92 | [5 empty] | 14.4 | 57.92 |  |  |  | 16.1 | 60.98 |  |  |  |  | 12.8 | 55.04 |  |  |  |  | 7.8 | 46.04
1994-05-28 | 6:00 | 11.1 | 51.98 | SATURDAY | #N/A | 1987-05-28 | 6:00 | 16.7 | 62.06 |  |  | 1994-05-28 | 6:00 | 7.7 | 45.86 |  |  | 1999-05-28 | 6:00 | 16.1 | 60.98 | [5 empty] | 14.4 | 57.92 |  |  |  | 8 | 46.4 |  |  |  |  | 13.9 | 57.02 |  |  |  |  | 14.4 | 57.92 | [5 empty] | 14.4 | 57.92 |  |  |  | 16.7 | 62.06 |  |  |  |  | 13.9 | 57.02 |  |  |  |  | 12.2 | 53.96
1994-05-28 | 7:00 | 13.3 | 55.94 | SATURDAY | #N/A | 1987-05-28 | 7:00 | 17.8 | 64.04 |  |  | 1994-05-28 | 7:00 | 10.5 | 50.9 |  |  | 1999-05-28 | 7:00 | 18.3 | 64.94 | [5 empty] | 16.1 | 60.98 |  |  |  | 13 | 55.4 |  |  |  |  | 17.2 | 62.96 |  |  |  |  | 13.9 | 57.02 | [5 empty] | 14.4 | 57.92 |  |  |  | 17.8 | 64.04 |  |  |  |  | 16.1 | 60.98 |  |  |  |  | 14.4 | 57.92
1994-05-28 | 8:00 | 15 | 59 | SATURDAY | #N/A | 1987-05-28 | 8:00 | 18.9 | 66.02 |  |  | 1994-05-28 | 8:00 | 13.3 | 55.94 |  |  | 1999-05-28 | 8:00 | 19.4 | 66.92 | [5 empty] | 16.7 | 62.06 |  |  |  | 14 | 57.2 |  |  |  |  | 18.9 | 66.02 |  |  |  |  | 14.4 | 57.92 | [5 empty] | 14.4 | 57.92 |  |  |  | 18.3 | 64.94 |  |  |  |  | 20 | 68 |  |  |  |  | 17.8 | 64.04
1994-05-28 | 9:00 | 16.1 | 60.98 | SATURDAY | #N/A | 1987-05-28 | 9:00 | 20.6 | 69.08 |  |  | 1994-05-28 | 9:00 | 14.4 | 57.92 |  |  | 1999-05-28 | 9:00 | 20.6 | 69.08 | [5 empty] | 17.2 | 62.96 |  |  |  | 15 | 59 |  |  |  |  | 20.6 | 69.08 |  |  |  |  | 13.9 | 57.02 | [5 empty] | 13.3 | 55.94 |  |  |  | 17.8 | 64.04 |  |  |  |  | 22.2 | 71.96 |  |  |  |  | 21.7 | 71.06
1994-05-28 | 10:00 | 17.2 | 62.96 | SATURDAY | #N/A | 1987-05-28 | 10:00 | 22.2 | 71.96 |  |  | 1994-05-28 | 10:00 | 14.4 | 57.92 |  |  | 1999-05-28 | 10:00 | 22.2 | 71.96 | [5 empty] | 17.2 | 62.96 |  |  |  | 16.6 | 61.88 |  |  |  |  | 22.8 | 73.04 |  |  |  |  | 13.3 | 55.94 | [5 empty] | 13.3 | 55.94 |  |  |  | 16.7 | 62.06 |  |  |  |  | 22.8 | 73.04 |  |  |  |  | 22.8 | 73.04
1994-05-28 | 11:00 | 18.3 | 64.94 | SATURDAY | #N/A | 1987-05-28 | 11:00 | 25.6 | 78.08 |  |  | 1994-05-28 | 11:00 | 16.6 | 61.88 |  |  | 1999-05-28 | 11:00 | 23.9 | 75.02 | [5 empty] | 16.1 | 60.98 |  |  |  | 18 | 64.4 |  |  |  |  | 24.4 | 75.92 |  |  |  |  | 13.3 | 55.94 | [5 empty] | 15 | 59 |  |  |  | 15 | 59 |  |  |  |  | 23.9 | 75.02 |  |  |  |  | 23.3 | 73.94
1994-05-28 | 12:00 | 18.9 | 66.02 | SATURDAY | #N/A | 1987-05-28 | 12:00 | 26.1 | 78.98 |  |  | 1994-05-28 | 12:00 | 18.3 | 64.94 |  |  | 1999-05-28 | 12:00 | 24.4 | 75.92 | [5 empty] | 15.6 | 60.08 |  |  |  | 18 | 64.4 |  |  |  |  | 25 | 77 |  |  |  |  | 13.3 | 55.94 | [5 empty] | 16.1 | 60.98 |  |  |  | 13.9 | 57.02 |  |  |  |  | 25.6 | 78.08 |  |  |  |  | 24.4 | 75.92
1994-05-28 | 13:00 | 20 | 68 | SATURDAY | #N/A | 1987-05-28 | 13:00 | 28.3 | 82.94 |  |  | 1994-05-28 | 13:00 | 19.4 | 66.92 |  |  | 1999-05-28 | 13:00 | 25 | 77 | [5 empty] | 16.1 | 60.98 |  |  |  | 18 | 64.4 |  |  |  |  | 26.1 | 78.98 |  |  |  |  | 13.3 | 55.94 | [5 empty] | 17.2 | 62.96 |  |  |  | 13.3 | 55.94 |  |  |  |  | 26.1 | 78.98 |  |  |  |  | 24.4 | 75.92
1994-05-28 | 14:00 | 21.1 | 69.98 | SATURDAY | #N/A | 1987-05-28 | 14:00 | 28.9 | 84.02 |  |  | 1994-05-28 | 14:00 | 20 | 68 |  |  | 1999-05-28 | 14:00 | 25.6 | 78.08 | [5 empty] | 16.1 | 60.98 |  |  |  | 19 | 66.2 |  |  |  |  | 26.7 | 80.06 |  |  |  |  | 12.8 | 55.04 | [5 empty] | 18.9 | 66.02 |  |  |  | 13.9 | 57.02 |  |  |  |  | 27.2 | 80.96 |  |  |  |  | 24.4 | 75.92
1994-05-28 | 15:00 | 21.1 | 69.98 | SATURDAY | #N/A | 1987-05-28 | 15:00 | 30 | 86 |  |  | 1994-05-28 | 15:00 | 20 | 68 |  |  | 1999-05-28 | 15:00 | 26.7 | 80.06 | [5 empty] | 18.3 | 64.94 |  |  |  | 19 | 66.2 |  |  |  |  | 26.7 | 80.06 |  |  |  |  | 13.3 | 55.94 | [5 empty] | 21.1 | 69.98 |  |  |  | 15 | 59 |  |  |  |  | 27.8 | 82.04 |  |  |  |  | 22.2 | 71.96
1994-05-28 | 16:00 | 20.6 | 69.08 | SATURDAY | #N/A | 1987-05-28 | 16:00 | 30 | 86 |  |  | 1994-05-28 | 16:00 | 17.7 | 63.86 |  |  | 1999-05-28 | 16:00 | 23.9 | 75.02 | [5 empty] | 18.3 | 64.94 |  |  |  | 19 | 66.2 |  |  |  |  | 27.2 | 80.96 |  |  |  |  | 13.9 | 57.02 | [5 empty] | 21.7 | 71.06 |  |  |  | 15 | 59 |  |  |  |  | 27.2 | 80.96 |  |  |  |  | 19.4 | 66.92
1994-05-28 | 17:00 | 22.2 | 71.96 | SATURDAY | #N/A | 1987-05-28 | 17:00 | 29.4 | 84.92 |  |  | 1994-05-28 | 17:00 | 17.2 | 62.96 |  |  | 1999-05-28 | 17:00 | 21.1 | 69.98 | [5 empty] | 18.9 | 66.02 |  |  |  | 18 | 64.4 |  |  |  |  | 26.7 | 80.06 |  |  |  |  | 14.4 | 57.92 | [5 empty] | 20.6 | 69.08 |  |  |  | 15.6 | 60.08 |  |  |  |  | 26.7 | 80.06 |  |  |  |  | 16.1 | 60.98
1994-05-28 | 18:00 | 21.1 | 69.98 | SATURDAY | #N/A | 1987-05-28 | 18:00 | 28.9 | 84.02 |  |  | 1994-05-28 | 18:00 | 17.7 | 63.86 |  |  | 1999-05-28 | 18:00 | 20 | 68 | [5 empty] | 17.8 | 64.04 |  |  |  | 17 | 62.6 |  |  |  |  | 26.1 | 78.98 |  |  |  |  | 15.6 | 60.08 | [5 empty] | 18.9 | 66.02 |  |  |  | 15.6 | 60.08 |  |  |  |  | 26.1 | 78.98 |  |  |  |  | 15 | 59
1994-05-28 | 19:00 | 20.6 | 69.08 | SATURDAY | #N/A | 1987-05-28 | 19:00 | 27.8 | 82.04 |  |  | 1994-05-28 | 19:00 | 17.7 | 63.86 |  |  | 1999-05-28 | 19:00 | 19.4 | 66.92 | [5 empty] | 16.1 | 60.98 |  |  |  | 16 | 60.8 |  |  |  |  | 23.9 | 75.02 |  |  |  |  | 15 | 59 | [5 empty] | 16.7 | 62.06 |  |  |  | 16.1 | 60.98 |  |  |  |  | 24.4 | 75.92 |  |  |  |  | 13.9 | 57.02
1994-05-28 | 20:00 | 19.4 | 66.92 | SATURDAY | #N/A | 1987-05-28 | 20:00 | 26.7 | 80.06 |  |  | 1994-05-28 | 20:00 | 16.1 | 60.98 |  |  | 1999-05-28 | 20:00 | 17.8 | 64.04 | [5 empty] | 14.4 | 57.92 |  |  |  | 16 | 60.8 |  |  |  |  | 21.7 | 71.06 |  |  |  |  | 14.4 | 57.92 | [5 empty] | 13.9 | 57.02 |  |  |  | 16.1 | 60.98 |  |  |  |  | 21.7 | 71.06 |  |  |  |  | 13.9 | 57.02
1994-05-28 | 21:00 | 18.3 | 64.94 | SATURDAY | #N/A | 1987-05-28 | 21:00 | 26.1 | 78.98 |  |  | 1994-05-28 | 21:00 | 15.5 | 59.9 |  |  | 1999-05-28 | 21:00 | 18.3 | 64.94 | [5 empty] | 13.3 | 55.94 |  |  |  | 15 | 59 |  |  |  |  | 21.1 | 69.98 |  |  |  |  | 12.8 | 55.04 | [5 empty] | 12.2 | 53.96 |  |  |  | 16.1 | 60.98 |  |  |  |  | 20 | 68 |  |  |  |  | 13.3 | 55.94
1994-05-28 | 22:00 | 17.8 | 64.04 | SATURDAY | #N/A | 1987-05-28 | 22:00 | 26.1 | 78.98 |  |  | 1994-05-28 | 22:00 | 16.1 | 60.98 |  |  | 1999-05-28 | 22:00 | 17.2 | 62.96 | [5 empty] | 13.3 | 55.94 |  |  |  | 14 | 57.2 |  |  |  |  | 18.9 | 66.02 |  |  |  |  | 12.2 | 53.96 | [5 empty] | 9.4 | 48.92 |  |  |  | 16.1 | 60.98 |  |  |  |  | 18.3 | 64.94 |  |  |  |  | 12.8 | 55.04
1994-05-28 | 23:00 | 17.2 | 62.96 | SATURDAY | #N/A | 1987-05-28 | 23:00 | 25.6 | 78.08 |  |  | 1994-05-28 | 23:00 | 14.4 | 57.92 |  |  | 1999-05-28 | 23:00 | 16.7 | 62.06 | [5 empty] | 12.8 | 55.04 |  |  |  | 14 | 57.2 |  |  |  |  | 18.9 | 66.02 |  |  |  |  | 10 | 50 | [5 empty] | 7.8 | 46.04 |  |  |  | 16.1 | 60.98 |  |  |  |  | 17.2 | 62.96 |  |  |  |  | 12.8 | 55.04
1994-05-28 | 24:00 | 16.7 | 62.06 | SATURDAY | #N/A | 1987-05-28 | 24:00 | 25 | 77 |  |  | 1994-05-28 | 24:00 | 13.8 | 56.84 |  |  | 1999-05-28 | 24:00 | 15.6 | 60.08 | [5 empty] | 12.2 | 53.96 |  |  |  | 13 | 55.4 |  |  |  |  | 19.4 | 66.92 |  |  |  |  | 9.4 | 48.92 | [5 empty] | 7.2 | 44.96 |  |  |  | 17.8 | 64.04 |  |  |  |  | 16.7 | 62.06 |  |  |  |  | 13.3 | 55.94
1994-05-29 | 1:00 | 16.7 | 62.06 | SUNDAY | #N/A | 1987-05-29 | 1:00 | 21.7 | 71.06 |  |  | 1994-05-29 | 1:00 | 12.2 | 53.96 |  |  | 1999-05-29 | 1:00 | 15.6 | 60.08 | [5 empty] | 11.1 | 51.98 |  |  |  | 13 | 55.4 |  |  |  |  | 18.9 | 66.02 |  |  |  |  | 6.7 | 44.06 | [5 empty] | 7.2 | 44.96 |  |  |  | 18.9 | 66.02 |  |  |  |  | 15.6 | 60.08 |  |  |  |  | 13.3 | 55.94
1994-05-29 | 2:00 | 15.6 | 60.08 | SUNDAY | #N/A | 1987-05-29 | 2:00 | 24.4 | 75.92 |  |  | 1994-05-29 | 2:00 | 11.1 | 51.98 |  |  | 1999-05-29 | 2:00 | 16.7 | 62.06 | [5 empty] | 11.1 | 51.98 |  |  |  | 13 | 55.4 |  |  |  |  | 16.7 | 62.06 |  |  |  |  | 7.8 | 46.04 | [5 empty] | 6.7 | 44.06 |  |  |  | 18.3 | 64.94 |  |  |  |  | 15.6 | 60.08 |  |  |  |  | 15.6 | 60.08
1994-05-29 | 3:00 | 16.1 | 60.98 | SUNDAY | #N/A | 1987-05-29 | 3:00 | 23.3 | 73.94 |  |  | 1994-05-29 | 3:00 | 9.4 | 48.92 |  |  | 1999-05-29 | 3:00 | 16.1 | 60.98 | [5 empty] | 10 | 50 |  |  |  | 12.5 | 54.5 |  |  |  |  | 15.6 | 60.08 |  |  |  |  | 7.8 | 46.04 | [5 empty] | 6.1 | 42.98 |  |  |  | 16.7 | 62.06 |  |  |  |  | 15 | 59 |  |  |  |  | 13.3 | 55.94
1994-05-29 | 4:00 | 15 | 59 | SUNDAY | #N/A | 1987-05-29 | 4:00 | 22.2 | 71.96 |  |  | 1994-05-29 | 4:00 | 9.4 | 48.92 |  |  | 1999-05-29 | 4:00 | 16.1 | 60.98 | [5 empty] | 10.6 | 51.08 |  |  |  | 12 | 53.6 |  |  |  |  | 16.7 | 62.06 |  |  |  |  | 6.7 | 44.06 | [5 empty] | 4.4 | 39.92 |  |  |  | 17.2 | 62.96 |  |  |  |  | 14.4 | 57.92 |  |  |  |  | 13.9 | 57.02
1994-05-29 | 5:00 | 14.4 | 57.92 | SUNDAY | #N/A | 1987-05-29 | 5:00 | 22.2 | 71.96 |  |  | 1994-05-29 | 5:00 | 8.3 | 46.94 |  |  | 1999-05-29 | 5:00 | 14.4 | 57.92 | [5 empty] | 10.6 | 51.08 |  |  |  | 11.5 | 52.7 |  |  |  |  | 15 | 59 |  |  |  |  | 8.3 | 46.94 | [5 empty] | 5 | 41 |  |  |  | 17.2 | 62.96 |  |  |  |  | 13.9 | 57.02 |  |  |  |  | 13.3 | 55.94
1994-05-29 | 6:00 | 15.6 | 60.08 | SUNDAY | #N/A | 1987-05-29 | 6:00 | 23.3 | 73.94 |  |  | 1994-05-29 | 6:00 | 11.1 | 51.98 |  |  | 1999-05-29 | 6:00 | 18.9 | 66.02 | [5 empty] | 13.3 | 55.94 |  |  |  | 12 | 53.6 |  |  |  |  | 13.9 | 57.02 |  |  |  |  | 8.3 | 46.94 | [5 empty] | 7.2 | 44.96 |  |  |  | 17.8 | 64.04 |  |  |  |  | 14.4 | 57.92 |  |  |  |  | 14.4 | 57.92
1994-05-29 | 7:00 | 17.8 | 64.04 | SUNDAY | #N/A | 1987-05-29 | 7:00 | 24.4 | 75.92 |  |  | 1994-05-29 | 7:00 | 14.4 | 57.92 |  |  | 1999-05-29 | 7:00 | 21.7 | 71.06 | [5 empty] | 16.1 | 60.98 |  |  |  | 13 | 55.4 |  |  |  |  | 16.7 | 62.06 |  |  |  |  | 10.6 | 51.08 | [5 empty] | 11.1 | 51.98 |  |  |  | 19.4 | 66.92 |  |  |  |  | 17.8 | 64.04 |  |  |  |  | 16.7 | 62.06
1994-05-29 | 8:00 | 18.9 | 66.02 | SUNDAY | #N/A | 1987-05-29 | 8:00 | 27.2 | 80.96 |  |  | 1994-05-29 | 8:00 | 16.6 | 61.88 |  |  | 1999-05-29 | 8:00 | 23.9 | 75.02 | [5 empty] | 18.3 | 64.94 |  |  |  | 13 | 55.4 |  |  |  |  | 19.4 | 66.92 |  |  |  |  | 12.8 | 55.04 | [5 empty] | 12.8 | 55.04 |  |  |  | 20 | 68 |  |  |  |  | 21.1 | 69.98 |  |  |  |  | 18.3 | 64.94
1994-05-29 | 9:00 | 20.6 | 69.08 | SUNDAY | #N/A | 1987-05-29 | 9:00 | 28.3 | 82.94 |  |  | 1994-05-29 | 9:00 | 19.4 | 66.92 |  |  | 1999-05-29 | 9:00 | 26.1 | 78.98 | [5 empty] | 20 | 68 |  |  |  | 14 | 57.2 |  |  |  |  | 21.7 | 71.06 |  |  |  |  | 14.4 | 57.92 | [5 empty] | 15 | 59 |  |  |  | 17.2 | 62.96 |  |  |  |  | 23.9 | 75.02 |  |  |  |  | 21.1 | 69.98
1994-05-29 | 10:00 | 22.8 | 73.04 | SUNDAY | #N/A | 1987-05-29 | 10:00 | 31.1 | 87.98 |  |  | 1994-05-29 | 10:00 | 21.6 | 70.88 |  |  | 1999-05-29 | 10:00 | 26.7 | 80.06 | [5 empty] | 20.6 | 69.08 |  |  |  | 16 | 60.8 |  |  |  |  | 22.8 | 73.04 |  |  |  |  | 16.1 | 60.98 | [5 empty] | 16.7 | 62.06 |  |  |  | 18.3 | 64.94 |  |  |  |  | 25.6 | 78.08 |  |  |  |  | 21.7 | 71.06
1994-05-29 | 11:00 | 24.4 | 75.92 | SUNDAY | #N/A | 1987-05-29 | 11:00 | 32.2 | 89.96 |  |  | 1994-05-29 | 11:00 | 22.2 | 71.96 |  |  | 1999-05-29 | 11:00 | 27.8 | 82.04 | [5 empty] | 19.4 | 66.92 |  |  |  | 16 | 60.8 |  |  |  |  | 24.4 | 75.92 |  |  |  |  | 17.2 | 62.96 | [5 empty] | 17.2 | 62.96 |  |  |  | 18.9 | 66.02 |  |  |  |  | 27.2 | 80.96 |  |  |  |  | 21.7 | 71.06
1994-05-29 | 12:00 | 25 | 77 | SUNDAY | #N/A | 1987-05-29 | 12:00 | 32.8 | 91.04 |  |  | 1994-05-29 | 12:00 | 22.7 | 72.86 |  |  | 1999-05-29 | 12:00 | 28.9 | 84.02 | [5 empty] | 19.4 | 66.92 |  |  |  | 17 | 62.6 |  |  |  |  | 25.6 | 78.08 |  |  |  |  | 17.8 | 64.04 | [5 empty] | 18.3 | 64.94 |  |  |  | 18.3 | 64.94 |  |  |  |  | 27.8 | 82.04 |  |  |  |  | 21.1 | 69.98
1994-05-29 | 13:00 | 25.6 | 78.08 | SUNDAY | #N/A | 1987-05-29 | 13:00 | 33.9 | 93.02 |  |  | 1994-05-29 | 13:00 | 24.4 | 75.92 |  |  | 1999-05-29 | 13:00 | 27.2 | 80.96 | [5 empty] | 21.1 | 69.98 |  |  |  | 18 | 64.4 |  |  |  |  | 25.6 | 78.08 |  |  |  |  | 18.9 | 66.02 | [5 empty] | 19.4 | 66.92 |  |  |  | 17.2 | 62.96 |  |  |  |  | 28.9 | 84.02 |  |  |  |  | 22.8 | 73.04
1994-05-29 | 14:00 | 25 | 77 | SUNDAY | #N/A | 1987-05-29 | 14:00 | 34.4 | 93.92 |  |  | 1994-05-29 | 14:00 | 24.4 | 75.92 |  |  | 1999-05-29 | 14:00 | 26.1 | 78.98 | [5 empty] | 21.1 | 69.98 |  |  |  | 18 | 64.4 |  |  |  |  | 26.7 | 80.06 |  |  |  |  | 20 | 68 | [5 empty] | 20 | 68 |  |  |  | 16.1 | 60.98 |  |  |  |  | 28.9 | 84.02 |  |  |  |  | 25 | 77
1994-05-29 | 15:00 | 24.4 | 75.92 | SUNDAY | #N/A | 1987-05-29 | 15:00 | 33.9 | 93.02 |  |  | 1994-05-29 | 15:00 | 25 | 77 |  |  | 1999-05-29 | 15:00 | 25.6 | 78.08 | [5 empty] | 20.6 | 69.08 |  |  |  | 18 | 64.4 |  |  |  |  | 25.6 | 78.08 |  |  |  |  | 20 | 68 | [5 empty] | 21.1 | 69.98 |  |  |  | 16.1 | 60.98 |  |  |  |  | 28.9 | 84.02 |  |  |  |  | 22.2 | 71.96
1994-05-29 | 16:00 | 24.4 | 75.92 | SUNDAY | #N/A | 1987-05-29 | 16:00 | 32.2 | 89.96 |  |  | 1994-05-29 | 16:00 | 22.2 | 71.96 |  |  | 1999-05-29 | 16:00 | 25 | 77 | [5 empty] | 17.2 | 62.96 |  |  |  | 18 | 64.4 |  |  |  |  | 25.6 | 78.08 |  |  |  |  | 20.6 | 69.08 | [5 empty] | 21.7 | 71.06 |  |  |  | 17.2 | 62.96 |  |  |  |  | 28.3 | 82.94 |  |  |  |  | 20 | 68
1994-05-29 | 17:00 | 23.3 | 73.94 | SUNDAY | #N/A | 1987-05-29 | 17:00 | 31.7 | 89.06 |  |  | 1994-05-29 | 17:00 | 21.6 | 70.88 |  |  | 1999-05-29 | 17:00 | 22.8 | 73.04 | [5 empty] | 15.6 | 60.08 |  |  |  | 18 | 64.4 |  |  |  |  | 26.1 | 78.98 |  |  |  |  | 21.1 | 69.98 | [5 empty] | 21.1 | 69.98 |  |  |  | 15 | 59 |  |  |  |  | 27.8 | 82.04 |  |  |  |  | 21.1 | 69.98
1994-05-29 | 18:00 | 21.1 | 69.98 | SUNDAY | #N/A | 1987-05-29 | 18:00 | 29.4 | 84.92 |  |  | 1994-05-29 | 18:00 | 21.1 | 69.98 |  |  | 1999-05-29 | 18:00 | 24.4 | 75.92 | [5 empty] | 16.1 | 60.98 |  |  |  | 17 | 62.6 |  |  |  |  | 25 | 77 |  |  |  |  | 20 | 68 | [5 empty] | 20 | 68 |  |  |  | 13.9 | 57.02 |  |  |  |  | 26.1 | 78.98 |  |  |  |  | 20.6 | 69.08
1994-05-29 | 19:00 | 20 | 68 | SUNDAY | #N/A | 1987-05-29 | 19:00 | 26.7 | 80.06 |  |  | 1994-05-29 | 19:00 | 18.8 | 65.84 |  |  | 1999-05-29 | 19:00 | 25 | 77 | [5 empty] | 15.6 | 60.08 |  |  |  | 17 | 62.6 |  |  |  |  | 23.3 | 73.94 |  |  |  |  | 18.3 | 64.94 | [5 empty] | 17.8 | 64.04 |  |  |  | 13.3 | 55.94 |  |  |  |  | 24.4 | 75.92 |  |  |  |  | 19.4 | 66.92
1994-05-29 | 20:00 | 20 | 68 | SUNDAY | #N/A | 1987-05-29 | 20:00 | 27.2 | 80.96 |  |  | 1994-05-29 | 20:00 | 17.2 | 62.96 |  |  | 1999-05-29 | 20:00 | 23.9 | 75.02 | [5 empty] | 14.4 | 57.92 |  |  |  | 12 | 53.6 |  |  |  |  | 21.1 | 69.98 |  |  |  |  | 13.3 | 55.94 | [5 empty] | 13.9 | 57.02 |  |  |  | 12.8 | 55.04 |  |  |  |  | 22.8 | 73.04 |  |  |  |  | 17.8 | 64.04
1994-05-29 | 21:00 | 20.6 | 69.08 | SUNDAY | #N/A | 1987-05-29 | 21:00 | 24.4 | 75.92 |  |  | 1994-05-29 | 21:00 | 16.1 | 60.98 |  |  | 1999-05-29 | 21:00 | 21.7 | 71.06 | [5 empty] | 14.4 | 57.92 |  |  |  | 10.3 | 50.54 |  |  |  |  | 20.6 | 69.08 |  |  |  |  | 11.7 | 53.06 | [5 empty] | 12.2 | 53.96 |  |  |  | 12.8 | 55.04 |  |  |  |  | 22.2 | 71.96 |  |  |  |  | 16.7 | 62.06
1994-05-29 | 22:00 | 20 | 68 | SUNDAY | #N/A | 1987-05-29 | 22:00 | 26.1 | 78.98 |  |  | 1994-05-29 | 22:00 | 15.5 | 59.9 |  |  | 1999-05-29 | 22:00 | 22.2 | 71.96 | [5 empty] | 13.9 | 57.02 |  |  |  | 9 | 48.2 |  |  |  |  | 21.7 | 71.06 |  |  |  |  | 10 | 50 | [5 empty] | 10.6 | 51.08 |  |  |  | 12.8 | 55.04 |  |  |  |  | 20 | 68 |  |  |  |  | 16.1 | 60.98
1994-05-29 | 23:00 | 19.4 | 66.92 | SUNDAY | #N/A | 1987-05-29 | 23:00 | 26.7 | 80.06 |  |  | 1994-05-29 | 23:00 | 14.4 | 57.92 |  |  | 1999-05-29 | 23:00 | 21.7 | 71.06 | [5 empty] | 13.9 | 57.02 |  |  |  | 9 | 48.2 |  |  |  |  | 20.6 | 69.08 |  |  |  |  | 8.9 | 48.02 | [5 empty] | 10 | 50 |  |  |  | 12.2 | 53.96 |  |  |  |  | 18.9 | 66.02 |  |  |  |  | 16.1 | 60.98
1994-05-29 | 24:00 | 18.9 | 66.02 | SUNDAY | #N/A | 1987-05-29 | 24:00 | 22.8 | 73.04 |  |  | 1994-05-29 | 24:00 | 14.4 | 57.92 |  |  | 1999-05-29 | 24:00 | 19.4 | 66.92 | [5 empty] | 13.3 | 55.94 |  |  |  | 8 | 46.4 |  |  |  |  | 19.4 | 66.92 |  |  |  |  | 8.9 | 48.02 | [5 empty] | 10 | 50 |  |  |  | 12.2 | 53.96 |  |  |  |  | 18.3 | 64.94 |  |  |  |  | 15.6 | 60.08
1994-05-30 | 1:00 | 18.3 | 64.94 | WEEKDAY | #N/A | 1987-05-30 | 1:00 | 22.8 | 73.04 |  |  | 1994-05-30 | 1:00 | 13.3 | 55.94 |  |  | 1999-05-30 | 1:00 | 18.9 | 66.02 | [5 empty] | 12.2 | 53.96 |  |  |  | 7 | 44.6 |  |  |  |  | 18.3 | 64.94 |  |  |  |  | 7.8 | 46.04 | [5 empty] | 10 | 50 |  |  |  | 12.2 | 53.96 |  |  |  |  | 17.8 | 64.04 |  |  |  |  | 15 | 59
1994-05-30 | 2:00 | 17.8 | 64.04 | WEEKDAY | #N/A | 1987-05-30 | 2:00 | 23.3 | 73.94 |  |  | 1994-05-30 | 2:00 | 13.3 | 55.94 |  |  | 1999-05-30 | 2:00 | 17.2 | 62.96 | [5 empty] | 11.7 | 53.06 |  |  |  | 6 | 42.8 |  |  |  |  | 16.7 | 62.06 |  |  |  |  | 7.2 | 44.96 | [5 empty] | 9.4 | 48.92 |  |  |  | 11.7 | 53.06 |  |  |  |  | 17.2 | 62.96 |  |  |  |  | 14.4 | 57.92
1994-05-30 | 3:00 | 17.8 | 64.04 | WEEKDAY | #N/A | 1987-05-30 | 3:00 | 22.8 | 73.04 |  |  | 1994-05-30 | 3:00 | 13.3 | 55.94 |  |  | 1999-05-30 | 3:00 | 18.3 | 64.94 | [5 empty] | 10.6 | 51.08 |  |  |  | 5 | 41 |  |  |  |  | 16.1 | 60.98 |  |  |  |  | 6.1 | 42.98 | [5 empty] | 8.9 | 48.02 |  |  |  | 12.2 | 53.96 |  |  |  |  | 17.8 | 64.04 |  |  |  |  | 15 | 59
1994-05-30 | 4:00 | 17.2 | 62.96 | WEEKDAY | #N/A | 1987-05-30 | 4:00 | 22.2 | 71.96 |  |  | 1994-05-30 | 4:00 | 13.3 | 55.94 |  |  | 1999-05-30 | 4:00 | 17.8 | 64.04 | [5 empty] | 10.6 | 51.08 |  |  |  | 6 | 42.8 |  |  |  |  | 15 | 59 |  |  |  |  | 6.1 | 42.98 | [5 empty] | 8.3 | 46.94 |  |  |  | 12.2 | 53.96 |  |  |  |  | 17.2 | 62.96 |  |  |  |  | 15 | 59
1994-05-30 | 5:00 | 16.1 | 60.98 | WEEKDAY | #N/A | 1987-05-30 | 5:00 | 22.8 | 73.04 |  |  | 1994-05-30 | 5:00 | 12.7 | 54.86 |  |  | 1999-05-30 | 5:00 | 17.8 | 64.04 | [5 empty] | 10.6 | 51.08 |  |  |  | 9 | 48.2 |  |  |  |  | 14.4 | 57.92 |  |  |  |  | 6.1 | 42.98 | [5 empty] | 7.8 | 46.04 |  |  |  | 12.2 | 53.96 |  |  |  |  | 16.7 | 62.06 |  |  |  |  | 15 | 59
1994-05-30 | 6:00 | 17.2 | 62.96 | WEEKDAY | #N/A | 1987-05-30 | 6:00 | 23.3 | 73.94 |  |  | 1994-05-30 | 6:00 | 15 | 59 |  |  | 1999-05-30 | 6:00 | 20 | 68 | [5 empty] | 11.1 | 51.98 |  |  |  | 9 | 48.2 |  |  |  |  | 16.1 | 60.98 |  |  |  |  | 8.9 | 48.02 | [5 empty] | 10 | 50 |  |  |  | 12.2 | 53.96 |  |  |  |  | 18.3 | 64.94 |  |  |  |  | 15 | 59
1994-05-30 | 7:00 | 19.4 | 66.92 | WEEKDAY | #N/A | 1987-05-30 | 7:00 | 25.6 | 78.08 |  |  | 1994-05-30 | 7:00 | 16.1 | 60.98 |  |  | 1999-05-30 | 7:00 | 22.8 | 73.04 | [5 empty] | 13.3 | 55.94 |  |  |  | 10 | 50 |  |  |  |  | 17.2 | 62.96 |  |  |  |  | 11.7 | 53.06 | [5 empty] | 12.8 | 55.04 |  |  |  | 12.2 | 53.96 |  |  |  |  | 21.1 | 69.98 |  |  |  |  | 15.6 | 60.08
1994-05-30 | 8:00 | 20.6 | 69.08 | WEEKDAY | #N/A | 1987-05-30 | 8:00 | 27.8 | 82.04 |  |  | 1994-05-30 | 8:00 | 17.7 | 63.86 |  |  | 1999-05-30 | 8:00 | 25 | 77 | [5 empty] | 13.9 | 57.02 |  |  |  | 11 | 51.8 |  |  |  |  | 18.9 | 66.02 |  |  |  |  | 13.9 | 57.02 | [5 empty] | 18.3 | 64.94 |  |  |  | 12.8 | 55.04 |  |  |  |  | 22.8 | 73.04 |  |  |  |  | 16.7 | 62.06
1994-05-30 | 9:00 | 22.8 | 73.04 | WEEKDAY | #N/A | 1987-05-30 | 9:00 | 30 | 86 |  |  | 1994-05-30 | 9:00 | 17.7 | 63.86 |  |  | 1999-05-30 | 9:00 | 26.1 | 78.98 | [5 empty] | 15 | 59 |  |  |  | 12 | 53.6 |  |  |  |  | 20.6 | 69.08 |  |  |  |  | 16.1 | 60.98 | [5 empty] | 19.4 | 66.92 |  |  |  | 14.4 | 57.92 |  |  |  |  | 23.9 | 75.02 |  |  |  |  | 17.2 | 62.96
1994-05-30 | 10:00 | 24.4 | 75.92 | WEEKDAY | #N/A | 1987-05-30 | 10:00 | 32.2 | 89.96 |  |  | 1994-05-30 | 10:00 | 21.6 | 70.88 |  |  | 1999-05-30 | 10:00 | 27.8 | 82.04 | [5 empty] | 15.6 | 60.08 |  |  |  | 13 | 55.4 |  |  |  |  | 22.8 | 73.04 |  |  |  |  | 18.9 | 66.02 | [5 empty] | 21.1 | 69.98 |  |  |  | 16.1 | 60.98 |  |  |  |  | 26.1 | 78.98 |  |  |  |  | 18.3 | 64.94
1994-05-30 | 11:00 | 26.1 | 78.98 | WEEKDAY | #N/A | 1987-05-30 | 11:00 | 33.3 | 91.94 |  |  | 1994-05-30 | 11:00 | 23.3 | 73.94 |  |  | 1999-05-30 | 11:00 | 28.9 | 84.02 | [5 empty] | 15 | 59 |  |  |  | 16 | 60.8 |  |  |  |  | 23.3 | 73.94 |  |  |  |  | 21.1 | 69.98 | [5 empty] | 22.2 | 71.96 |  |  |  | 18.9 | 66.02 |  |  |  |  | 26.7 | 80.06 |  |  |  |  | 20 | 68
1994-05-30 | 12:00 | 26.7 | 80.06 | WEEKDAY | #N/A | 1987-05-30 | 12:00 | 34.4 | 93.92 |  |  | 1994-05-30 | 12:00 | 24.4 | 75.92 |  |  | 1999-05-30 | 12:00 | 29.4 | 84.92 | [5 empty] | 17.2 | 62.96 |  |  |  | 17 | 62.6 |  |  |  |  | 26.1 | 78.98 |  |  |  |  | 22.8 | 73.04 | [5 empty] | 23.3 | 73.94 |  |  |  | 18.3 | 64.94 |  |  |  |  | 28.3 | 82.94 |  |  |  |  | 21.1 | 69.98
1994-05-30 | 13:00 | 27.2 | 80.96 | WEEKDAY | #N/A | 1987-05-30 | 13:00 | 35 | 95 |  |  | 1994-05-30 | 13:00 | 25 | 77 |  |  | 1999-05-30 | 13:00 | 30 | 86 | [5 empty] | 17.2 | 62.96 |  |  |  | 17 | 62.6 |  |  |  |  | 27.8 | 82.04 |  |  |  |  | 23.3 | 73.94 | [5 empty] | 23.9 | 75.02 |  |  |  | 17.8 | 64.04 |  |  |  |  | 28.9 | 84.02 |  |  |  |  | 23.3 | 73.94
1994-05-30 | 14:00 | 26.7 | 80.06 | WEEKDAY | #N/A | 1987-05-30 | 14:00 | 33.9 | 93.02 |  |  | 1994-05-30 | 14:00 | 23.8 | 74.84 |  |  | 1999-05-30 | 14:00 | 29.4 | 84.92 | [5 empty] | 17.2 | 62.96 |  |  |  | 19 | 66.2 |  |  |  |  | 28.9 | 84.02 |  |  |  |  | 23.3 | 73.94 | [5 empty] | 23.9 | 75.02 |  |  |  | 17.8 | 64.04 |  |  |  |  | 26.7 | 80.06 |  |  |  |  | 24.4 | 75.92
1994-05-30 | 15:00 | 25 | 77 | WEEKDAY | #N/A | 1987-05-30 | 15:00 | 33.9 | 93.02 |  |  | 1994-05-30 | 15:00 | 24.4 | 75.92 |  |  | 1999-05-30 | 15:00 | 28.3 | 82.94 | [5 empty] | 16.7 | 62.06 |  |  |  | 19 | 66.2 |  |  |  |  | 29.4 | 84.92 |  |  |  |  | 23.3 | 73.94 | [5 empty] | 23.9 | 75.02 |  |  |  | 17.8 | 64.04 |  |  |  |  | 26.1 | 78.98 |  |  |  |  | 25 | 77
1994-05-30 | 16:00 | 25 | 77 | WEEKDAY | #N/A | 1987-05-30 | 16:00 | 35 | 95 |  |  | 1994-05-30 | 16:00 | 22.7 | 72.86 |  |  | 1999-05-30 | 16:00 | 28.3 | 82.94 | [5 empty] | 16.7 | 62.06 |  |  |  | 19.1 | 66.38 |  |  |  |  | 30 | 86 |  |  |  |  | 23.3 | 73.94 | [5 empty] | 23.9 | 75.02 |  |  |  | 17.8 | 64.04 |  |  |  |  | 26.1 | 78.98 |  |  |  |  | 25.6 | 78.08
1994-05-30 | 17:00 | 21.1 | 69.98 | WEEKDAY | #N/A | 1987-05-30 | 17:00 | 33.9 | 93.02 |  |  | 1994-05-30 | 17:00 | 21.1 | 69.98 |  |  | 1999-05-30 | 17:00 | 25.6 | 78.08 | [5 empty] | 17.2 | 62.96 |  |  |  | 19 | 66.2 |  |  |  |  | 28.9 | 84.02 |  |  |  |  | 22.8 | 73.04 | [5 empty] | 24.4 | 75.92 |  |  |  | 17.2 | 62.96 |  |  |  |  | 26.7 | 80.06 |  |  |  |  | 25.6 | 78.08
1994-05-30 | 18:00 | 22.8 | 73.04 | WEEKDAY | #N/A | 1987-05-30 | 18:00 | 33.3 | 91.94 |  |  | 1994-05-30 | 18:00 | 20.5 | 68.9 |  |  | 1999-05-30 | 18:00 | 22.8 | 73.04 | [5 empty] | 16.7 | 62.06 |  |  |  | 18 | 64.4 |  |  |  |  | 27.2 | 80.96 |  |  |  |  | 21.7 | 71.06 | [5 empty] | 22.8 | 73.04 |  |  |  | 16.7 | 62.06 |  |  |  |  | 26.7 | 80.06 |  |  |  |  | 25.6 | 78.08
1994-05-30 | 19:00 | 22.2 | 71.96 | WEEKDAY | #N/A | 1987-05-30 | 19:00 | 29.4 | 84.92 |  |  | 1994-05-30 | 19:00 | 19.4 | 66.92 |  |  | 1999-05-30 | 19:00 | 21.7 | 71.06 | [5 empty] | 15.6 | 60.08 |  |  |  | 16.1 | 60.98 |  |  |  |  | 25.6 | 78.08 |  |  |  |  | 20.6 | 69.08 | [5 empty] | 21.7 | 71.06 |  |  |  | 15.6 | 60.08 |  |  |  |  | 25.6 | 78.08 |  |  |  |  | 23.3 | 73.94
1994-05-30 | 20:00 | 22.2 | 71.96 | WEEKDAY | #N/A | 1987-05-30 | 20:00 | 30.6 | 87.08 |  |  | 1994-05-30 | 20:00 | 18.3 | 64.94 |  |  | 1999-05-30 | 20:00 | 20 | 68 | [5 empty] | 14.4 | 57.92 |  |  |  | 14 | 57.2 |  |  |  |  | 22.8 | 73.04 |  |  |  |  | 18.9 | 66.02 | [5 empty] | 21.1 | 69.98 |  |  |  | 14.4 | 57.92 |  |  |  |  | 23.3 | 73.94 |  |  |  |  | 18.9 | 66.02
1994-05-30 | 21:00 | 21.7 | 71.06 | WEEKDAY | #N/A | 1987-05-30 | 21:00 | 27.8 | 82.04 |  |  | 1994-05-30 | 21:00 | 18.3 | 64.94 |  |  | 1999-05-30 | 21:00 | 19.4 | 66.92 | [5 empty] | 13.3 | 55.94 |  |  |  | 13 | 55.4 |  |  |  |  | 22.2 | 71.96 |  |  |  |  | 18.3 | 64.94 | [5 empty] | 20 | 68 |  |  |  | 13.3 | 55.94 |  |  |  |  | 22.2 | 71.96 |  |  |  |  | 18.9 | 66.02
1994-05-30 | 22:00 | 21.1 | 69.98 | WEEKDAY | #N/A | 1987-05-30 | 22:00 | 30.6 | 87.08 |  |  | 1994-05-30 | 22:00 | 17.7 | 63.86 |  |  | 1999-05-30 | 22:00 | 18.9 | 66.02 | [5 empty] | 13.3 | 55.94 |  |  |  | 9 | 48.2 |  |  |  |  | 21.7 | 71.06 |  |  |  |  | 16.7 | 62.06 | [5 empty] | 20 | 68 |  |  |  | 13.3 | 55.94 |  |  |  |  | 21.7 | 71.06 |  |  |  |  | 18.3 | 64.94
1994-05-30 | 23:00 | 20.6 | 69.08 | WEEKDAY | #N/A | 1987-05-30 | 23:00 | 30.6 | 87.08 |  |  | 1994-05-30 | 23:00 | 17.8 | 64.04 |  |  | 1999-05-30 | 23:00 | 18.3 | 64.94 | [5 empty] | 11.7 | 53.06 |  |  |  | 9 | 48.2 |  |  |  |  | 21.1 | 69.98 |  |  |  |  | 15.6 | 60.08 | [5 empty] | 19.4 | 66.92 |  |  |  | 13.3 | 55.94 |  |  |  |  | 21.7 | 71.06 |  |  |  |  | 17.2 | 62.96
1994-05-30 | 24:00 | 20 | 68 | WEEKDAY | #N/A | 1987-05-30 | 24:00 | 29.4 | 84.92 |  |  | 1994-05-30 | 24:00 | 17.7 | 63.86 |  |  | 1999-05-30 | 24:00 | 18.9 | 66.02 | [5 empty] | 11.1 | 51.98 |  |  |  | 8 | 46.4 |  |  |  |  | 20 | 68 |  |  |  |  | 15 | 59 | [5 empty] | 18.9 | 66.02 |  |  |  | 13.3 | 55.94 |  |  |  |  | 21.1 | 69.98 |  |  |  |  | 16.7 | 62.06
1994-05-31 | 1:00 | 19.4 | 66.92 | WEEKDAY | #N/A | 1987-05-31 | 1:00 | 27.8 | 82.04 |  |  | 1994-05-31 | 1:00 | 17.2 | 62.96 |  |  | 1999-05-31 | 1:00 | 17.8 | 64.04 | [5 empty] | 10 | 50 |  |  |  | 7 | 44.6 |  |  |  |  | 19.4 | 66.92 |  |  |  |  | 14.4 | 57.92 | [5 empty] | 18.3 | 64.94 |  |  |  | 13.3 | 55.94 |  |  |  |  | 20.6 | 69.08 |  |  |  |  | 16.7 | 62.06
1994-05-31 | 2:00 | 18.9 | 66.02 | WEEKDAY | #N/A | 1987-05-31 | 2:00 | 27.8 | 82.04 |  |  | 1994-05-31 | 2:00 | 16.6 | 61.88 |  |  | 1999-05-31 | 2:00 | 17.2 | 62.96 | [5 empty] | 8.9 | 48.02 |  |  |  | 7 | 44.6 |  |  |  |  | 18.3 | 64.94 |  |  |  |  | 14.4 | 57.92 | [5 empty] | 18.9 | 66.02 |  |  |  | 12.8 | 55.04 |  |  |  |  | 20.6 | 69.08 |  |  |  |  | 16.7 | 62.06
1994-05-31 | 3:00 | 18.9 | 66.02 | WEEKDAY | #N/A | 1987-05-31 | 3:00 | 27.2 | 80.96 |  |  | 1994-05-31 | 3:00 | 16.1 | 60.98 |  |  | 1999-05-31 | 3:00 | 16.7 | 62.06 | [5 empty] | 7.2 | 44.96 |  |  |  | 6 | 42.8 |  |  |  |  | 17.2 | 62.96 |  |  |  |  | 13.9 | 57.02 | [5 empty] | 18.3 | 64.94 |  |  |  | 13.3 | 55.94 |  |  |  |  | 21.1 | 69.98 |  |  |  |  | 16.1 | 60.98
1994-05-31 | 4:00 | 18.3 | 64.94 | WEEKDAY | #N/A | 1987-05-31 | 4:00 | 26.1 | 78.98 |  |  | 1994-05-31 | 4:00 | 15.5 | 59.9 |  |  | 1999-05-31 | 4:00 | 16.1 | 60.98 | [5 empty] | 8.3 | 46.94 |  |  |  | 6 | 42.8 |  |  |  |  | 17.8 | 64.04 |  |  |  |  | 13.9 | 57.02 | [5 empty] | 18.3 | 64.94 |  |  |  | 13.3 | 55.94 |  |  |  |  | 20.6 | 69.08 |  |  |  |  | 15.6 | 60.08
1994-05-31 | 5:00 | 17.8 | 64.04 | WEEKDAY | #N/A | 1987-05-31 | 5:00 | 26.1 | 78.98 |  |  | 1994-05-31 | 5:00 | 15.5 | 59.9 |  |  | 1999-05-31 | 5:00 | 16.1 | 60.98 | [5 empty] | 8.9 | 48.02 |  |  |  | 6.8 | 44.24 |  |  |  |  | 17.8 | 64.04 |  |  |  |  | 14.4 | 57.92 | [5 empty] | 17.2 | 62.96 |  |  |  | 13.9 | 57.02 |  |  |  |  | 20 | 68 |  |  |  |  | 15 | 59
1994-05-31 | 6:00 | 18.3 | 64.94 | WEEKDAY | #N/A | 1987-05-31 | 6:00 | 26.1 | 78.98 |  |  | 1994-05-31 | 6:00 | 16.6 | 61.88 |  |  | 1999-05-31 | 6:00 | 17.8 | 64.04 | [5 empty] | 10.6 | 51.08 |  |  |  | 9 | 48.2 |  |  |  |  | 17.8 | 64.04 |  |  |  |  | 15 | 59 | [5 empty] | 17.8 | 64.04 |  |  |  | 14.4 | 57.92 |  |  |  |  | 20 | 68 |  |  |  |  | 15 | 59
1994-05-31 | 7:00 | 20 | 68 | WEEKDAY | #N/A | 1987-05-31 | 7:00 | 25.6 | 78.08 |  |  | 1994-05-31 | 7:00 | 18.3 | 64.94 |  |  | 1999-05-31 | 7:00 | 21.1 | 69.98 | [5 empty] | 11.7 | 53.06 |  |  |  | 10 | 50 |  |  |  |  | 18.9 | 66.02 |  |  |  |  | 16.7 | 62.06 | [5 empty] | 19.4 | 66.92 |  |  |  | 16.1 | 60.98 |  |  |  |  | 19.4 | 66.92 |  |  |  |  | 16.7 | 62.06
1994-05-31 | 8:00 | 21.1 | 69.98 | WEEKDAY | #N/A | 1987-05-31 | 8:00 | 28.3 | 82.94 |  |  | 1994-05-31 | 8:00 | 19.4 | 66.92 |  |  | 1999-05-31 | 8:00 | 22.8 | 73.04 | [5 empty] | 12.2 | 53.96 |  |  |  | 11 | 51.8 |  |  |  |  | 21.1 | 69.98 |  |  |  |  | 18.9 | 66.02 | [5 empty] | 20 | 68 |  |  |  | 17.2 | 62.96 |  |  |  |  | 18.3 | 64.94 |  |  |  |  | 18.3 | 64.94
1994-05-31 | 9:00 | 23.3 | 73.94 | WEEKDAY | #N/A | 1987-05-31 | 9:00 | 30 | 86 |  |  | 1994-05-31 | 9:00 | 21.6 | 70.88 |  |  | 1999-05-31 | 9:00 | 25 | 77 | [5 empty] | 13.3 | 55.94 |  |  |  | 14 | 57.2 |  |  |  |  | 22.8 | 73.04 |  |  |  |  | 19.4 | 66.92 | [5 empty] | 21.7 | 71.06 |  |  |  | 17.8 | 64.04 |  |  |  |  | 15.6 | 60.08 |  |  |  |  | 20.6 | 69.08
1994-05-31 | 10:00 | 24.4 | 75.92 | WEEKDAY | #N/A | 1987-05-31 | 10:00 | 32.2 | 89.96 |  |  | 1994-05-31 | 10:00 | 22.2 | 71.96 |  |  | 1999-05-31 | 10:00 | 25.6 | 78.08 | [5 empty] | 13.9 | 57.02 |  |  |  | 15 | 59 |  |  |  |  | 23.3 | 73.94 |  |  |  |  | 21.7 | 71.06 | [5 empty] | 20.6 | 69.08 |  |  |  | 18.3 | 64.94 |  |  |  |  | 15 | 59 |  |  |  |  | 22.8 | 73.04
1994-05-31 | 11:00 | 26.1 | 78.98 | WEEKDAY | #N/A | 1987-05-31 | 11:00 | 33.3 | 91.94 |  |  | 1994-05-31 | 11:00 | 23.8 | 74.84 |  |  | 1999-05-31 | 11:00 | 25.6 | 78.08 | [5 empty] | 14.4 | 57.92 |  |  |  | 18 | 64.4 |  |  |  |  | 23.9 | 75.02 |  |  |  |  | 22.8 | 73.04 | [5 empty] | 21.1 | 69.98 |  |  |  | 19.4 | 66.92 |  |  |  |  | 15 | 59 |  |  |  |  | 24.4 | 75.92
1994-05-31 | 12:00 | 24.4 | 75.92 | WEEKDAY | #N/A | 1987-05-31 | 12:00 | 34.4 | 93.92 |  |  | 1994-05-31 | 12:00 | 24.4 | 75.92 |  |  | 1999-05-31 | 12:00 | 26.1 | 78.98 | [5 empty] | 15.6 | 60.08 |  |  |  | 19 | 66.2 |  |  |  |  | 24.4 | 75.92 |  |  |  |  | 22.2 | 71.96 | [5 empty] | 19.4 | 66.92 |  |  |  | 20 | 68 |  |  |  |  | 15.6 | 60.08 |  |  |  |  | 26.1 | 78.98
1994-05-31 | 13:00 | 25.6 | 78.08 | WEEKDAY | #N/A | 1987-05-31 | 13:00 | 35 | 95 |  |  | 1994-05-31 | 13:00 | 23.8 | 74.84 |  |  | 1999-05-31 | 13:00 | 26.1 | 78.98 | [5 empty] | 17.2 | 62.96 |  |  |  | 20 | 68 |  |  |  |  | 25.6 | 78.08 |  |  |  |  | 22.2 | 71.96 | [5 empty] | 18.9 | 66.02 |  |  |  | 21.1 | 69.98 |  |  |  |  | 16.7 | 62.06 |  |  |  |  | 27.2 | 80.96
1994-05-31 | 14:00 | 26.1 | 78.98 | WEEKDAY | #N/A | 1987-05-31 | 14:00 | 32.8 | 91.04 |  |  | 1994-05-31 | 14:00 | 23.3 | 73.94 |  |  | 1999-05-31 | 14:00 | 27.2 | 80.96 | [5 empty] | 17.8 | 64.04 |  |  |  | 21 | 69.8 |  |  |  |  | 26.1 | 78.98 |  |  |  |  | 21.7 | 71.06 | [5 empty] | 22.8 | 73.04 |  |  |  | 21.7 | 71.06 |  |  |  |  | 18.3 | 64.94 |  |  |  |  | 27.2 | 80.96
1994-05-31 | 15:00 | 25.6 | 78.08 | WEEKDAY | #N/A | 1987-05-31 | 15:00 | 31.7 | 89.06 |  |  | 1994-05-31 | 15:00 | 23.3 | 73.94 |  |  | 1999-05-31 | 15:00 | 26.1 | 78.98 | [5 empty] | 18.9 | 66.02 |  |  |  | 22 | 71.6 |  |  |  |  | 26.7 | 80.06 |  |  |  |  | 21.7 | 71.06 | [5 empty] | 23.3 | 73.94 |  |  |  | 21.7 | 71.06 |  |  |  |  | 19.4 | 66.92 |  |  |  |  | 27.2 | 80.96
1994-05-31 | 16:00 | 25.6 | 78.08 | WEEKDAY | #N/A | 1987-05-31 | 16:00 | 31.7 | 89.06 |  |  | 1994-05-31 | 16:00 | 23.3 | 73.94 |  |  | 1999-05-31 | 16:00 | 24.4 | 75.92 | [5 empty] | 18.9 | 66.02 |  |  |  | 22 | 71.6 |  |  |  |  | 26.1 | 78.98 |  |  |  |  | 22.8 | 73.04 | [5 empty] | 24.4 | 75.92 |  |  |  | 22.2 | 71.96 |  |  |  |  | 18.3 | 64.94 |  |  |  |  | 26.7 | 80.06
1994-05-31 | 17:00 | 24.4 | 75.92 | WEEKDAY | #N/A | 1987-05-31 | 17:00 | 31.7 | 89.06 |  |  | 1994-05-31 | 17:00 | 22.2 | 71.96 |  |  | 1999-05-31 | 17:00 | 22.8 | 73.04 | [5 empty] | 19.4 | 66.92 |  |  |  | 22 | 71.6 |  |  |  |  | 25.6 | 78.08 |  |  |  |  | 23.3 | 73.94 | [5 empty] | 23.9 | 75.02 |  |  |  | 21.1 | 69.98 |  |  |  |  | 16.7 | 62.06 |  |  |  |  | 26.1 | 78.98
1994-05-31 | 18:00 | 23.3 | 73.94 | WEEKDAY | #N/A | 1987-05-31 | 18:00 | 30.6 | 87.08 |  |  | 1994-05-31 | 18:00 | 21.1 | 69.98 |  |  | 1999-05-31 | 18:00 | 21.7 | 71.06 | [5 empty] | 18.9 | 66.02 |  |  |  | 22 | 71.6 |  |  |  |  | 25 | 77 |  |  |  |  | 22.2 | 71.96 | [5 empty] | 22.8 | 73.04 |  |  |  | 21.1 | 69.98 |  |  |  |  | 16.1 | 60.98 |  |  |  |  | 25 | 77
1994-05-31 | 19:00 | 22.2 | 71.96 | WEEKDAY | #N/A | 1987-05-31 | 19:00 | 29.4 | 84.92 |  |  | 1994-05-31 | 19:00 | 20 | 68 |  |  | 1999-05-31 | 19:00 | 20.6 | 69.08 | [5 empty] | 17.2 | 62.96 |  |  |  | 20 | 68 |  |  |  |  | 23.3 | 73.94 |  |  |  |  | 21.7 | 71.06 | [5 empty] | 22.2 | 71.96 |  |  |  | 19.4 | 66.92 |  |  |  |  | 16.1 | 60.98 |  |  |  |  | 23.9 | 75.02
1994-05-31 | 20:00 | 21.7 | 71.06 | WEEKDAY | #N/A | 1987-05-31 | 20:00 | 28.9 | 84.02 |  |  | 1994-05-31 | 20:00 | 18.3 | 64.94 |  |  | 1999-05-31 | 20:00 | 20 | 68 | [5 empty] | 13.3 | 55.94 |  |  |  | 18 | 64.4 |  |  |  |  | 21.1 | 69.98 |  |  |  |  | 21.1 | 69.98 | [5 empty] | 22.2 | 71.96 |  |  |  | 18.3 | 64.94 |  |  |  |  | 16.1 | 60.98 |  |  |  |  | 21.7 | 71.06
1994-05-31 | 21:00 | 21.1 | 69.98 | WEEKDAY | #N/A | 1987-05-31 | 21:00 | 27.8 | 82.04 |  |  | 1994-05-31 | 21:00 | 18.3 | 64.94 |  |  | 1999-05-31 | 21:00 | 20.6 | 69.08 | [5 empty] | 11.7 | 53.06 |  |  |  | 16.8 | 62.24 |  |  |  |  | 20 | 68 |  |  |  |  | 21.1 | 69.98 | [5 empty] | 20.6 | 69.08 |  |  |  | 17.8 | 64.04 |  |  |  |  | 15.6 | 60.08 |  |  |  |  | 21.1 | 69.98
1994-05-31 | 22:00 | 20.1 | 68.18 | WEEKDAY | #N/A | 1987-05-31 | 22:00 | 26.2 | 79.16 |  |  | 1994-05-31 | 22:00 | 17.7 | 63.86 |  |  | 1999-05-31 | 22:00 | 19.9 | 67.82 | [5 empty] | 12.4 | 54.32 |  |  |  | 16.3 | 61.34 |  |  |  |  | 19.4 | 66.92 |  |  |  |  | 20.4 | 68.72 | [5 empty] | 19.1 | 66.38 |  |  |  | 17.6 | 63.68 |  |  |  |  | 15.4 | 59.72 |  |  |  |  | 19.2 | 66.56
1994-05-31 | 23:00 | 19 | 66.2 | WEEKDAY | #N/A | 1987-05-31 | 23:00 | 24.6 | 76.28 |  |  | 1994-05-31 | 23:00 | 17.1 | 62.78 |  |  | 1999-05-31 | 23:00 | 19.2 | 66.56 | [5 empty] | 13.1 | 55.58 |  |  |  | 15.7 | 60.26 |  |  |  |  | 18.9 | 66.02 |  |  |  |  | 19.7 | 67.46 | [5 empty] | 17.6 | 63.68 |  |  |  | 17.3 | 63.14 |  |  |  |  | 15.3 | 59.54 |  |  |  |  | 17.3 | 63.14
1994-05-31 | 24:00 | 18 | 64.4 | WEEKDAY | #N/A | 1987-05-31 | 24:00 | 23 | 73.4 |  |  | 1994-05-31 | 24:00 | 16.5 | 61.7 |  |  | 1999-05-31 | 24:00 | 18.5 | 65.3 | [5 empty] | 13.8 | 56.84 |  |  |  | 15.2 | 59.36 |  |  |  |  | 18.3 | 64.94 |  |  |  |  | 19 | 66.2 | [5 empty] | 16.1 | 60.98 |  |  |  | 17.1 | 62.78 |  |  |  |  | 15.1 | 59.18 |  |  |  |  | 15.4 | 59.72
2004-06-01 | 1:00 | 17 | 62.6 | WEEKDAY | #N/A | 1990-06-01 | 1:00 | 21.5 | 70.7 |  |  | 2003-06-01 | 1:00 | 15.8 | 60.44 |  |  | 1994-06-01 | 1:00 | 17.7 | 63.86 | [5 empty] | 14.6 | 58.28 |  |  |  | 14.6 | 58.28 |  |  |  |  | 17.8 | 64.04 |  |  |  |  | 18.2 | 64.76 | [5 empty] | 14.5 | 58.1 |  |  |  | 16.8 | 62.24 |  |  |  |  | 14.9 | 58.82 |  |  |  |  | 13.5 | 56.3
2004-06-01 | 2:00 | 16 | 60.8 | WEEKDAY | #N/A | 1990-06-01 | 2:00 | 19.9 | 67.82 |  |  | 2003-06-01 | 2:00 | 15.2 | 59.36 |  |  | 1994-06-01 | 2:00 | 17 | 62.6 | [5 empty] | 15.3 | 59.54 |  |  |  | 14.1 | 57.38 |  |  |  |  | 17.2 | 62.96 |  |  |  |  | 17.5 | 63.5 | [5 empty] | 13 | 55.4 |  |  |  | 16.6 | 61.88 |  |  |  |  | 14.7 | 58.46 |  |  |  |  | 11.6 | 52.88
2004-06-01 | 3:00 | 14.9 | 58.82 | WEEKDAY | #N/A | 1990-06-01 | 3:00 | 18.3 | 64.94 |  |  | 2003-06-01 | 3:00 | 14.6 | 58.28 |  |  | 1994-06-01 | 3:00 | 16.3 | 61.34 | [5 empty] | 16 | 60.8 |  |  |  | 13.5 | 56.3 |  |  |  |  | 16.7 | 62.06 |  |  |  |  | 16.8 | 62.24 | [5 empty] | 11.5 | 52.7 |  |  |  | 16.3 | 61.34 |  |  |  |  | 14.6 | 58.28 |  |  |  |  | 9.7 | 49.46
2004-06-01 | 4:00 | 13.9 | 57.02 | WEEKDAY | #N/A | 1990-06-01 | 4:00 | 16.7 | 62.06 |  |  | 2003-06-01 | 4:00 | 14 | 57.2 |  |  | 1994-06-01 | 4:00 | 15.6 | 60.08 | [5 empty] | 16.7 | 62.06 |  |  |  | 13 | 55.4 |  |  |  |  | 16.1 | 60.98 |  |  |  |  | 16.1 | 60.98 | [5 empty] | 10 | 50 |  |  |  | 16.1 | 60.98 |  |  |  |  | 14.4 | 57.92 |  |  |  |  | 7.8 | 46.04
2004-06-01 | 5:00 | 13.9 | 57.02 | WEEKDAY | #N/A | 1990-06-01 | 5:00 | 16.1 | 60.98 |  |  | 2003-06-01 | 5:00 | 13 | 55.4 |  |  | 1994-06-01 | 5:00 | 15 | 59 | [5 empty] | 16.1 | 60.98 |  |  |  | 13 | 55.4 |  |  |  |  | 15.6 | 60.08 |  |  |  |  | 15.6 | 60.08 | [5 empty] | 11.1 | 51.98 |  |  |  | 15.6 | 60.08 |  |  |  |  | 13.3 | 55.94 |  |  |  |  | 7.2 | 44.96
2004-06-01 | 6:00 | 13.3 | 55.94 | WEEKDAY | #N/A | 1990-06-01 | 6:00 | 17.8 | 64.04 |  |  | 2003-06-01 | 6:00 | 14 | 57.2 |  |  | 1994-06-01 | 6:00 | 16.1 | 60.98 | [5 empty] | 17.2 | 62.96 |  |  |  | 17 | 62.6 |  |  |  |  | 15.6 | 60.08 |  |  |  |  | 16.1 | 60.98 | [5 empty] | 12.2 | 53.96 |  |  |  | 15.6 | 60.08 |  |  |  |  | 13.9 | 57.02 |  |  |  |  | 11.1 | 51.98
2004-06-01 | 7:00 | 13.9 | 57.02 | WEEKDAY | #N/A | 1990-06-01 | 7:00 | 18.9 | 66.02 |  |  | 2003-06-01 | 7:00 | 14 | 57.2 |  |  | 1994-06-01 | 7:00 | 17.8 | 64.04 | [5 empty] | 17.8 | 64.04 |  |  |  | 19 | 66.2 |  |  |  |  | 16.1 | 60.98 |  |  |  |  | 17.2 | 62.96 | [5 empty] | 13.3 | 55.94 |  |  |  | 16.1 | 60.98 |  |  |  |  | 16.1 | 60.98 |  |  |  |  | 13.3 | 55.94
2004-06-01 | 8:00 | 13.9 | 57.02 | WEEKDAY | #N/A | 1990-06-01 | 8:00 | 20.6 | 69.08 |  |  | 2003-06-01 | 8:00 | 15 | 59 |  |  | 1994-06-01 | 8:00 | 19.4 | 66.92 | [5 empty] | 18.9 | 66.02 |  |  |  | 20 | 68 |  |  |  |  | 17.8 | 64.04 |  |  |  |  | 18.9 | 66.02 | [5 empty] | 16.5 | 61.7 |  |  |  | 16.7 | 62.06 |  |  |  |  | 19.4 | 66.92 |  |  |  |  | 15.6 | 60.08
2004-06-01 | 9:00 | 13.9 | 57.02 | WEEKDAY | #N/A | 1990-06-01 | 9:00 | 21.7 | 71.06 |  |  | 2003-06-01 | 9:00 | 16 | 60.8 |  |  | 1994-06-01 | 9:00 | 17.8 | 64.04 | [5 empty] | 21.1 | 69.98 |  |  |  | 22 | 71.6 |  |  |  |  | 19.4 | 66.92 |  |  |  |  | 22.2 | 71.96 | [5 empty] | 19.6 | 67.28 |  |  |  | 16.7 | 62.06 |  |  |  |  | 21.7 | 71.06 |  |  |  |  | 17.2 | 62.96
2004-06-01 | 10:00 | 15 | 59 | WEEKDAY | #N/A | 1990-06-01 | 10:00 | 23.3 | 73.94 |  |  | 2003-06-01 | 10:00 | 16 | 60.8 |  |  | 1994-06-01 | 10:00 | 21.7 | 71.06 | [5 empty] | 19.4 | 66.92 |  |  |  | 25 | 77 |  |  |  |  | 20.6 | 69.08 |  |  |  |  | 24.4 | 75.92 | [5 empty] | 22.8 | 73.04 |  |  |  | 18.3 | 64.94 |  |  |  |  | 23.3 | 73.94 |  |  |  |  | 17.8 | 64.04
2004-06-01 | 11:00 | 16.1 | 60.98 | WEEKDAY | #N/A | 1990-06-01 | 11:00 | 25 | 77 |  |  | 2003-06-01 | 11:00 | 17 | 62.6 |  |  | 1994-06-01 | 11:00 | 23.9 | 75.02 | [5 empty] | 21.1 | 69.98 |  |  |  | 24 | 75.2 |  |  |  |  | 20.6 | 69.08 |  |  |  |  | 27.2 | 80.96 | [5 empty] | 23.5 | 74.3 |  |  |  | 19.4 | 66.92 |  |  |  |  | 24.4 | 75.92 |  |  |  |  | 18.9 | 66.02
2004-06-01 | 12:00 | 17.8 | 64.04 | WEEKDAY | #N/A | 1990-06-01 | 12:00 | 25.6 | 78.08 |  |  | 2003-06-01 | 12:00 | 16.7 | 62.06 |  |  | 1994-06-01 | 12:00 | 26.1 | 78.98 | [5 empty] | 23.3 | 73.94 |  |  |  | 25 | 77 |  |  |  |  | 18.9 | 66.02 |  |  |  |  | 27.8 | 82.04 | [5 empty] | 24.3 | 75.74 |  |  |  | 20.6 | 69.08 |  |  |  |  | 25 | 77 |  |  |  |  | 19.4 | 66.92
2004-06-01 | 13:00 | 17.8 | 64.04 | WEEKDAY | #N/A | 1990-06-01 | 13:00 | 26.7 | 80.06 |  |  | 2003-06-01 | 13:00 | 16 | 60.8 |  |  | 1994-06-01 | 13:00 | 28.3 | 82.94 | [5 empty] | 25.6 | 78.08 |  |  |  | 27 | 80.6 |  |  |  |  | 18.9 | 66.02 |  |  |  |  | 30 | 86 | [5 empty] | 25 | 77 |  |  |  | 22.2 | 71.96 |  |  |  |  | 25.6 | 78.08 |  |  |  |  | 20 | 68
2004-06-01 | 14:00 | 18.9 | 66.02 | WEEKDAY | #N/A | 1990-06-01 | 14:00 | 27.2 | 80.96 |  |  | 2003-06-01 | 14:00 | 16 | 60.8 |  |  | 1994-06-01 | 14:00 | 28.3 | 82.94 | [5 empty] | 26.7 | 80.06 |  |  |  | 28 | 82.4 |  |  |  |  | 13.9 | 57.02 |  |  |  |  | 30.6 | 87.08 | [5 empty] | 25.7 | 78.26 |  |  |  | 23.3 | 73.94 |  |  |  |  | 25.6 | 78.08 |  |  |  |  | 20.6 | 69.08
2004-06-01 | 15:00 | 18.9 | 66.02 | WEEKDAY | #N/A | 1990-06-01 | 15:00 | 27.8 | 82.04 |  |  | 2003-06-01 | 15:00 | 17 | 62.6 |  |  | 1994-06-01 | 15:00 | 29.4 | 84.92 | [5 empty] | 27.8 | 82.04 |  |  |  | 28 | 82.4 |  |  |  |  | 13.3 | 55.94 |  |  |  |  | 31.1 | 87.98 | [5 empty] | 26.5 | 79.7 |  |  |  | 24.4 | 75.92 |  |  |  |  | 26.1 | 78.98 |  |  |  |  | 21.1 | 69.98
2004-06-01 | 16:00 | 18.9 | 66.02 | WEEKDAY | #N/A | 1990-06-01 | 16:00 | 25.6 | 78.08 |  |  | 2003-06-01 | 16:00 | 17 | 62.6 |  |  | 1994-06-01 | 16:00 | 28.9 | 84.02 | [5 empty] | 28.9 | 84.02 |  |  |  | 29 | 84.2 |  |  |  |  | 13.3 | 55.94 |  |  |  |  | 28.3 | 82.94 | [5 empty] | 27.2 | 80.96 |  |  |  | 25 | 77 |  |  |  |  | 26.1 | 78.98 |  |  |  |  | 20.6 | 69.08
2004-06-01 | 17:00 | 16.1 | 60.98 | WEEKDAY | #N/A | 1990-06-01 | 17:00 | 24.4 | 75.92 |  |  | 2003-06-01 | 17:00 | 16 | 60.8 |  |  | 1994-06-01 | 17:00 | 27.8 | 82.04 | [5 empty] | 27.2 | 80.96 |  |  |  | 29 | 84.2 |  |  |  |  | 14.4 | 57.92 |  |  |  |  | 28.3 | 82.94 | [5 empty] | 26.1 | 78.98 |  |  |  | 25.6 | 78.08 |  |  |  |  | 25 | 77 |  |  |  |  | 21.1 | 69.98
2004-06-01 | 18:00 | 16.7 | 62.06 | WEEKDAY | #N/A | 1990-06-01 | 18:00 | 24.4 | 75.92 |  |  | 2003-06-01 | 18:00 | 14 | 57.2 |  |  | 1994-06-01 | 18:00 | 27.8 | 82.04 | [5 empty] | 26.7 | 80.06 |  |  |  | 29 | 84.2 |  |  |  |  | 12.8 | 55.04 |  |  |  |  | 26.7 | 80.06 | [5 empty] | 25 | 77 |  |  |  | 25.6 | 78.08 |  |  |  |  | 24.4 | 75.92 |  |  |  |  | 20 | 68
2004-06-01 | 19:00 | 16.1 | 60.98 | WEEKDAY | #N/A | 1990-06-01 | 19:00 | 22.8 | 73.04 |  |  | 2003-06-01 | 19:00 | 13 | 55.4 |  |  | 1994-06-01 | 19:00 | 27.2 | 80.96 | [5 empty] | 25.6 | 78.08 |  |  |  | 27 | 80.6 |  |  |  |  | 11.7 | 53.06 |  |  |  |  | 19.4 | 66.92 | [5 empty] | 23.9 | 75.02 |  |  |  | 23.9 | 75.02 |  |  |  |  | 22.8 | 73.04 |  |  |  |  | 18.3 | 64.94
2004-06-01 | 20:00 | 15.6 | 60.08 | WEEKDAY | #N/A | 1990-06-01 | 20:00 | 22.8 | 73.04 |  |  | 2003-06-01 | 20:00 | 13 | 55.4 |  |  | 1994-06-01 | 20:00 | 24.4 | 75.92 | [5 empty] | 21.7 | 71.06 |  |  |  | 22 | 71.6 |  |  |  |  | 9.4 | 48.92 |  |  |  |  | 18.9 | 66.02 | [5 empty] | 21.9 | 71.42 |  |  |  | 22.8 | 73.04 |  |  |  |  | 20.6 | 69.08 |  |  |  |  | 17.2 | 62.96
2004-06-01 | 21:00 | 15.6 | 60.08 | WEEKDAY | #N/A | 1990-06-01 | 21:00 | 22.8 | 73.04 |  |  | 2003-06-01 | 21:00 | 12 | 53.6 |  |  | 1994-06-01 | 21:00 | 22.2 | 71.96 | [5 empty] | 20.6 | 69.08 |  |  |  | 22 | 71.6 |  |  |  |  | 8.9 | 48.02 |  |  |  |  | 18.9 | 66.02 | [5 empty] | 19.8 | 67.64 |  |  |  | 22.2 | 71.96 |  |  |  |  | 20 | 68 |  |  |  |  | 15 | 59
2004-06-01 | 22:00 | 15.6 | 60.08 | WEEKDAY | #N/A | 1990-06-01 | 22:00 | 22.2 | 71.96 |  |  | 2003-06-01 | 22:00 | 12 | 53.6 |  |  | 1994-06-01 | 22:00 | 20.6 | 69.08 | [5 empty] | 20 | 68 |  |  |  | 18 | 64.4 |  |  |  |  | 8.3 | 46.94 |  |  |  |  | 19.4 | 66.92 | [5 empty] | 17.8 | 64.04 |  |  |  | 21.7 | 71.06 |  |  |  |  | 18.3 | 64.94 |  |  |  |  | 12.8 | 55.04
2004-06-01 | 23:00 | 15.6 | 60.08 | WEEKDAY | #N/A | 1990-06-01 | 23:00 | 21.1 | 69.98 |  |  | 2003-06-01 | 23:00 | 11 | 51.8 |  |  | 1994-06-01 | 23:00 | 18.9 | 66.02 | [5 empty] | 18.3 | 64.94 |  |  |  | 17 | 62.6 |  |  |  |  | 7.2 | 44.96 |  |  |  |  | 15.6 | 60.08 | [5 empty] | 16.9 | 62.42 |  |  |  | 20.6 | 69.08 |  |  |  |  | 16.1 | 60.98 |  |  |  |  | 10.6 | 51.08
2004-06-01 | 24:00 | 15.6 | 60.08 | WEEKDAY | #N/A | 1990-06-01 | 24:00 | 20.6 | 69.08 |  |  | 2003-06-01 | 24:00 | 11 | 51.8 |  |  | 1994-06-01 | 24:00 | 18.3 | 64.94 | [5 empty] | 16.7 | 62.06 |  |  |  | 17 | 62.6 |  |  |  |  | 6.1 | 42.98 |  |  |  |  | 11.7 | 53.06 | [5 empty] | 15.9 | 60.62 |  |  |  | 20 | 68 |  |  |  |  | 15 | 59 |  |  |  |  | 9.4 | 48.92
2004-06-02 | 1:00 | 16.7 | 62.06 | WEEKDAY | #N/A | 1990-06-02 | 1:00 | 20 | 68 |  |  | 2003-06-02 | 1:00 | 11 | 51.8 |  |  | 1994-06-02 | 1:00 | 16.7 | 62.06 | [5 empty] | 16.1 | 60.98 |  |  |  | 17 | 62.6 |  |  |  |  | 6.1 | 42.98 |  |  |  |  | 11.7 | 53.06 | [5 empty] | 15 | 59 |  |  |  | 21.7 | 71.06 |  |  |  |  | 15 | 59 |  |  |  |  | 8.9 | 48.02
2004-06-02 | 2:00 | 16.7 | 62.06 | WEEKDAY | #N/A | 1990-06-02 | 2:00 | 19.4 | 66.92 |  |  | 2003-06-02 | 2:00 | 10 | 50 |  |  | 1994-06-02 | 2:00 | 16.1 | 60.98 | [5 empty] | 14.4 | 57.92 |  |  |  | 14 | 57.2 |  |  |  |  | 5.6 | 42.08 |  |  |  |  | 10.6 | 51.08 | [5 empty] | 14.3 | 57.74 |  |  |  | 21.1 | 69.98 |  |  |  |  | 15 | 59 |  |  |  |  | 7.8 | 46.04
2004-06-02 | 3:00 | 16.7 | 62.06 | WEEKDAY | #N/A | 1990-06-02 | 3:00 | 19.4 | 66.92 |  |  | 2003-06-02 | 3:00 | 10 | 50 |  |  | 1994-06-02 | 3:00 | 15 | 59 | [5 empty] | 12.8 | 55.04 |  |  |  | 14 | 57.2 |  |  |  |  | 5 | 41 |  |  |  |  | 10.6 | 51.08 | [5 empty] | 13.5 | 56.3 |  |  |  | 20.6 | 69.08 |  |  |  |  | 17.8 | 64.04 |  |  |  |  | 6.7 | 44.06
2004-06-02 | 4:00 | 16.1 | 60.98 | WEEKDAY | #N/A | 1990-06-02 | 4:00 | 18.9 | 66.02 |  |  | 2003-06-02 | 4:00 | 10 | 50 |  |  | 1994-06-02 | 4:00 | 14.4 | 57.92 | [5 empty] | 12.2 | 53.96 |  |  |  | 14 | 57.2 |  |  |  |  | 3.9 | 39.02 |  |  |  |  | 10 | 50 | [5 empty] | 12.8 | 55.04 |  |  |  | 20 | 68 |  |  |  |  | 17.2 | 62.96 |  |  |  |  | 6.7 | 44.06
2004-06-02 | 5:00 | 16.7 | 62.06 | WEEKDAY | #N/A | 1990-06-02 | 5:00 | 18.9 | 66.02 |  |  | 2003-06-02 | 5:00 | 9 | 48.2 |  |  | 1994-06-02 | 5:00 | 13.9 | 57.02 | [5 empty] | 11.7 | 53.06 |  |  |  | 14 | 57.2 |  |  |  |  | 3.9 | 39.02 |  |  |  |  | 10 | 50 | [5 empty] | 14.1 | 57.38 |  |  |  | 20 | 68 |  |  |  |  | 17.2 | 62.96 |  |  |  |  | 7.2 | 44.96
2004-06-02 | 6:00 | 17.2 | 62.96 | WEEKDAY | #N/A | 1990-06-02 | 6:00 | 19.4 | 66.92 |  |  | 2003-06-02 | 6:00 | 9 | 48.2 |  |  | 1994-06-02 | 6:00 | 13.9 | 57.02 | [5 empty] | 12.8 | 55.04 |  |  |  | 14 | 57.2 |  |  |  |  | 5 | 41 |  |  |  |  | 9.4 | 48.92 | [5 empty] | 15.4 | 59.72 |  |  |  | 21.1 | 69.98 |  |  |  |  | 17.8 | 64.04 |  |  |  |  | 8.3 | 46.94
2004-06-02 | 7:00 | 18.3 | 64.94 | WEEKDAY | #N/A | 1990-06-02 | 7:00 | 20.6 | 69.08 |  |  | 2003-06-02 | 7:00 | 11 | 51.8 |  |  | 1994-06-02 | 7:00 | 14.4 | 57.92 | [5 empty] | 13.3 | 55.94 |  |  |  | 15 | 59 |  |  |  |  | 6.7 | 44.06 |  |  |  |  | 10 | 50 | [5 empty] | 16.7 | 62.06 |  |  |  | 21.7 | 71.06 |  |  |  |  | 19.4 | 66.92 |  |  |  |  | 13.3 | 55.94
2004-06-02 | 8:00 | 20 | 68 | WEEKDAY | #N/A | 1990-06-02 | 8:00 | 21.7 | 71.06 |  |  | 2003-06-02 | 8:00 | 13.1 | 55.58 |  |  | 1994-06-02 | 8:00 | 16.1 | 60.98 | [5 empty] | 15 | 59 |  |  |  | 21 | 69.8 |  |  |  |  | 9.4 | 48.92 |  |  |  |  | 10 | 50 | [5 empty] | 18.7 | 65.66 |  |  |  | 22.8 | 73.04 |  |  |  |  | 20 | 68 |  |  |  |  | 16.1 | 60.98
2004-06-02 | 9:00 | 21.7 | 71.06 | WEEKDAY | #N/A | 1990-06-02 | 9:00 | 23.3 | 73.94 |  |  | 2003-06-02 | 9:00 | 15 | 59 |  |  | 1994-06-02 | 9:00 | 16.1 | 60.98 | [5 empty] | 16.1 | 60.98 |  |  |  | 23 | 73.4 |  |  |  |  | 11.1 | 51.98 |  |  |  |  | 10.6 | 51.08 | [5 empty] | 20.8 | 69.44 |  |  |  | 24.4 | 75.92 |  |  |  |  | 19.4 | 66.92 |  |  |  |  | 18.9 | 66.02
2004-06-02 | 10:00 | 23.3 | 73.94 | WEEKDAY | #N/A | 1990-06-02 | 10:00 | 25 | 77 |  |  | 2003-06-02 | 10:00 | 17 | 62.6 |  |  | 1994-06-02 | 10:00 | 17.2 | 62.96 | [5 empty] | 17.2 | 62.96 |  |  |  | 25 | 77 |  |  |  |  | 12.8 | 55.04 |  |  |  |  | 11.1 | 51.98 | [5 empty] | 22.8 | 73.04 |  |  |  | 24.4 | 75.92 |  |  |  |  | 18.9 | 66.02 |  |  |  |  | 21.7 | 71.06
2004-06-02 | 11:00 | 24.4 | 75.92 | WEEKDAY | #N/A | 1990-06-02 | 11:00 | 27.2 | 80.96 |  |  | 2003-06-02 | 11:00 | 18 | 64.4 |  |  | 1994-06-02 | 11:00 | 18.3 | 64.94 | [5 empty] | 17.8 | 64.04 |  |  |  | 28 | 82.4 |  |  |  |  | 11.7 | 53.06 |  |  |  |  | 11.1 | 51.98 | [5 empty] | 22.4 | 72.32 |  |  |  | 24.4 | 75.92 |  |  |  |  | 22.2 | 71.96 |  |  |  |  | 23.3 | 73.94
2004-06-02 | 12:00 | 25 | 77 | WEEKDAY | #N/A | 1990-06-02 | 12:00 | 28.9 | 84.02 |  |  | 2003-06-02 | 12:00 | 19 | 66.2 |  |  | 1994-06-02 | 12:00 | 19.4 | 66.92 | [5 empty] | 19.4 | 66.92 |  |  |  | 30 | 86 |  |  |  |  | 10 | 50 |  |  |  |  | 12.8 | 55.04 | [5 empty] | 22.1 | 71.78 |  |  |  | 24.4 | 75.92 |  |  |  |  | 22.2 | 71.96 |  |  |  |  | 25.6 | 78.08
2004-06-02 | 13:00 | 25.6 | 78.08 | WEEKDAY | #N/A | 1990-06-02 | 13:00 | 29.4 | 84.92 |  |  | 2003-06-02 | 13:00 | 19 | 66.2 |  |  | 1994-06-02 | 13:00 | 20.6 | 69.08 | [5 empty] | 20.6 | 69.08 |  |  |  | 32 | 89.6 |  |  |  |  | 9.4 | 48.92 |  |  |  |  | 14.4 | 57.92 | [5 empty] | 21.7 | 71.06 |  |  |  | 25 | 77 |  |  |  |  | 22.2 | 71.96 |  |  |  |  | 24.4 | 75.92
2004-06-02 | 14:00 | 26.1 | 78.98 | WEEKDAY | #N/A | 1990-06-02 | 14:00 | 29.4 | 84.92 |  |  | 2003-06-02 | 14:00 | 21 | 69.8 |  |  | 1994-06-02 | 14:00 | 23.3 | 73.94 | [5 empty] | 21.1 | 69.98 |  |  |  | 32 | 89.6 |  |  |  |  | 9.4 | 48.92 |  |  |  |  | 16.1 | 60.98 | [5 empty] | 22.2 | 71.96 |  |  |  | 24.4 | 75.92 |  |  |  |  | 22.2 | 71.96 |  |  |  |  | 24.4 | 75.92
2004-06-02 | 15:00 | 26.7 | 80.06 | WEEKDAY | #N/A | 1990-06-02 | 15:00 | 30 | 86 |  |  | 2003-06-02 | 15:00 | 21 | 69.8 |  |  | 1994-06-02 | 15:00 | 22.2 | 71.96 | [5 empty] | 20.6 | 69.08 |  |  |  | 31 | 87.8 |  |  |  |  | 9.4 | 48.92 |  |  |  |  | 15.6 | 60.08 | [5 empty] | 22.8 | 73.04 |  |  |  | 24.4 | 75.92 |  |  |  |  | 24.4 | 75.92 |  |  |  |  | 25 | 77
2004-06-02 | 16:00 | 26.7 | 80.06 | WEEKDAY | #N/A | 1990-06-02 | 16:00 | 29.4 | 84.92 |  |  | 2003-06-02 | 16:00 | 21 | 69.8 |  |  | 1994-06-02 | 16:00 | 22.2 | 71.96 | [5 empty] | 21.1 | 69.98 |  |  |  | 31 | 87.8 |  |  |  |  | 11.1 | 51.98 |  |  |  |  | 16.1 | 60.98 | [5 empty] | 23.3 | 73.94 |  |  |  | 23.3 | 73.94 |  |  |  |  | 24.4 | 75.92 |  |  |  |  | 23.9 | 75.02
2004-06-02 | 17:00 | 21.1 | 69.98 | WEEKDAY | #N/A | 1990-06-02 | 17:00 | 27.8 | 82.04 |  |  | 2003-06-02 | 17:00 | 20 | 68 |  |  | 1994-06-02 | 17:00 | 21.1 | 69.98 | [5 empty] | 18.9 | 66.02 |  |  |  | 31 | 87.8 |  |  |  |  | 11.7 | 53.06 |  |  |  |  | 15.6 | 60.08 | [5 empty] | 22.4 | 72.32 |  |  |  | 21.1 | 69.98 |  |  |  |  | 23.9 | 75.02 |  |  |  |  | 25.6 | 78.08
2004-06-02 | 18:00 | 22.2 | 71.96 | WEEKDAY | #N/A | 1990-06-02 | 18:00 | 27.2 | 80.96 |  |  | 2003-06-02 | 18:00 | 20 | 68 |  |  | 1994-06-02 | 18:00 | 18.9 | 66.02 | [5 empty] | 17.2 | 62.96 |  |  |  | 25 | 77 |  |  |  |  | 11.7 | 53.06 |  |  |  |  | 15 | 59 | [5 empty] | 21.5 | 70.7 |  |  |  | 21.1 | 69.98 |  |  |  |  | 22.8 | 73.04 |  |  |  |  | 23.3 | 73.94
2004-06-02 | 19:00 | 22.8 | 73.04 | WEEKDAY | #N/A | 1990-06-02 | 19:00 | 25.6 | 78.08 |  |  | 2003-06-02 | 19:00 | 18 | 64.4 |  |  | 1994-06-02 | 19:00 | 16.7 | 62.06 | [5 empty] | 15.6 | 60.08 |  |  |  | 22 | 71.6 |  |  |  |  | 11.1 | 51.98 |  |  |  |  | 12.8 | 55.04 | [5 empty] | 20.6 | 69.08 |  |  |  | 18.9 | 66.02 |  |  |  |  | 21.1 | 69.98 |  |  |  |  | 21.7 | 71.06
2004-06-02 | 20:00 | 19.4 | 66.92 | WEEKDAY | #N/A | 1990-06-02 | 20:00 | 23.3 | 73.94 |  |  | 2003-06-02 | 20:00 | 15 | 59 |  |  | 1994-06-02 | 20:00 | 16.1 | 60.98 | [5 empty] | 15 | 59 |  |  |  | 22 | 71.6 |  |  |  |  | 9.4 | 48.92 |  |  |  |  | 10.6 | 51.08 | [5 empty] | 18.7 | 65.66 |  |  |  | 17.8 | 64.04 |  |  |  |  | 17.8 | 64.04 |  |  |  |  | 19.4 | 66.92
2004-06-02 | 21:00 | 20 | 68 | WEEKDAY | #N/A | 1990-06-02 | 21:00 | 23.3 | 73.94 |  |  | 2003-06-02 | 21:00 | 14 | 57.2 |  |  | 1994-06-02 | 21:00 | 15.6 | 60.08 | [5 empty] | 14.4 | 57.92 |  |  |  | 21 | 69.8 |  |  |  |  | 8.3 | 46.94 |  |  |  |  | 9.4 | 48.92 | [5 empty] | 16.9 | 62.42 |  |  |  | 16.7 | 62.06 |  |  |  |  | 17.8 | 64.04 |  |  |  |  | 20.6 | 69.08
2004-06-02 | 22:00 | 20 | 68 | WEEKDAY | #N/A | 1990-06-02 | 22:00 | 23.3 | 73.94 |  |  | 2003-06-02 | 22:00 | 15 | 59 |  |  | 1994-06-02 | 22:00 | 15.6 | 60.08 | [5 empty] | 13.3 | 55.94 |  |  |  | 19 | 66.2 |  |  |  |  | 7.8 | 46.04 |  |  |  |  | 8.9 | 48.02 | [5 empty] | 15 | 59 |  |  |  | 17.2 | 62.96 |  |  |  |  | 17.2 | 62.96 |  |  |  |  | 19.4 | 66.92
2004-06-02 | 23:00 | 20 | 68 | WEEKDAY | #N/A | 1990-06-02 | 23:00 | 21.7 | 71.06 |  |  | 2003-06-02 | 23:00 | 11 | 51.8 |  |  | 1994-06-02 | 23:00 | 15 | 59 | [5 empty] | 12.2 | 53.96 |  |  |  | 19 | 66.2 |  |  |  |  | 7.8 | 46.04 |  |  |  |  | 7.8 | 46.04 | [5 empty] | 15 | 59 |  |  |  | 17.2 | 62.96 |  |  |  |  | 16.7 | 62.06 |  |  |  |  | 18.9 | 66.02
2004-06-02 | 24:00 | 19.4 | 66.92 | WEEKDAY | #N/A | 1990-06-02 | 24:00 | 22.2 | 71.96 |  |  | 2003-06-02 | 24:00 | 10 | 50 |  |  | 1994-06-02 | 24:00 | 14.4 | 57.92 | [5 empty] | 11.7 | 53.06 |  |  |  | 19 | 66.2 |  |  |  |  | 7.2 | 44.96 |  |  |  |  | 7.2 | 44.96 | [5 empty] | 15 | 59 |  |  |  | 16.7 | 62.06 |  |  |  |  | 15.6 | 60.08 |  |  |  |  | 18 | 64.4
2004-06-03 | 1:00 | 19.4 | 66.92 | WEEKDAY | #N/A | 1990-06-03 | 1:00 | 22.2 | 71.96 |  |  | 2003-06-03 | 1:00 | 11 | 51.8 |  |  | 1994-06-03 | 1:00 | 13.9 | 57.02 | [5 empty] | 11.1 | 51.98 |  |  |  | 18 | 64.4 |  |  |  |  | 6.1 | 42.98 |  |  |  |  | 6.1 | 42.98 | [5 empty] | 15 | 59 |  |  |  | 16.7 | 62.06 |  |  |  |  | 16.1 | 60.98 |  |  |  |  | 17 | 62.6
2004-06-03 | 2:00 | 18.9 | 66.02 | WEEKDAY | #N/A | 1990-06-03 | 2:00 | 21.7 | 71.06 |  |  | 2003-06-03 | 2:00 | 10 | 50 |  |  | 1994-06-03 | 2:00 | 13.9 | 57.02 | [5 empty] | 10.6 | 51.08 |  |  |  | 17 | 62.6 |  |  |  |  | 7.2 | 44.96 |  |  |  |  | 5.6 | 42.08 | [5 empty] | 15 | 59 |  |  |  | 16.1 | 60.98 |  |  |  |  | 16.1 | 60.98 |  |  |  |  | 16.1 | 60.98
2004-06-03 | 3:00 | 17.8 | 64.04 | WEEKDAY | #N/A | 1990-06-03 | 3:00 | 20 | 68 |  |  | 2003-06-03 | 3:00 | 10 | 50 |  |  | 1994-06-03 | 3:00 | 13.3 | 55.94 | [5 empty] | 9.4 | 48.92 |  |  |  | 16 | 60.8 |  |  |  |  | 6.7 | 44.06 |  |  |  |  | 4.4 | 39.92 | [5 empty] | 15 | 59 |  |  |  | 12.8 | 55.04 |  |  |  |  | 15 | 59 |  |  |  |  | 15.2 | 59.36
2004-06-03 | 4:00 | 17.2 | 62.96 | WEEKDAY | #N/A | 1990-06-03 | 4:00 | 20 | 68 |  |  | 2003-06-03 | 4:00 | 9 | 48.2 |  |  | 1994-06-03 | 4:00 | 13.3 | 55.94 | [5 empty] | 9.4 | 48.92 |  |  |  | 15 | 59 |  |  |  |  | 6.1 | 42.98 |  |  |  |  | 2.8 | 37.04 | [5 empty] | 15 | 59 |  |  |  | 11.7 | 53.06 |  |  |  |  | 15 | 59 |  |  |  |  | 14.2 | 57.56
2004-06-03 | 5:00 | 17.2 | 62.96 | WEEKDAY | #N/A | 1990-06-03 | 5:00 | 20 | 68 |  |  | 2003-06-03 | 5:00 | 10 | 50 |  |  | 1994-06-03 | 5:00 | 13.3 | 55.94 | [5 empty] | 10 | 50 |  |  |  | 14 | 57.2 |  |  |  |  | 6.1 | 42.98 |  |  |  |  | 2.2 | 35.96 | [5 empty] | 15.6 | 60.08 |  |  |  | 11.1 | 51.98 |  |  |  |  | 15 | 59 |  |  |  |  | 13.3 | 55.94
2004-06-03 | 6:00 | 16.7 | 62.06 | WEEKDAY | #N/A | 1990-06-03 | 6:00 | 20 | 68 |  |  | 2003-06-03 | 6:00 | 12 | 53.6 |  |  | 1994-06-03 | 6:00 | 14.4 | 57.92 | [5 empty] | 11.7 | 53.06 |  |  |  | 16 | 60.8 |  |  |  |  | 6.7 | 44.06 |  |  |  |  | 6.7 | 44.06 | [5 empty] | 16.1 | 60.98 |  |  |  | 11.1 | 51.98 |  |  |  |  | 16.1 | 60.98 |  |  |  |  | 14.4 | 57.92
2004-06-03 | 7:00 | 17.2 | 62.96 | WEEKDAY | #N/A | 1990-06-03 | 7:00 | 20 | 68 |  |  | 2003-06-03 | 7:00 | 14 | 57.2 |  |  | 1994-06-03 | 7:00 | 15 | 59 | [5 empty] | 15 | 59 |  |  |  | 17 | 62.6 |  |  |  |  | 8.9 | 48.02 |  |  |  |  | 8.3 | 46.94 | [5 empty] | 16.7 | 62.06 |  |  |  | 11.7 | 53.06 |  |  |  |  | 16.7 | 62.06 |  |  |  |  | 16.7 | 62.06
2004-06-03 | 8:00 | 17.8 | 64.04 | WEEKDAY | #N/A | 1990-06-03 | 8:00 | 20.6 | 69.08 |  |  | 2003-06-03 | 8:00 | 17 | 62.6 |  |  | 1994-06-03 | 8:00 | 16.1 | 60.98 | [5 empty] | 17.2 | 62.96 |  |  |  | 17 | 62.6 |  |  |  |  | 11.1 | 51.98 |  |  |  |  | 10 | 50 | [5 empty] | 18.5 | 65.3 |  |  |  | 12.2 | 53.96 |  |  |  |  | 20 | 68 |  |  |  |  | 18.9 | 66.02
2004-06-03 | 9:00 | 18.9 | 66.02 | WEEKDAY | #N/A | 1990-06-03 | 9:00 | 22.2 | 71.96 |  |  | 2003-06-03 | 9:00 | 19 | 66.2 |  |  | 1994-06-03 | 9:00 | 18.9 | 66.02 | [5 empty] | 17.2 | 62.96 |  |  |  | 19 | 66.2 |  |  |  |  | 13.3 | 55.94 |  |  |  |  | 11.7 | 53.06 | [5 empty] | 20.4 | 68.72 |  |  |  | 13.3 | 55.94 |  |  |  |  | 21.7 | 71.06 |  |  |  |  | 19.4 | 66.92
2004-06-03 | 10:00 | 20 | 68 | WEEKDAY | #N/A | 1990-06-03 | 10:00 | 20.6 | 69.08 |  |  | 2003-06-03 | 10:00 | 20 | 68 |  |  | 1994-06-03 | 10:00 | 20 | 68 | [5 empty] | 19.4 | 66.92 |  |  |  | 17 | 62.6 |  |  |  |  | 15 | 59 |  |  |  |  | 12.2 | 53.96 | [5 empty] | 22.2 | 71.96 |  |  |  | 14.4 | 57.92 |  |  |  |  | 23.3 | 73.94 |  |  |  |  | 19.4 | 66.92
2004-06-03 | 11:00 | 21.1 | 69.98 | WEEKDAY | #N/A | 1990-06-03 | 11:00 | 21.7 | 71.06 |  |  | 2003-06-03 | 11:00 | 20 | 68 |  |  | 1994-06-03 | 11:00 | 21.1 | 69.98 | [5 empty] | 20.6 | 69.08 |  |  |  | 18 | 64.4 |  |  |  |  | 16.1 | 60.98 |  |  |  |  | 14.4 | 57.92 | [5 empty] | 23.1 | 73.58 |  |  |  | 16.1 | 60.98 |  |  |  |  | 24.4 | 75.92 |  |  |  |  | 20 | 68
2004-06-03 | 12:00 | 22.2 | 71.96 | WEEKDAY | #N/A | 1990-06-03 | 12:00 | 22.2 | 71.96 |  |  | 2003-06-03 | 12:00 | 19 | 66.2 |  |  | 1994-06-03 | 12:00 | 22.2 | 71.96 | [5 empty] | 22.2 | 71.96 |  |  |  | 18 | 64.4 |  |  |  |  | 18.3 | 64.94 |  |  |  |  | 15 | 59 | [5 empty] | 24.1 | 75.38 |  |  |  | 17.8 | 64.04 |  |  |  |  | 25.6 | 78.08 |  |  |  |  | 20.6 | 69.08
2004-06-03 | 13:00 | 22.8 | 73.04 | WEEKDAY | #N/A | 1990-06-03 | 13:00 | 22.2 | 71.96 |  |  | 2003-06-03 | 13:00 | 19 | 66.2 |  |  | 1994-06-03 | 13:00 | 22.8 | 73.04 | [5 empty] | 22.8 | 73.04 |  |  |  | 19 | 66.2 |  |  |  |  | 18.3 | 64.94 |  |  |  |  | 16.1 | 60.98 | [5 empty] | 25 | 77 |  |  |  | 18.3 | 64.94 |  |  |  |  | 26.7 | 80.06 |  |  |  |  | 21.1 | 69.98
2004-06-03 | 14:00 | 22.8 | 73.04 | WEEKDAY | #N/A | 1990-06-03 | 14:00 | 23.3 | 73.94 |  |  | 2003-06-03 | 14:00 | 20 | 68 |  |  | 1994-06-03 | 14:00 | 21.7 | 71.06 | [5 empty] | 23.9 | 75.02 |  |  |  | 20 | 68 |  |  |  |  | 19.4 | 66.92 |  |  |  |  | 17.8 | 64.04 | [5 empty] | 25.6 | 78.08 |  |  |  | 18.3 | 64.94 |  |  |  |  | 26.7 | 80.06 |  |  |  |  | 21.1 | 69.98
2004-06-03 | 15:00 | 23.9 | 75.02 | WEEKDAY | #N/A | 1990-06-03 | 15:00 | 23.9 | 75.02 |  |  | 2003-06-03 | 15:00 | 19 | 66.2 |  |  | 1994-06-03 | 15:00 | 21.7 | 71.06 | [5 empty] | 23.3 | 73.94 |  |  |  | 21 | 69.8 |  |  |  |  | 19.4 | 66.92 |  |  |  |  | 18.3 | 64.94 | [5 empty] | 26.1 | 78.98 |  |  |  | 19.4 | 66.92 |  |  |  |  | 25.6 | 78.08 |  |  |  |  | 20.6 | 69.08
2004-06-03 | 16:00 | 25 | 77 | WEEKDAY | #N/A | 1990-06-03 | 16:00 | 26.7 | 80.06 |  |  | 2003-06-03 | 16:00 | 18 | 64.4 |  |  | 1994-06-03 | 16:00 | 19.4 | 66.92 | [5 empty] | 24.4 | 75.92 |  |  |  | 22 | 71.6 |  |  |  |  | 20 | 68 |  |  |  |  | 18.9 | 66.02 | [5 empty] | 26.7 | 80.06 |  |  |  | 20 | 68 |  |  |  |  | 26.7 | 80.06 |  |  |  |  | 20.6 | 69.08
2004-06-03 | 17:00 | 24.4 | 75.92 | WEEKDAY | #N/A | 1990-06-03 | 17:00 | 23.9 | 75.02 |  |  | 2003-06-03 | 17:00 | 14 | 57.2 |  |  | 1994-06-03 | 17:00 | 18.3 | 64.94 | [5 empty] | 22.8 | 73.04 |  |  |  | 22 | 71.6 |  |  |  |  | 19.4 | 66.92 |  |  |  |  | 19.4 | 66.92 | [5 empty] | 25.8 | 78.44 |  |  |  | 18.9 | 66.02 |  |  |  |  | 26.1 | 78.98 |  |  |  |  | 20 | 68
2004-06-03 | 18:00 | 23.3 | 73.94 | WEEKDAY | #N/A | 1990-06-03 | 18:00 | 23.3 | 73.94 |  |  | 2003-06-03 | 18:00 | 13 | 55.4 |  |  | 1994-06-03 | 18:00 | 17.8 | 64.04 | [5 empty] | 18.9 | 66.02 |  |  |  | 21 | 69.8 |  |  |  |  | 18.9 | 66.02 |  |  |  |  | 17.8 | 64.04 | [5 empty] | 24.8 | 76.64 |  |  |  | 17.8 | 64.04 |  |  |  |  | 25 | 77 |  |  |  |  | 20 | 68
2004-06-03 | 19:00 | 22.2 | 71.96 | WEEKDAY | #N/A | 1990-06-03 | 19:00 | 22.8 | 73.04 |  |  | 2003-06-03 | 19:00 | 13 | 55.4 |  |  | 1994-06-03 | 19:00 | 16.7 | 62.06 | [5 empty] | 17.8 | 64.04 |  |  |  | 19 | 66.2 |  |  |  |  | 17.8 | 64.04 |  |  |  |  | 16.7 | 62.06 | [5 empty] | 23.9 | 75.02 |  |  |  | 17.8 | 64.04 |  |  |  |  | 22.8 | 73.04 |  |  |  |  | 19.4 | 66.92
2004-06-03 | 20:00 | 22.8 | 73.04 | WEEKDAY | #N/A | 1990-06-03 | 20:00 | 21.1 | 69.98 |  |  | 2003-06-03 | 20:00 | 13 | 55.4 |  |  | 1994-06-03 | 20:00 | 16.7 | 62.06 | [5 empty] | 16.1 | 60.98 |  |  |  | 17.2 | 62.96 |  |  |  |  | 15.6 | 60.08 |  |  |  |  | 14.4 | 57.92 | [5 empty] | 22.2 | 71.96 |  |  |  | 15.6 | 60.08 |  |  |  |  | 20 | 68 |  |  |  |  | 19.4 | 66.92
2004-06-03 | 21:00 | 20.6 | 69.08 | WEEKDAY | #N/A | 1990-06-03 | 21:00 | 20 | 68 |  |  | 2003-06-03 | 21:00 | 13 | 55.4 |  |  | 1994-06-03 | 21:00 | 16.1 | 60.98 | [5 empty] | 15.6 | 60.08 |  |  |  | 16 | 60.8 |  |  |  |  | 15 | 59 |  |  |  |  | 11.1 | 51.98 | [5 empty] | 20.6 | 69.08 |  |  |  | 14.4 | 57.92 |  |  |  |  | 18.3 | 64.94 |  |  |  |  | 19.4 | 66.92
2004-06-03 | 22:00 | 21.1 | 69.98 | WEEKDAY | #N/A | 1990-06-03 | 22:00 | 21.7 | 71.06 |  |  | 2003-06-03 | 22:00 | 13 | 55.4 |  |  | 1994-06-03 | 22:00 | 16.7 | 62.06 | [5 empty] | 15 | 59 |  |  |  | 12 | 53.6 |  |  |  |  | 14.4 | 57.92 |  |  |  |  | 10.6 | 51.08 | [5 empty] | 18.9 | 66.02 |  |  |  | 12.8 | 55.04 |  |  |  |  | 17.2 | 62.96 |  |  |  |  | 18.3 | 64.94
2004-06-03 | 23:00 | 20 | 68 | WEEKDAY | #N/A | 1990-06-03 | 23:00 | 21.1 | 69.98 |  |  | 2003-06-03 | 23:00 | 13 | 55.4 |  |  | 1994-06-03 | 23:00 | 19.4 | 66.92 | [5 empty] | 14.4 | 57.92 |  |  |  | 10 | 50 |  |  |  |  | 13.3 | 55.94 |  |  |  |  | 10.6 | 51.08 | [5 empty] | 17.6 | 63.68 |  |  |  | 12.2 | 53.96 |  |  |  |  | 16.1 | 60.98 |  |  |  |  | 17.8 | 64.04
2004-06-03 | 24:00 | 19.4 | 66.92 | WEEKDAY | #N/A | 1990-06-03 | 24:00 | 21.1 | 69.98 |  |  | 2003-06-03 | 24:00 | 12 | 53.6 |  |  | 1994-06-03 | 24:00 | 19.4 | 66.92 | [5 empty] | 13.3 | 55.94 |  |  |  | 9 | 48.2 |  |  |  |  | 13.3 | 55.94 |  |  |  |  | 11.7 | 53.06 | [5 empty] | 16.3 | 61.34 |  |  |  | 11.1 | 51.98 |  |  |  |  | 16.1 | 60.98 |  |  |  |  | 17.2 | 62.96
2004-06-04 | 1:00 | 18.9 | 66.02 | WEEKDAY | #N/A | 1990-06-04 | 1:00 | 20.6 | 69.08 |  |  | 2003-06-04 | 1:00 | 11 | 51.8 |  |  | 1994-06-04 | 1:00 | 17.8 | 64.04 | [5 empty] | 13.9 | 57.02 |  |  |  | 9 | 48.2 |  |  |  |  | 12.8 | 55.04 |  |  |  |  | 11.7 | 53.06 | [5 empty] | 15 | 59 |  |  |  | 10.6 | 51.08 |  |  |  |  | 15.6 | 60.08 |  |  |  |  | 17.2 | 62.96
2004-06-04 | 2:00 | 17.8 | 64.04 | WEEKDAY | #N/A | 1990-06-04 | 2:00 | 20.6 | 69.08 |  |  | 2003-06-04 | 2:00 | 10 | 50 |  |  | 1994-06-04 | 2:00 | 15.6 | 60.08 | [5 empty] | 11.7 | 53.06 |  |  |  | 8 | 46.4 |  |  |  |  | 11.7 | 53.06 |  |  |  |  | 11.1 | 51.98 | [5 empty] | 14.4 | 57.92 |  |  |  | 9.4 | 48.92 |  |  |  |  | 15 | 59 |  |  |  |  | 17.8 | 64.04
2004-06-04 | 3:00 | 16.7 | 62.06 | WEEKDAY | #N/A | 1990-06-04 | 3:00 | 20.6 | 69.08 |  |  | 2003-06-04 | 3:00 | 9 | 48.2 |  |  | 1994-06-04 | 3:00 | 16.1 | 60.98 | [5 empty] | 11.1 | 51.98 |  |  |  | 7 | 44.6 |  |  |  |  | 7.8 | 46.04 |  |  |  |  | 10.6 | 51.08 | [5 empty] | 13.9 | 57.02 |  |  |  | 8.3 | 46.94 |  |  |  |  | 15 | 59 |  |  |  |  | 17.8 | 64.04
2004-06-04 | 4:00 | 16.1 | 60.98 | WEEKDAY | #N/A | 1990-06-04 | 4:00 | 20 | 68 |  |  | 2003-06-04 | 4:00 | 10 | 50 |  |  | 1994-06-04 | 4:00 | 15.6 | 60.08 | [5 empty] | 12.2 | 53.96 |  |  |  | 6 | 42.8 |  |  |  |  | 8.3 | 46.94 |  |  |  |  | 10 | 50 | [5 empty] | 13.3 | 55.94 |  |  |  | 7.2 | 44.96 |  |  |  |  | 15.6 | 60.08 |  |  |  |  | 17.8 | 64.04
2004-06-04 | 5:00 | 15.6 | 60.08 | WEEKDAY | #N/A | 1990-06-04 | 5:00 | 20 | 68 |  |  | 2003-06-04 | 5:00 | 10 | 50 |  |  | 1994-06-04 | 5:00 | 16.1 | 60.98 | [5 empty] | 11.1 | 51.98 |  |  |  | 6 | 42.8 |  |  |  |  | 7.8 | 46.04 |  |  |  |  | 10 | 50 | [5 empty] | 14.6 | 58.28 |  |  |  | 6.7 | 44.06 |  |  |  |  | 15.6 | 60.08 |  |  |  |  | 18.3 | 64.94
2004-06-04 | 6:00 | 16.1 | 60.98 | WEEKDAY | #N/A | 1990-06-04 | 6:00 | 21.1 | 69.98 |  |  | 2003-06-04 | 6:00 | 10 | 50 |  |  | 1994-06-04 | 6:00 | 17.8 | 64.04 | [5 empty] | 15 | 59 |  |  |  | 8 | 46.4 |  |  |  |  | 10 | 50 |  |  |  |  | 11.7 | 53.06 | [5 empty] | 15.9 | 60.62 |  |  |  | 8.9 | 48.02 |  |  |  |  | 16.1 | 60.98 |  |  |  |  | 18.9 | 66.02
2004-06-04 | 7:00 | 16.7 | 62.06 | WEEKDAY | #N/A | 1990-06-04 | 7:00 | 22.2 | 71.96 |  |  | 2003-06-04 | 7:00 | 11 | 51.8 |  |  | 1994-06-04 | 7:00 | 20.6 | 69.08 | [5 empty] | 17.2 | 62.96 |  |  |  | 11 | 51.8 |  |  |  |  | 11.1 | 51.98 |  |  |  |  | 13.9 | 57.02 | [5 empty] | 17.2 | 62.96 |  |  |  | 10.6 | 51.08 |  |  |  |  | 17.8 | 64.04 |  |  |  |  | 19.4 | 66.92
2004-06-04 | 8:00 | 17.2 | 62.96 | WEEKDAY | #N/A | 1990-06-04 | 8:00 | 22.8 | 73.04 |  |  | 2003-06-04 | 8:00 | 11 | 51.8 |  |  | 1994-06-04 | 8:00 | 22.2 | 71.96 | [5 empty] | 20.6 | 69.08 |  |  |  | 15 | 59 |  |  |  |  | 14.4 | 57.92 |  |  |  |  | 15.6 | 60.08 | [5 empty] | 19.6 | 67.28 |  |  |  | 12.8 | 55.04 |  |  |  |  | 20.6 | 69.08 |  |  |  |  | 20 | 68
2004-06-04 | 9:00 | 18.3 | 64.94 | WEEKDAY | #N/A | 1990-06-04 | 9:00 | 22.8 | 73.04 |  |  | 2003-06-04 | 9:00 | 11 | 51.8 |  |  | 1994-06-04 | 9:00 | 23.3 | 73.94 | [5 empty] | 21.7 | 71.06 |  |  |  | 17 | 62.6 |  |  |  |  | 16.7 | 62.06 |  |  |  |  | 17.8 | 64.04 | [5 empty] | 22 | 71.6 |  |  |  | 14.4 | 57.92 |  |  |  |  | 22.2 | 71.96 |  |  |  |  | 21.1 | 69.98
2004-06-04 | 10:00 | 18.9 | 66.02 | WEEKDAY | #N/A | 1990-06-04 | 10:00 | 23.9 | 75.02 |  |  | 2003-06-04 | 10:00 | 12 | 53.6 |  |  | 1994-06-04 | 10:00 | 24.4 | 75.92 | [5 empty] | 23.9 | 75.02 |  |  |  | 20 | 68 |  |  |  |  | 18.3 | 64.94 |  |  |  |  | 19.4 | 66.92 | [5 empty] | 24.4 | 75.92 |  |  |  | 15.6 | 60.08 |  |  |  |  | 24.4 | 75.92 |  |  |  |  | 21.7 | 71.06
2004-06-04 | 11:00 | 20 | 68 | WEEKDAY | #N/A | 1990-06-04 | 11:00 | 23.9 | 75.02 |  |  | 2003-06-04 | 11:00 | 12 | 53.6 |  |  | 1994-06-04 | 11:00 | 25.6 | 78.08 | [5 empty] | 25 | 77 |  |  |  | 22 | 71.6 |  |  |  |  | 20.6 | 69.08 |  |  |  |  | 21.1 | 69.98 | [5 empty] | 25.5 | 77.9 |  |  |  | 17.2 | 62.96 |  |  |  |  | 26.7 | 80.06 |  |  |  |  | 21.7 | 71.06
2004-06-04 | 12:00 | 21.1 | 69.98 | WEEKDAY | #N/A | 1990-06-04 | 12:00 | 20.6 | 69.08 |  |  | 2003-06-04 | 12:00 | 13 | 55.4 |  |  | 1994-06-04 | 12:00 | 25 | 77 | [5 empty] | 26.1 | 78.98 |  |  |  | 22 | 71.6 |  |  |  |  | 21.7 | 71.06 |  |  |  |  | 22.8 | 73.04 | [5 empty] | 26.7 | 80.06 |  |  |  | 17.8 | 64.04 |  |  |  |  | 28.3 | 82.94 |  |  |  |  | 21.1 | 69.98
2004-06-04 | 13:00 | 22.2 | 71.96 | WEEKDAY | #N/A | 1990-06-04 | 13:00 | 20.6 | 69.08 |  |  | 2003-06-04 | 13:00 | 13 | 55.4 |  |  | 1994-06-04 | 13:00 | 24.4 | 75.92 | [5 empty] | 25 | 77 |  |  |  | 22 | 71.6 |  |  |  |  | 22.2 | 71.96 |  |  |  |  | 23.9 | 75.02 | [5 empty] | 27.8 | 82.04 |  |  |  | 18.9 | 66.02 |  |  |  |  | 28.9 | 84.02 |  |  |  |  | 22.2 | 71.96
2004-06-04 | 14:00 | 21.1 | 69.98 | WEEKDAY | #N/A | 1990-06-04 | 14:00 | 18.3 | 64.94 |  |  | 2003-06-04 | 14:00 | 13 | 55.4 |  |  | 1994-06-04 | 14:00 | 24.4 | 75.92 | [5 empty] | 24.4 | 75.92 |  |  |  | 23 | 73.4 |  |  |  |  | 23.3 | 73.94 |  |  |  |  | 25 | 77 | [5 empty] | 28 | 82.4 |  |  |  | 19.4 | 66.92 |  |  |  |  | 28.9 | 84.02 |  |  |  |  | 21.1 | 69.98
2004-06-04 | 15:00 | 20.6 | 69.08 | WEEKDAY | #N/A | 1990-06-04 | 15:00 | 18.9 | 66.02 |  |  | 2003-06-04 | 15:00 | 13 | 55.4 |  |  | 1994-06-04 | 15:00 | 23.9 | 75.02 | [5 empty] | 25 | 77 |  |  |  | 22 | 71.6 |  |  |  |  | 22.8 | 73.04 |  |  |  |  | 25.6 | 78.08 | [5 empty] | 28.1 | 82.58 |  |  |  | 20.6 | 69.08 |  |  |  |  | 28.9 | 84.02 |  |  |  |  | 20.6 | 69.08
2004-06-04 | 16:00 | 20 | 68 | WEEKDAY | #N/A | 1990-06-04 | 16:00 | 20.6 | 69.08 |  |  | 2003-06-04 | 16:00 | 13 | 55.4 |  |  | 1994-06-04 | 16:00 | 22.2 | 71.96 | [5 empty] | 23.9 | 75.02 |  |  |  | 22.7 | 72.86 |  |  |  |  | 22.8 | 73.04 |  |  |  |  | 26.1 | 78.98 | [5 empty] | 28.3 | 82.94 |  |  |  | 20 | 68 |  |  |  |  | 28.3 | 82.94 |  |  |  |  | 20.6 | 69.08
2004-06-04 | 17:00 | 19.4 | 66.92 | WEEKDAY | #N/A | 1990-06-04 | 17:00 | 20 | 68 |  |  | 2003-06-04 | 17:00 | 13 | 55.4 |  |  | 1994-06-04 | 17:00 | 21.1 | 69.98 | [5 empty] | 23.3 | 73.94 |  |  |  | 23 | 73.4 |  |  |  |  | 23.3 | 73.94 |  |  |  |  | 26.1 | 78.98 | [5 empty] | 27.6 | 81.68 |  |  |  | 19.4 | 66.92 |  |  |  |  | 27.8 | 82.04 |  |  |  |  | 19.4 | 66.92
2004-06-04 | 18:00 | 17.8 | 64.04 | WEEKDAY | #N/A | 1990-06-04 | 18:00 | 18.3 | 64.94 |  |  | 2003-06-04 | 18:00 | 14 | 57.2 |  |  | 1994-06-04 | 18:00 | 20 | 68 | [5 empty] | 22.2 | 71.96 |  |  |  | 21 | 69.8 |  |  |  |  | 21.7 | 71.06 |  |  |  |  | 25.6 | 78.08 | [5 empty] | 26.8 | 80.24 |  |  |  | 18.3 | 64.94 |  |  |  |  | 26.7 | 80.06 |  |  |  |  | 20 | 68
2004-06-04 | 19:00 | 18.3 | 64.94 | WEEKDAY | #N/A | 1990-06-04 | 19:00 | 17.8 | 64.04 |  |  | 2003-06-04 | 19:00 | 13 | 55.4 |  |  | 1994-06-04 | 19:00 | 18.9 | 66.02 | [5 empty] | 21.1 | 69.98 |  |  |  | 19 | 66.2 |  |  |  |  | 21.1 | 69.98 |  |  |  |  | 24.4 | 75.92 | [5 empty] | 26.1 | 78.98 |  |  |  | 17.8 | 64.04 |  |  |  |  | 25 | 77 |  |  |  |  | 18.3 | 64.94
2004-06-04 | 20:00 | 17.8 | 64.04 | WEEKDAY | #N/A | 1990-06-04 | 20:00 | 16.7 | 62.06 |  |  | 2003-06-04 | 20:00 | 14 | 57.2 |  |  | 1994-06-04 | 20:00 | 18.3 | 64.94 | [5 empty] | 18.3 | 64.94 |  |  |  | 18 | 64.4 |  |  |  |  | 20.6 | 69.08 |  |  |  |  | 22.8 | 73.04 | [5 empty] | 23.7 | 74.66 |  |  |  | 17.8 | 64.04 |  |  |  |  | 22.2 | 71.96 |  |  |  |  | 17.8 | 64.04
2004-06-04 | 21:00 | 17.2 | 62.96 | WEEKDAY | #N/A | 1990-06-04 | 21:00 | 16.7 | 62.06 |  |  | 2003-06-04 | 21:00 | 13 | 55.4 |  |  | 1994-06-04 | 21:00 | 17.8 | 64.04 | [5 empty] | 17.8 | 64.04 |  |  |  | 17 | 62.6 |  |  |  |  | 19.4 | 66.92 |  |  |  |  | 21.1 | 69.98 | [5 empty] | 21.3 | 70.34 |  |  |  | 16.7 | 62.06 |  |  |  |  | 22.2 | 71.96 |  |  |  |  | 17.2 | 62.96
2004-06-04 | 22:00 | 17.2 | 62.96 | WEEKDAY | #N/A | 1990-06-04 | 22:00 | 15.6 | 60.08 |  |  | 2003-06-04 | 22:00 | 14 | 57.2 |  |  | 1994-06-04 | 22:00 | 17.2 | 62.96 | [5 empty] | 16.7 | 62.06 |  |  |  | 16 | 60.8 |  |  |  |  | 16.7 | 62.06 |  |  |  |  | 20.6 | 69.08 | [5 empty] | 18.9 | 66.02 |  |  |  | 16.7 | 62.06 |  |  |  |  | 20.6 | 69.08 |  |  |  |  | 15.6 | 60.08
2004-06-04 | 23:00 | 17.2 | 62.96 | WEEKDAY | #N/A | 1990-06-04 | 23:00 | 13.3 | 55.94 |  |  | 2003-06-04 | 23:00 | 14 | 57.2 |  |  | 1994-06-04 | 23:00 | 16.7 | 62.06 | [5 empty] | 16.1 | 60.98 |  |  |  | 16 | 60.8 |  |  |  |  | 15.6 | 60.08 |  |  |  |  | 19.4 | 66.92 | [5 empty] | 18.2 | 64.76 |  |  |  | 16.1 | 60.98 |  |  |  |  | 19.4 | 66.92 |  |  |  |  | 15.6 | 60.08
2004-06-04 | 24:00 | 16.7 | 62.06 | WEEKDAY | #N/A | 1990-06-04 | 24:00 | 12.8 | 55.04 |  |  | 2003-06-04 | 24:00 | 14 | 57.2 |  |  | 1994-06-04 | 24:00 | 17.2 | 62.96 | [5 empty] | 16.1 | 60.98 |  |  |  | 16 | 60.8 |  |  |  |  | 14.4 | 57.92 |  |  |  |  | 18.9 | 66.02 | [5 empty] | 17.4 | 63.32 |  |  |  | 16.7 | 62.06 |  |  |  |  | 19.4 | 66.92 |  |  |  |  | 16.1 | 60.98
2004-06-05 | 1:00 | 16.1 | 60.98 | SATURDAY | #N/A | 1990-06-05 | 1:00 | 12.8 | 55.04 |  |  | 2003-06-05 | 1:00 | 13 | 55.4 |  |  | 1994-06-05 | 1:00 | 15.6 | 60.08 | [5 empty] | 16.1 | 60.98 |  |  |  | 16 | 60.8 |  |  |  |  | 14.4 | 57.92 |  |  |  |  | 17.8 | 64.04 | [5 empty] | 16.7 | 62.06 |  |  |  | 16.7 | 62.06 |  |  |  |  | 20 | 68 |  |  |  |  | 15.6 | 60.08
2004-06-05 | 2:00 | 16.1 | 60.98 | SATURDAY | #N/A | 1990-06-05 | 2:00 | 12.8 | 55.04 |  |  | 2003-06-05 | 2:00 | 13 | 55.4 |  |  | 1994-06-05 | 2:00 | 16.7 | 62.06 | [5 empty] | 15.6 | 60.08 |  |  |  | 15 | 59 |  |  |  |  | 12.2 | 53.96 |  |  |  |  | 18.3 | 64.94 | [5 empty] | 16.5 | 61.7 |  |  |  | 17.2 | 62.96 |  |  |  |  | 18.3 | 64.94 |  |  |  |  | 15.6 | 60.08
2004-06-05 | 3:00 | 16.1 | 60.98 | SATURDAY | #N/A | 1990-06-05 | 3:00 | 12.2 | 53.96 |  |  | 2003-06-05 | 3:00 | 13 | 55.4 |  |  | 1994-06-05 | 3:00 | 16.1 | 60.98 | [5 empty] | 13.3 | 55.94 |  |  |  | 15 | 59 |  |  |  |  | 11.1 | 51.98 |  |  |  |  | 17.8 | 64.04 | [5 empty] | 16.3 | 61.34 |  |  |  | 16.1 | 60.98 |  |  |  |  | 18.3 | 64.94 |  |  |  |  | 15.6 | 60.08
2004-06-05 | 4:00 | 15.6 | 60.08 | SATURDAY | #N/A | 1990-06-05 | 4:00 | 11.7 | 53.06 |  |  | 2003-06-05 | 4:00 | 13 | 55.4 |  |  | 1994-06-05 | 4:00 | 14.4 | 57.92 | [5 empty] | 12.8 | 55.04 |  |  |  | 14 | 57.2 |  |  |  |  | 11.1 | 51.98 |  |  |  |  | 17.8 | 64.04 | [5 empty] | 16.1 | 60.98 |  |  |  | 14.4 | 57.92 |  |  |  |  | 18.9 | 66.02 |  |  |  |  | 13.9 | 57.02
2004-06-05 | 5:00 | 15.6 | 60.08 | SATURDAY | #N/A | 1990-06-05 | 5:00 | 11.7 | 53.06 |  |  | 2003-06-05 | 5:00 | 14 | 57.2 |  |  | 1994-06-05 | 5:00 | 14.4 | 57.92 | [5 empty] | 11.1 | 51.98 |  |  |  | 14 | 57.2 |  |  |  |  | 11.1 | 51.98 |  |  |  |  | 18.3 | 64.94 | [5 empty] | 17 | 62.6 |  |  |  | 14.4 | 57.92 |  |  |  |  | 17.2 | 62.96 |  |  |  |  | 13.3 | 55.94
2004-06-05 | 6:00 | 15.6 | 60.08 | SATURDAY | #N/A | 1990-06-05 | 6:00 | 11.7 | 53.06 |  |  | 2003-06-05 | 6:00 | 13 | 55.4 |  |  | 1994-06-05 | 6:00 | 16.1 | 60.98 | [5 empty] | 15 | 59 |  |  |  | 14 | 57.2 |  |  |  |  | 12.8 | 55.04 |  |  |  |  | 18.3 | 64.94 | [5 empty] | 18 | 64.4 |  |  |  | 14.4 | 57.92 |  |  |  |  | 17.8 | 64.04 |  |  |  |  | 15 | 59
2004-06-05 | 7:00 | 16.1 | 60.98 | SATURDAY | #N/A | 1990-06-05 | 7:00 | 12.8 | 55.04 |  |  | 2003-06-05 | 7:00 | 14 | 57.2 |  |  | 1994-06-05 | 7:00 | 18.3 | 64.94 | [5 empty] | 18.3 | 64.94 |  |  |  | 11 | 51.8 |  |  |  |  | 15.6 | 60.08 |  |  |  |  | 18.3 | 64.94 | [5 empty] | 18.9 | 66.02 |  |  |  | 14.4 | 57.92 |  |  |  |  | 19.4 | 66.92 |  |  |  |  | 17.8 | 64.04
2004-06-05 | 8:00 | 16.7 | 62.06 | SATURDAY | #N/A | 1990-06-05 | 8:00 | 14.4 | 57.92 |  |  | 2003-06-05 | 8:00 | 14 | 57.2 |  |  | 1994-06-05 | 8:00 | 18.9 | 66.02 | [5 empty] | 20.6 | 69.08 |  |  |  | 10 | 50 |  |  |  |  | 17.8 | 64.04 |  |  |  |  | 17.8 | 64.04 | [5 empty] | 20.9 | 69.62 |  |  |  | 13.9 | 57.02 |  |  |  |  | 20 | 68 |  |  |  |  | 19.4 | 66.92
2004-06-05 | 9:00 | 17.2 | 62.96 | SATURDAY | #N/A | 1990-06-05 | 9:00 | 15.6 | 60.08 |  |  | 2003-06-05 | 9:00 | 14 | 57.2 |  |  | 1994-06-05 | 9:00 | 19.4 | 66.92 | [5 empty] | 21.7 | 71.06 |  |  |  | 11 | 51.8 |  |  |  |  | 20 | 68 |  |  |  |  | 18.9 | 66.02 | [5 empty] | 23 | 73.4 |  |  |  | 15 | 59 |  |  |  |  | 21.7 | 71.06 |  |  |  |  | 21.7 | 71.06
2004-06-05 | 10:00 | 18.3 | 64.94 | SATURDAY | #N/A | 1990-06-05 | 10:00 | 16.7 | 62.06 |  |  | 2003-06-05 | 10:00 | 15 | 59 |  |  | 1994-06-05 | 10:00 | 20.6 | 69.08 | [5 empty] | 21.7 | 71.06 |  |  |  | 11 | 51.8 |  |  |  |  | 21.7 | 71.06 |  |  |  |  | 20.6 | 69.08 | [5 empty] | 25 | 77 |  |  |  | 15.6 | 60.08 |  |  |  |  | 21.1 | 69.98 |  |  |  |  | 23.3 | 73.94
2004-06-05 | 11:00 | 18.9 | 66.02 | SATURDAY | #N/A | 1990-06-05 | 11:00 | 17.8 | 64.04 |  |  | 2003-06-05 | 11:00 | 16 | 60.8 |  |  | 1994-06-05 | 11:00 | 20.6 | 69.08 | [5 empty] | 22.2 | 71.96 |  |  |  | 12 | 53.6 |  |  |  |  | 21.7 | 71.06 |  |  |  |  | 22.8 | 73.04 | [5 empty] | 23.1 | 73.58 |  |  |  | 16.1 | 60.98 |  |  |  |  | 18.3 | 64.94 |  |  |  |  | 25 | 77
2004-06-05 | 12:00 | 17.2 | 62.96 | SATURDAY | #N/A | 1990-06-05 | 12:00 | 18.3 | 64.94 |  |  | 2003-06-05 | 12:00 | 16 | 60.8 |  |  | 1994-06-05 | 12:00 | 21.7 | 71.06 | [5 empty] | 22.2 | 71.96 |  |  |  | 12 | 53.6 |  |  |  |  | 22.8 | 73.04 |  |  |  |  | 22.8 | 73.04 | [5 empty] | 21.3 | 70.34 |  |  |  | 16.1 | 60.98 |  |  |  |  | 18.3 | 64.94 |  |  |  |  | 26.7 | 80.06
2004-06-05 | 13:00 | 16.7 | 62.06 | SATURDAY | #N/A | 1990-06-05 | 13:00 | 19.4 | 66.92 |  |  | 2003-06-05 | 13:00 | 17 | 62.6 |  |  | 1994-06-05 | 13:00 | 22.2 | 71.96 | [5 empty] | 22.2 | 71.96 |  |  |  | 13 | 55.4 |  |  |  |  | 22.2 | 71.96 |  |  |  |  | 22.2 | 71.96 | [5 empty] | 19.4 | 66.92 |  |  |  | 17.2 | 62.96 |  |  |  |  | 17.2 | 62.96 |  |  |  |  | 27.2 | 80.96
2004-06-05 | 14:00 | 16.7 | 62.06 | SATURDAY | #N/A | 1990-06-05 | 14:00 | 20.6 | 69.08 |  |  | 2003-06-05 | 14:00 | 19 | 66.2 |  |  | 1994-06-05 | 14:00 | 21.1 | 69.98 | [5 empty] | 21.7 | 71.06 |  |  |  | 14 | 57.2 |  |  |  |  | 22.8 | 73.04 |  |  |  |  | 22.8 | 73.04 | [5 empty] | 20.2 | 68.36 |  |  |  | 17.8 | 64.04 |  |  |  |  | 19.4 | 66.92 |  |  |  |  | 27.2 | 80.96
2004-06-05 | 15:00 | 16.7 | 62.06 | SATURDAY | #N/A | 1990-06-05 | 15:00 | 21.7 | 71.06 |  |  | 2003-06-05 | 15:00 | 20 | 68 |  |  | 1994-06-05 | 15:00 | 21.1 | 69.98 | [5 empty] | 21.7 | 71.06 |  |  |  | 13 | 55.4 |  |  |  |  | 21.7 | 71.06 |  |  |  |  | 22.2 | 71.96 | [5 empty] | 20.9 | 69.62 |  |  |  | 17.2 | 62.96 |  |  |  |  | 22.8 | 73.04 |  |  |  |  | 26.7 | 80.06
2004-06-05 | 16:00 | 16.7 | 62.06 | SATURDAY | #N/A | 1990-06-05 | 16:00 | 22.2 | 71.96 |  |  | 2003-06-05 | 16:00 | 20 | 68 |  |  | 1994-06-05 | 16:00 | 20 | 68 | [5 empty] | 20.6 | 69.08 |  |  |  | 14 | 57.2 |  |  |  |  | 22.2 | 71.96 |  |  |  |  | 22.2 | 71.96 | [5 empty] | 21.7 | 71.06 |  |  |  | 17.8 | 64.04 |  |  |  |  | 21.1 | 69.98 |  |  |  |  | 26.1 | 78.98
2004-06-05 | 17:00 | 16.1 | 60.98 | SATURDAY | #N/A | 1990-06-05 | 17:00 | 22.2 | 71.96 |  |  | 2003-06-05 | 17:00 | 19 | 66.2 |  |  | 1994-06-05 | 17:00 | 20 | 68 | [5 empty] | 19.4 | 66.92 |  |  |  | 14 | 57.2 |  |  |  |  | 21.1 | 69.98 |  |  |  |  | 22.2 | 71.96 | [5 empty] | 20.9 | 69.62 |  |  |  | 17.2 | 62.96 |  |  |  |  | 21.1 | 69.98 |  |  |  |  | 25.6 | 78.08
2004-06-05 | 18:00 | 16.1 | 60.98 | SATURDAY | #N/A | 1990-06-05 | 18:00 | 21.7 | 71.06 |  |  | 2003-06-05 | 18:00 | 20 | 68 |  |  | 1994-06-05 | 18:00 | 18.9 | 66.02 | [5 empty] | 18.3 | 64.94 |  |  |  | 13 | 55.4 |  |  |  |  | 20.6 | 69.08 |  |  |  |  | 21.7 | 71.06 | [5 empty] | 20.2 | 68.36 |  |  |  | 16.7 | 62.06 |  |  |  |  | 20.6 | 69.08 |  |  |  |  | 25 | 77
2004-06-05 | 19:00 | 16.1 | 60.98 | SATURDAY | #N/A | 1990-06-05 | 19:00 | 21.1 | 69.98 |  |  | 2003-06-05 | 19:00 | 19 | 66.2 |  |  | 1994-06-05 | 19:00 | 18.3 | 64.94 | [5 empty] | 18.3 | 64.94 |  |  |  | 13 | 55.4 |  |  |  |  | 20 | 68 |  |  |  |  | 18.3 | 64.94 | [5 empty] | 19.4 | 66.92 |  |  |  | 16.1 | 60.98 |  |  |  |  | 19.4 | 66.92 |  |  |  |  | 22.8 | 73.04
2004-06-05 | 20:00 | 16.1 | 60.98 | SATURDAY | #N/A | 1990-06-05 | 20:00 | 20 | 68 |  |  | 2003-06-05 | 20:00 | 18 | 64.4 |  |  | 1994-06-05 | 20:00 | 17.8 | 64.04 | [5 empty] | 17.8 | 64.04 |  |  |  | 13 | 55.4 |  |  |  |  | 18.9 | 66.02 |  |  |  |  | 16.1 | 60.98 | [5 empty] | 17.6 | 63.68 |  |  |  | 13.9 | 57.02 |  |  |  |  | 17.8 | 64.04 |  |  |  |  | 21.1 | 69.98
2004-06-05 | 21:00 | 16.1 | 60.98 | SATURDAY | #N/A | 1990-06-05 | 21:00 | 20 | 68 |  |  | 2003-06-05 | 21:00 | 17 | 62.6 |  |  | 1994-06-05 | 21:00 | 17.8 | 64.04 | [5 empty] | 17.2 | 62.96 |  |  |  | 13 | 55.4 |  |  |  |  | 17.8 | 64.04 |  |  |  |  | 15.6 | 60.08 | [5 empty] | 15.7 | 60.26 |  |  |  | 12.8 | 55.04 |  |  |  |  | 15.6 | 60.08 |  |  |  |  | 20.6 | 69.08
2004-06-05 | 22:00 | 15.6 | 60.08 | SATURDAY | #N/A | 1990-06-05 | 22:00 | 19.4 | 66.92 |  |  | 2003-06-05 | 22:00 | 16 | 60.8 |  |  | 1994-06-05 | 22:00 | 17.8 | 64.04 | [5 empty] | 17.2 | 62.96 |  |  |  | 13 | 55.4 |  |  |  |  | 17.2 | 62.96 |  |  |  |  | 15 | 59 | [5 empty] | 13.9 | 57.02 |  |  |  | 11.7 | 53.06 |  |  |  |  | 15 | 59 |  |  |  |  | 18.9 | 66.02
2004-06-05 | 23:00 | 15.6 | 60.08 | SATURDAY | #N/A | 1990-06-05 | 23:00 | 18.3 | 64.94 |  |  | 2003-06-05 | 23:00 | 15.1 | 59.18 |  |  | 1994-06-05 | 23:00 | 17.2 | 62.96 | [5 empty] | 17.2 | 62.96 |  |  |  | 12 | 53.6 |  |  |  |  | 16.7 | 62.06 |  |  |  |  | 15 | 59 | [5 empty] | 13.5 | 56.3 |  |  |  | 10.6 | 51.08 |  |  |  |  | 15 | 59 |  |  |  |  | 18.3 | 64.94
2004-06-05 | 24:00 | 15 | 59 | SATURDAY | #N/A | 1990-06-05 | 24:00 | 17.8 | 64.04 |  |  | 2003-06-05 | 24:00 | 14 | 57.2 |  |  | 1994-06-05 | 24:00 | 17.2 | 62.96 | [5 empty] | 17.2 | 62.96 |  |  |  | 12 | 53.6 |  |  |  |  | 15.6 | 60.08 |  |  |  |  | 15 | 59 | [5 empty] | 13.2 | 55.76 |  |  |  | 9.4 | 48.92 |  |  |  |  | 13.9 | 57.02 |  |  |  |  | 17.8 | 64.04
2004-06-06 | 1:00 | 15 | 59 | SUNDAY | #N/A | 1990-06-06 | 1:00 | 17.2 | 62.96 |  |  | 2003-06-06 | 1:00 | 14 | 57.2 |  |  | 1994-06-06 | 1:00 | 17.2 | 62.96 | [5 empty] | 17.8 | 64.04 |  |  |  | 12 | 53.6 |  |  |  |  | 16.7 | 62.06 |  |  |  |  | 15 | 59 | [5 empty] | 12.8 | 55.04 |  |  |  | 8.9 | 48.02 |  |  |  |  | 13.9 | 57.02 |  |  |  |  | 18.3 | 64.94
2004-06-06 | 2:00 | 15 | 59 | SUNDAY | #N/A | 1990-06-06 | 2:00 | 16.7 | 62.06 |  |  | 2003-06-06 | 2:00 | 13 | 55.4 |  |  | 1994-06-06 | 2:00 | 17.8 | 64.04 | [5 empty] | 18.3 | 64.94 |  |  |  | 11 | 51.8 |  |  |  |  | 15.6 | 60.08 |  |  |  |  | 15 | 59 | [5 empty] | 12.2 | 53.96 |  |  |  | 7.8 | 46.04 |  |  |  |  | 13.3 | 55.94 |  |  |  |  | 18.9 | 66.02
2004-06-06 | 3:00 | 14.4 | 57.92 | SUNDAY | #N/A | 1990-06-06 | 3:00 | 16.7 | 62.06 |  |  | 2003-06-06 | 3:00 | 12 | 53.6 |  |  | 1994-06-06 | 3:00 | 17.2 | 62.96 | [5 empty] | 18.3 | 64.94 |  |  |  | 11 | 51.8 |  |  |  |  | 15 | 59 |  |  |  |  | 15 | 59 | [5 empty] | 11.7 | 53.06 |  |  |  | 7.2 | 44.96 |  |  |  |  | 13.3 | 55.94 |  |  |  |  | 19.4 | 66.92
2004-06-06 | 4:00 | 14.4 | 57.92 | SUNDAY | #N/A | 1990-06-06 | 4:00 | 15.6 | 60.08 |  |  | 2003-06-06 | 4:00 | 12 | 53.6 |  |  | 1994-06-06 | 4:00 | 17.2 | 62.96 | [5 empty] | 17.8 | 64.04 |  |  |  | 11 | 51.8 |  |  |  |  | 13.9 | 57.02 |  |  |  |  | 15 | 59 | [5 empty] | 11.1 | 51.98 |  |  |  | 6.7 | 44.06 |  |  |  |  | 12.2 | 53.96 |  |  |  |  | 18.3 | 64.94
2004-06-06 | 5:00 | 13.9 | 57.02 | SUNDAY | #N/A | 1990-06-06 | 5:00 | 15.6 | 60.08 |  |  | 2003-06-06 | 5:00 | 12 | 53.6 |  |  | 1994-06-06 | 5:00 | 17.8 | 64.04 | [5 empty] | 17.2 | 62.96 |  |  |  | 10.3 | 50.54 |  |  |  |  | 13.3 | 55.94 |  |  |  |  | 15 | 59 | [5 empty] | 12 | 53.6 |  |  |  | 6.7 | 44.06 |  |  |  |  | 11.7 | 53.06 |  |  |  |  | 17.2 | 62.96
2004-06-06 | 6:00 | 13.9 | 57.02 | SUNDAY | #N/A | 1990-06-06 | 6:00 | 16.7 | 62.06 |  |  | 2003-06-06 | 6:00 | 13 | 55.4 |  |  | 1994-06-06 | 6:00 | 18.3 | 64.94 | [5 empty] | 18.3 | 64.94 |  |  |  | 11 | 51.8 |  |  |  |  | 14.4 | 57.92 |  |  |  |  | 15 | 59 | [5 empty] | 13 | 55.4 |  |  |  | 7.2 | 44.96 |  |  |  |  | 13.3 | 55.94 |  |  |  |  | 16.7 | 62.06
2004-06-06 | 7:00 | 13.3 | 55.94 | SUNDAY | #N/A | 1990-06-06 | 7:00 | 17.2 | 62.96 |  |  | 2003-06-06 | 7:00 | 15 | 59 |  |  | 1994-06-06 | 7:00 | 18.3 | 64.94 | [5 empty] | 18.9 | 66.02 |  |  |  | 11 | 51.8 |  |  |  |  | 15.6 | 60.08 |  |  |  |  | 15 | 59 | [5 empty] | 13.9 | 57.02 |  |  |  | 10 | 50 |  |  |  |  | 15.6 | 60.08 |  |  |  |  | 18.3 | 64.94
2004-06-06 | 8:00 | 13.3 | 55.94 | SUNDAY | #N/A | 1990-06-06 | 8:00 | 19.4 | 66.92 |  |  | 2003-06-06 | 8:00 | 17 | 62.6 |  |  | 1994-06-06 | 8:00 | 18.3 | 64.94 | [5 empty] | 19.4 | 66.92 |  |  |  | 13 | 55.4 |  |  |  |  | 16.7 | 62.06 |  |  |  |  | 15 | 59 | [5 empty] | 15.4 | 59.72 |  |  |  | 13.3 | 55.94 |  |  |  |  | 17.2 | 62.96 |  |  |  |  | 21.1 | 69.98
2004-06-06 | 9:00 | 13.3 | 55.94 | SUNDAY | #N/A | 1990-06-06 | 9:00 | 20.6 | 69.08 |  |  | 2003-06-06 | 9:00 | 18 | 64.4 |  |  | 1994-06-06 | 9:00 | 17.2 | 62.96 | [5 empty] | 18.9 | 66.02 |  |  |  | 12 | 53.6 |  |  |  |  | 17.2 | 62.96 |  |  |  |  | 15 | 59 | [5 empty] | 16.8 | 62.24 |  |  |  | 15.6 | 60.08 |  |  |  |  | 18.9 | 66.02 |  |  |  |  | 20.6 | 69.08
2004-06-06 | 10:00 | 13.9 | 57.02 | SUNDAY | #N/A | 1990-06-06 | 10:00 | 21.1 | 69.98 |  |  | 2003-06-06 | 10:00 | 19 | 66.2 |  |  | 1994-06-06 | 10:00 | 17.8 | 64.04 | [5 empty] | 18.9 | 66.02 |  |  |  | 12 | 53.6 |  |  |  |  | 19.4 | 66.92 |  |  |  |  | 16.1 | 60.98 | [5 empty] | 18.3 | 64.94 |  |  |  | 17.2 | 62.96 |  |  |  |  | 20 | 68 |  |  |  |  | 21.1 | 69.98
2004-06-06 | 11:00 | 13.9 | 57.02 | SUNDAY | #N/A | 1990-06-06 | 11:00 | 22.8 | 73.04 |  |  | 2003-06-06 | 11:00 | 21 | 69.8 |  |  | 1994-06-06 | 11:00 | 18.3 | 64.94 | [5 empty] | 18.9 | 66.02 |  |  |  | 10 | 50 |  |  |  |  | 21.1 | 69.98 |  |  |  |  | 16.1 | 60.98 | [5 empty] | 19.2 | 66.56 |  |  |  | 19.4 | 66.92 |  |  |  |  | 21.1 | 69.98 |  |  |  |  | 22.2 | 71.96
2004-06-06 | 12:00 | 14.4 | 57.92 | SUNDAY | #N/A | 1990-06-06 | 12:00 | 21.7 | 71.06 |  |  | 2003-06-06 | 12:00 | 21 | 69.8 |  |  | 1994-06-06 | 12:00 | 19.4 | 66.92 | [5 empty] | 21.1 | 69.98 |  |  |  | 11 | 51.8 |  |  |  |  | 18.9 | 66.02 |  |  |  |  | 16.1 | 60.98 | [5 empty] | 20.2 | 68.36 |  |  |  | 21.1 | 69.98 |  |  |  |  | 21.7 | 71.06 |  |  |  |  | 22.8 | 73.04
2004-06-06 | 13:00 | 15.6 | 60.08 | SUNDAY | #N/A | 1990-06-06 | 13:00 | 22.2 | 71.96 |  |  | 2003-06-06 | 13:00 | 21 | 69.8 |  |  | 1994-06-06 | 13:00 | 18.9 | 66.02 | [5 empty] | 20 | 68 |  |  |  | 11 | 51.8 |  |  |  |  | 18.9 | 66.02 |  |  |  |  | 16.7 | 62.06 | [5 empty] | 21.1 | 69.98 |  |  |  | 21.1 | 69.98 |  |  |  |  | 21.1 | 69.98 |  |  |  |  | 21.7 | 71.06
2004-06-06 | 14:00 | 15 | 59 | SUNDAY | #N/A | 1990-06-06 | 14:00 | 22.2 | 71.96 |  |  | 2003-06-06 | 14:00 | 22 | 71.6 |  |  | 1994-06-06 | 14:00 | 19.4 | 66.92 | [5 empty] | 20.6 | 69.08 |  |  |  | 13 | 55.4 |  |  |  |  | 21.7 | 71.06 |  |  |  |  | 16.7 | 62.06 | [5 empty] | 21.8 | 71.24 |  |  |  | 22.2 | 71.96 |  |  |  |  | 22.8 | 73.04 |  |  |  |  | 23.9 | 75.02
2004-06-06 | 15:00 | 15.6 | 60.08 | SUNDAY | #N/A | 1990-06-06 | 15:00 | 22.8 | 73.04 |  |  | 2003-06-06 | 15:00 | 23 | 73.4 |  |  | 1994-06-06 | 15:00 | 18.9 | 66.02 | [5 empty] | 20 | 68 |  |  |  | 13 | 55.4 |  |  |  |  | 22.8 | 73.04 |  |  |  |  | 16.7 | 62.06 | [5 empty] | 22.6 | 72.68 |  |  |  | 22.2 | 71.96 |  |  |  |  | 22.8 | 73.04 |  |  |  |  | 23.9 | 75.02
2004-06-06 | 16:00 | 15.6 | 60.08 | SUNDAY | #N/A | 1990-06-06 | 16:00 | 21.1 | 69.98 |  |  | 2003-06-06 | 16:00 | 23 | 73.4 |  |  | 1994-06-06 | 16:00 | 19.4 | 66.92 | [5 empty] | 20.6 | 69.08 |  |  |  | 13 | 55.4 |  |  |  |  | 22.2 | 71.96 |  |  |  |  | 17.2 | 62.96 | [5 empty] | 23.3 | 73.94 |  |  |  | 23.3 | 73.94 |  |  |  |  | 23.3 | 73.94 |  |  |  |  | 23.3 | 73.94
2004-06-06 | 17:00 | 14.4 | 57.92 | SUNDAY | #N/A | 1990-06-06 | 17:00 | 22.2 | 71.96 |  |  | 2003-06-06 | 17:00 | 23 | 73.4 |  |  | 1994-06-06 | 17:00 | 18.9 | 66.02 | [5 empty] | 20 | 68 |  |  |  | 13 | 55.4 |  |  |  |  | 23.9 | 75.02 |  |  |  |  | 17.2 | 62.96 | [5 empty] | 22.4 | 72.32 |  |  |  | 23.3 | 73.94 |  |  |  |  | 22.2 | 71.96 |  |  |  |  | 23.9 | 75.02
2004-06-06 | 18:00 | 15 | 59 | SUNDAY | #N/A | 1990-06-06 | 18:00 | 21.1 | 69.98 |  |  | 2003-06-06 | 18:00 | 22 | 71.6 |  |  | 1994-06-06 | 18:00 | 18.3 | 64.94 | [5 empty] | 19.4 | 66.92 |  |  |  | 13 | 55.4 |  |  |  |  | 22.2 | 71.96 |  |  |  |  | 17.2 | 62.96 | [5 empty] | 21.5 | 70.7 |  |  |  | 22.8 | 73.04 |  |  |  |  | 20.6 | 69.08 |  |  |  |  | 24.4 | 75.92
2004-06-06 | 19:00 | 15 | 59 | SUNDAY | #N/A | 1990-06-06 | 19:00 | 20.6 | 69.08 |  |  | 2003-06-06 | 19:00 | 19 | 66.2 |  |  | 1994-06-06 | 19:00 | 17.8 | 64.04 | [5 empty] | 18.9 | 66.02 |  |  |  | 12 | 53.6 |  |  |  |  | 21.7 | 71.06 |  |  |  |  | 16.7 | 62.06 | [5 empty] | 20.6 | 69.08 |  |  |  | 21.7 | 71.06 |  |  |  |  | 19.4 | 66.92 |  |  |  |  | 22.8 | 73.04
2004-06-06 | 20:00 | 15 | 59 | SUNDAY | #N/A | 1990-06-06 | 20:00 | 19.4 | 66.92 |  |  | 2003-06-06 | 20:00 | 17 | 62.6 |  |  | 1994-06-06 | 20:00 | 17.8 | 64.04 | [5 empty] | 18.9 | 66.02 |  |  |  | 11.7 | 53.06 |  |  |  |  | 20.6 | 69.08 |  |  |  |  | 16.1 | 60.98 | [5 empty] | 19.1 | 66.38 |  |  |  | 20 | 68 |  |  |  |  | 17.8 | 64.04 |  |  |  |  | 18.9 | 66.02
2004-06-06 | 21:00 | 15 | 59 | SUNDAY | #N/A | 1990-06-06 | 21:00 | 19.4 | 66.92 |  |  | 2003-06-06 | 21:00 | 16 | 60.8 |  |  | 1994-06-06 | 21:00 | 17.2 | 62.96 | [5 empty] | 18.9 | 66.02 |  |  |  | 12 | 53.6 |  |  |  |  | 20 | 68 |  |  |  |  | 16.1 | 60.98 | [5 empty] | 17.6 | 63.68 |  |  |  | 18.3 | 64.94 |  |  |  |  | 17.2 | 62.96 |  |  |  |  | 17.8 | 64.04
2004-06-06 | 22:00 | 15 | 59 | SUNDAY | #N/A | 1990-06-06 | 22:00 | 19.4 | 66.92 |  |  | 2003-06-06 | 22:00 | 14 | 57.2 |  |  | 1994-06-06 | 22:00 | 17.2 | 62.96 | [5 empty] | 18.9 | 66.02 |  |  |  | 12 | 53.6 |  |  |  |  | 20 | 68 |  |  |  |  | 16.1 | 60.98 | [5 empty] | 16.1 | 60.98 |  |  |  | 16.7 | 62.06 |  |  |  |  | 16.1 | 60.98 |  |  |  |  | 17.8 | 64.04
2004-06-06 | 23:00 | 15.6 | 60.08 | SUNDAY | #N/A | 1990-06-06 | 23:00 | 18.9 | 66.02 |  |  | 2003-06-06 | 23:00 | 14 | 57.2 |  |  | 1994-06-06 | 23:00 | 17.8 | 64.04 | [5 empty] | 20 | 68 |  |  |  | 12 | 53.6 |  |  |  |  | 18.9 | 66.02 |  |  |  |  | 16.1 | 60.98 | [5 empty] | 15.5 | 59.9 |  |  |  | 15 | 59 |  |  |  |  | 15.6 | 60.08 |  |  |  |  | 17.2 | 62.96
2004-06-06 | 24:00 | 15 | 59 | SUNDAY | #N/A | 1990-06-06 | 24:00 | 18.3 | 64.94 |  |  | 2003-06-06 | 24:00 | 14 | 57.2 |  |  | 1994-06-06 | 24:00 | 17.2 | 62.96 | [5 empty] | 18.9 | 66.02 |  |  |  | 12 | 53.6 |  |  |  |  | 18.9 | 66.02 |  |  |  |  | 16.1 | 60.98 | [5 empty] | 15 | 59 |  |  |  | 14.4 | 57.92 |  |  |  |  | 16.1 | 60.98 |  |  |  |  | 15.6 | 60.08
2004-06-07 | 1:00 | 15.6 | 60.08 | WEEKDAY | #N/A | 1990-06-07 | 1:00 | 18.9 | 66.02 |  |  | 2003-06-07 | 1:00 | 14 | 57.2 |  |  | 1994-06-07 | 1:00 | 16.7 | 62.06 | [5 empty] | 19.4 | 66.92 |  |  |  | 12 | 53.6 |  |  |  |  | 18.9 | 66.02 |  |  |  |  | 15.6 | 60.08 | [5 empty] | 14.4 | 57.92 |  |  |  | 13.9 | 57.02 |  |  |  |  | 16.7 | 62.06 |  |  |  |  | 13.9 | 57.02
2004-06-07 | 2:00 | 16.1 | 60.98 | WEEKDAY | #N/A | 1990-06-07 | 2:00 | 18.3 | 64.94 |  |  | 2003-06-07 | 2:00 | 14 | 57.2 |  |  | 1994-06-07 | 2:00 | 16.1 | 60.98 | [5 empty] | 18.3 | 64.94 |  |  |  | 12 | 53.6 |  |  |  |  | 18.3 | 64.94 |  |  |  |  | 15.6 | 60.08 | [5 empty] | 14.2 | 57.56 |  |  |  | 13.9 | 57.02 |  |  |  |  | 17.8 | 64.04 |  |  |  |  | 13.3 | 55.94
2004-06-07 | 3:00 | 15.6 | 60.08 | WEEKDAY | #N/A | 1990-06-07 | 3:00 | 18.3 | 64.94 |  |  | 2003-06-07 | 3:00 | 16 | 60.8 |  |  | 1994-06-07 | 3:00 | 15.6 | 60.08 | [5 empty] | 18.3 | 64.94 |  |  |  | 12 | 53.6 |  |  |  |  | 18.3 | 64.94 |  |  |  |  | 15.6 | 60.08 | [5 empty] | 14.1 | 57.38 |  |  |  | 13.3 | 55.94 |  |  |  |  | 17.8 | 64.04 |  |  |  |  | 12.8 | 55.04
2004-06-07 | 4:00 | 16.1 | 60.98 | WEEKDAY | #N/A | 1990-06-07 | 4:00 | 18.3 | 64.94 |  |  | 2003-06-07 | 4:00 | 13 | 55.4 |  |  | 1994-06-07 | 4:00 | 15.6 | 60.08 | [5 empty] | 18.3 | 64.94 |  |  |  | 13 | 55.4 |  |  |  |  | 18.3 | 64.94 |  |  |  |  | 15 | 59 | [5 empty] | 13.9 | 57.02 |  |  |  | 13.3 | 55.94 |  |  |  |  | 16.7 | 62.06 |  |  |  |  | 11.7 | 53.06
2004-06-07 | 5:00 | 16.1 | 60.98 | WEEKDAY | #N/A | 1990-06-07 | 5:00 | 17.8 | 64.04 |  |  | 2003-06-07 | 5:00 | 15 | 59 |  |  | 1994-06-07 | 5:00 | 16.7 | 62.06 | [5 empty] | 18.3 | 64.94 |  |  |  | 13 | 55.4 |  |  |  |  | 17.2 | 62.96 |  |  |  |  | 15.6 | 60.08 | [5 empty] | 15.2 | 59.36 |  |  |  | 14.4 | 57.92 |  |  |  |  | 16.1 | 60.98 |  |  |  |  | 11.1 | 51.98
2004-06-07 | 6:00 | 16.1 | 60.98 | WEEKDAY | #N/A | 1990-06-07 | 6:00 | 18.3 | 64.94 |  |  | 2003-06-07 | 6:00 | 16 | 60.8 |  |  | 1994-06-07 | 6:00 | 16.7 | 62.06 | [5 empty] | 18.3 | 64.94 |  |  |  | 13 | 55.4 |  |  |  |  | 16.7 | 62.06 |  |  |  |  | 15.6 | 60.08 | [5 empty] | 16.5 | 61.7 |  |  |  | 13.9 | 57.02 |  |  |  |  | 17.8 | 64.04 |  |  |  |  | 11.7 | 53.06
2004-06-07 | 7:00 | 17.2 | 62.96 | WEEKDAY | #N/A | 1990-06-07 | 7:00 | 19.4 | 66.92 |  |  | 2003-06-07 | 7:00 | 16 | 60.8 |  |  | 1994-06-07 | 7:00 | 17.2 | 62.96 | [5 empty] | 18.3 | 64.94 |  |  |  | 16 | 60.8 |  |  |  |  | 15.6 | 60.08 |  |  |  |  | 15.6 | 60.08 | [5 empty] | 17.8 | 64.04 |  |  |  | 16.1 | 60.98 |  |  |  |  | 19.4 | 66.92 |  |  |  |  | 12.8 | 55.04
2004-06-07 | 8:00 | 17.8 | 64.04 | WEEKDAY | #N/A | 1990-06-07 | 8:00 | 20.6 | 69.08 |  |  | 2003-06-07 | 8:00 | 16 | 60.8 |  |  | 1994-06-07 | 8:00 | 18.3 | 64.94 | [5 empty] | 20 | 68 |  |  |  | 16 | 60.8 |  |  |  |  | 15.6 | 60.08 |  |  |  |  | 16.1 | 60.98 | [5 empty] | 20.2 | 68.36 |  |  |  | 17.2 | 62.96 |  |  |  |  | 22.2 | 71.96 |  |  |  |  | 12.8 | 55.04
2004-06-07 | 9:00 | 19.4 | 66.92 | WEEKDAY | #N/A | 1990-06-07 | 9:00 | 23.3 | 73.94 |  |  | 2003-06-07 | 9:00 | 16.5 | 61.7 |  |  | 1994-06-07 | 9:00 | 22.2 | 71.96 | [5 empty] | 22.8 | 73.04 |  |  |  | 17 | 62.6 |  |  |  |  | 16.1 | 60.98 |  |  |  |  | 17.2 | 62.96 | [5 empty] | 22.6 | 72.68 |  |  |  | 18.3 | 64.94 |  |  |  |  | 23.9 | 75.02 |  |  |  |  | 13.9 | 57.02
2004-06-07 | 10:00 | 20.6 | 69.08 | WEEKDAY | #N/A | 1990-06-07 | 10:00 | 23.3 | 73.94 |  |  | 2003-06-07 | 10:00 | 16.9 | 62.42 |  |  | 1994-06-07 | 10:00 | 24.4 | 75.92 | [5 empty] | 24.4 | 75.92 |  |  |  | 17 | 62.6 |  |  |  |  | 15.6 | 60.08 |  |  |  |  | 17.8 | 64.04 | [5 empty] | 25 | 77 |  |  |  | 19.4 | 66.92 |  |  |  |  | 25.6 | 78.08 |  |  |  |  | 14.4 | 57.92
2004-06-07 | 11:00 | 22.8 | 73.04 | WEEKDAY | #N/A | 1990-06-07 | 11:00 | 25 | 77 |  |  | 2003-06-07 | 11:00 | 17 | 62.6 |  |  | 1994-06-07 | 11:00 | 27.2 | 80.96 | [5 empty] | 26.7 | 80.06 |  |  |  | 18 | 64.4 |  |  |  |  | 16.1 | 60.98 |  |  |  |  | 18.3 | 64.94 | [5 empty] | 25.7 | 78.26 |  |  |  | 20.6 | 69.08 |  |  |  |  | 27.2 | 80.96 |  |  |  |  | 14.4 | 57.92
2004-06-07 | 12:00 | 23.3 | 73.94 | WEEKDAY | #N/A | 1990-06-07 | 12:00 | 25.6 | 78.08 |  |  | 2003-06-07 | 12:00 | 16 | 60.8 |  |  | 1994-06-07 | 12:00 | 28.3 | 82.94 | [5 empty] | 28.3 | 82.94 |  |  |  | 19 | 66.2 |  |  |  |  | 17.2 | 62.96 |  |  |  |  | 18.9 | 66.02 | [5 empty] | 26.5 | 79.7 |  |  |  | 20.6 | 69.08 |  |  |  |  | 28.9 | 84.02 |  |  |  |  | 16.1 | 60.98
2004-06-07 | 13:00 | 25.6 | 78.08 | WEEKDAY | #N/A | 1990-06-07 | 13:00 | 26.1 | 78.98 |  |  | 2003-06-07 | 13:00 | 16 | 60.8 |  |  | 1994-06-07 | 13:00 | 29.4 | 84.92 | [5 empty] | 29.4 | 84.92 |  |  |  | 19 | 66.2 |  |  |  |  | 18.3 | 64.94 |  |  |  |  | 19.4 | 66.92 | [5 empty] | 27.2 | 80.96 |  |  |  | 17.8 | 64.04 |  |  |  |  | 30 | 86 |  |  |  |  | 16.7 | 62.06
2004-06-07 | 14:00 | 24.4 | 75.92 | WEEKDAY | #N/A | 1990-06-07 | 14:00 | 27.2 | 80.96 |  |  | 2003-06-07 | 14:00 | 15.2 | 59.36 |  |  | 1994-06-07 | 14:00 | 30.6 | 87.08 | [5 empty] | 30.6 | 87.08 |  |  |  | 20 | 68 |  |  |  |  | 20 | 68 |  |  |  |  | 20 | 68 | [5 empty] | 27.8 | 82.04 |  |  |  | 17.8 | 64.04 |  |  |  |  | 30 | 86 |  |  |  |  | 16.7 | 62.06
2004-06-07 | 15:00 | 24.4 | 75.92 | WEEKDAY | #N/A | 1990-06-07 | 15:00 | 27.2 | 80.96 |  |  | 2003-06-07 | 15:00 | 14 | 57.2 |  |  | 1994-06-07 | 15:00 | 30 | 86 | [5 empty] | 30.6 | 87.08 |  |  |  | 22 | 71.6 |  |  |  |  | 21.1 | 69.98 |  |  |  |  | 21.7 | 71.06 | [5 empty] | 28.3 | 82.94 |  |  |  | 18.3 | 64.94 |  |  |  |  | 23.9 | 75.02 |  |  |  |  | 17.2 | 62.96
2004-06-07 | 16:00 | 25 | 77 | WEEKDAY | #N/A | 1990-06-07 | 16:00 | 27.2 | 80.96 |  |  | 2003-06-07 | 16:00 | 14 | 57.2 |  |  | 1994-06-07 | 16:00 | 30 | 86 | [5 empty] | 30 | 86 |  |  |  | 22 | 71.6 |  |  |  |  | 21.7 | 71.06 |  |  |  |  | 21.1 | 69.98 | [5 empty] | 28.9 | 84.02 |  |  |  | 18.3 | 64.94 |  |  |  |  | 23.3 | 73.94 |  |  |  |  | 17.8 | 64.04
2004-06-07 | 17:00 | 24.4 | 75.92 | WEEKDAY | #N/A | 1990-06-07 | 17:00 | 27.2 | 80.96 |  |  | 2003-06-07 | 17:00 | 14 | 57.2 |  |  | 1994-06-07 | 17:00 | 30.6 | 87.08 | [5 empty] | 28.9 | 84.02 |  |  |  | 23 | 73.4 |  |  |  |  | 21.7 | 71.06 |  |  |  |  | 21.7 | 71.06 | [5 empty] | 28.2 | 82.76 |  |  |  | 17.8 | 64.04 |  |  |  |  | 23.3 | 73.94 |  |  |  |  | 17.8 | 64.04
2004-06-07 | 18:00 | 25 | 77 | WEEKDAY | #N/A | 1990-06-07 | 18:00 | 25.6 | 78.08 |  |  | 2003-06-07 | 18:00 | 14 | 57.2 |  |  | 1994-06-07 | 18:00 | 28.9 | 84.02 | [5 empty] | 27.8 | 82.04 |  |  |  | 22 | 71.6 |  |  |  |  | 21.7 | 71.06 |  |  |  |  | 21.1 | 69.98 | [5 empty] | 27.4 | 81.32 |  |  |  | 16.7 | 62.06 |  |  |  |  | 23.3 | 73.94 |  |  |  |  | 17.2 | 62.96
2004-06-07 | 19:00 | 24.4 | 75.92 | WEEKDAY | #N/A | 1990-06-07 | 19:00 | 25 | 77 |  |  | 2003-06-07 | 19:00 | 14 | 57.2 |  |  | 1994-06-07 | 19:00 | 27.2 | 80.96 | [5 empty] | 26.1 | 78.98 |  |  |  | 17.8 | 64.04 |  |  |  |  | 20.6 | 69.08 |  |  |  |  | 20 | 68 | [5 empty] | 26.7 | 80.06 |  |  |  | 18.3 | 64.94 |  |  |  |  | 23.3 | 73.94 |  |  |  |  | 16.1 | 60.98
2004-06-07 | 20:00 | 26.1 | 78.98 | WEEKDAY | #N/A | 1990-06-07 | 20:00 | 24.4 | 75.92 |  |  | 2003-06-07 | 20:00 | 14 | 57.2 |  |  | 1994-06-07 | 20:00 | 25 | 77 | [5 empty] | 23.3 | 73.94 |  |  |  | 13 | 55.4 |  |  |  |  | 19.4 | 66.92 |  |  |  |  | 19.4 | 66.92 | [5 empty] | 25.8 | 78.44 |  |  |  | 18.3 | 64.94 |  |  |  |  | 22.2 | 71.96 |  |  |  |  | 14.4 | 57.92
2004-06-07 | 21:00 | 25.6 | 78.08 | WEEKDAY | #N/A | 1990-06-07 | 21:00 | 23.9 | 75.02 |  |  | 2003-06-07 | 21:00 | 13 | 55.4 |  |  | 1994-06-07 | 21:00 | 23.9 | 75.02 | [5 empty] | 21.7 | 71.06 |  |  |  | 14 | 57.2 |  |  |  |  | 19.4 | 66.92 |  |  |  |  | 18.9 | 66.02 | [5 empty] | 24.8 | 76.64 |  |  |  | 17.8 | 64.04 |  |  |  |  | 23.3 | 73.94 |  |  |  |  | 11.7 | 53.06
2004-06-07 | 22:00 | 25 | 77 | WEEKDAY | #N/A | 1990-06-07 | 22:00 | 23.3 | 73.94 |  |  | 2003-06-07 | 22:00 | 14 | 57.2 |  |  | 1994-06-07 | 22:00 | 22.8 | 73.04 | [5 empty] | 21.1 | 69.98 |  |  |  | 13 | 55.4 |  |  |  |  | 18.9 | 66.02 |  |  |  |  | 18.9 | 66.02 | [5 empty] | 23.9 | 75.02 |  |  |  | 17.8 | 64.04 |  |  |  |  | 23.9 | 75.02 |  |  |  |  | 10.6 | 51.08
2004-06-07 | 23:00 | 24.4 | 75.92 | WEEKDAY | #N/A | 1990-06-07 | 23:00 | 22.2 | 71.96 |  |  | 2003-06-07 | 23:00 | 14 | 57.2 |  |  | 1994-06-07 | 23:00 | 21.7 | 71.06 | [5 empty] | 20.6 | 69.08 |  |  |  | 10 | 50 |  |  |  |  | 16.7 | 62.06 |  |  |  |  | 18.9 | 66.02 | [5 empty] | 23.5 | 74.3 |  |  |  | 17.8 | 64.04 |  |  |  |  | 23.3 | 73.94 |  |  |  |  | 10 | 50
2004-06-07 | 24:00 | 23.3 | 73.94 | WEEKDAY | #N/A | 1990-06-07 | 24:00 | 21.1 | 69.98 |  |  | 2003-06-07 | 24:00 | 14 | 57.2 |  |  | 1994-06-07 | 24:00 | 20.6 | 69.08 | [5 empty] | 19.4 | 66.92 |  |  |  | 10 | 50 |  |  |  |  | 16.1 | 60.98 |  |  |  |  | 18.3 | 64.94 | [5 empty] | 23.2 | 73.76 |  |  |  | 17.8 | 64.04 |  |  |  |  | 23.3 | 73.94 |  |  |  |  | 8.3 | 46.94
2004-06-08 | 1:00 | 22.8 | 73.04 | WEEKDAY | #N/A | 1990-06-08 | 1:00 | 20.6 | 69.08 |  |  | 2003-06-08 | 1:00 | 14 | 57.2 |  |  | 1994-06-08 | 1:00 | 20 | 68 | [5 empty] | 17.8 | 64.04 |  |  |  | 11 | 51.8 |  |  |  |  | 15 | 59 |  |  |  |  | 18.3 | 64.94 | [5 empty] | 22.8 | 73.04 |  |  |  | 17.2 | 62.96 |  |  |  |  | 23.9 | 75.02 |  |  |  |  | 7.8 | 46.04
2004-06-08 | 2:00 | 22.2 | 71.96 | WEEKDAY | #N/A | 1990-06-08 | 2:00 | 18.9 | 66.02 |  |  | 2003-06-08 | 2:00 | 14 | 57.2 |  |  | 1994-06-08 | 2:00 | 19.4 | 66.92 | [5 empty] | 16.7 | 62.06 |  |  |  | 9 | 48.2 |  |  |  |  | 14.4 | 57.92 |  |  |  |  | 18.3 | 64.94 | [5 empty] | 22.8 | 73.04 |  |  |  | 16.7 | 62.06 |  |  |  |  | 23.9 | 75.02 |  |  |  |  | 7.2 | 44.96
2004-06-08 | 3:00 | 22.2 | 71.96 | WEEKDAY | #N/A | 1990-06-08 | 3:00 | 18.3 | 64.94 |  |  | 2003-06-08 | 3:00 | 14 | 57.2 |  |  | 1994-06-08 | 3:00 | 18.3 | 64.94 | [5 empty] | 16.7 | 62.06 |  |  |  | 9 | 48.2 |  |  |  |  | 14.4 | 57.92 |  |  |  |  | 18.3 | 64.94 | [5 empty] | 22.8 | 73.04 |  |  |  | 16.7 | 62.06 |  |  |  |  | 23.9 | 75.02 |  |  |  |  | 6.1 | 42.98
2004-06-08 | 4:00 | 21.7 | 71.06 | WEEKDAY | #N/A | 1990-06-08 | 4:00 | 18.3 | 64.94 |  |  | 2003-06-08 | 4:00 | 14 | 57.2 |  |  | 1994-06-08 | 4:00 | 18.9 | 66.02 | [5 empty] | 15.6 | 60.08 |  |  |  | 8 | 46.4 |  |  |  |  | 12.8 | 55.04 |  |  |  |  | 18.3 | 64.94 | [5 empty] | 22.8 | 73.04 |  |  |  | 16.7 | 62.06 |  |  |  |  | 23.3 | 73.94 |  |  |  |  | 5.6 | 42.08
2004-06-08 | 5:00 | 21.1 | 69.98 | WEEKDAY | #N/A | 1990-06-08 | 5:00 | 17.8 | 64.04 |  |  | 2003-06-08 | 5:00 | 14 | 57.2 |  |  | 1994-06-08 | 5:00 | 18.9 | 66.02 | [5 empty] | 17.8 | 64.04 |  |  |  | 8 | 46.4 |  |  |  |  | 11.7 | 53.06 |  |  |  |  | 18.3 | 64.94 | [5 empty] | 23 | 73.4 |  |  |  | 17.2 | 62.96 |  |  |  |  | 22.2 | 71.96 |  |  |  |  | 6.7 | 44.06
2004-06-08 | 6:00 | 21.1 | 69.98 | WEEKDAY | #N/A | 1990-06-08 | 6:00 | 17.8 | 64.04 |  |  | 2003-06-08 | 6:00 | 15 | 59 |  |  | 1994-06-08 | 6:00 | 20 | 68 | [5 empty] | 18.3 | 64.94 |  |  |  | 11 | 51.8 |  |  |  |  | 10.6 | 51.08 |  |  |  |  | 18.3 | 64.94 | [5 empty] | 23.1 | 73.58 |  |  |  | 17.2 | 62.96 |  |  |  |  | 22.8 | 73.04 |  |  |  |  | 11.1 | 51.98
2004-06-08 | 7:00 | 22.2 | 71.96 | WEEKDAY | #N/A | 1990-06-08 | 7:00 | 19.4 | 66.92 |  |  | 2003-06-08 | 7:00 | 16 | 60.8 |  |  | 1994-06-08 | 7:00 | 21.7 | 71.06 | [5 empty] | 20.6 | 69.08 |  |  |  | 13 | 55.4 |  |  |  |  | 10.6 | 51.08 |  |  |  |  | 19.4 | 66.92 | [5 empty] | 23.3 | 73.94 |  |  |  | 18.3 | 64.94 |  |  |  |  | 22.8 | 73.04 |  |  |  |  | 13.3 | 55.94
2004-06-08 | 8:00 | 24.4 | 75.92 | WEEKDAY | #N/A | 1990-06-08 | 8:00 | 21.1 | 69.98 |  |  | 2003-06-08 | 8:00 | 17 | 62.6 |  |  | 1994-06-08 | 8:00 | 22.8 | 73.04 | [5 empty] | 21.1 | 69.98 |  |  |  | 17 | 62.6 |  |  |  |  | 10 | 50 |  |  |  |  | 19.4 | 66.92 | [5 empty] | 23.7 | 74.66 |  |  |  | 19.4 | 66.92 |  |  |  |  | 22.8 | 73.04 |  |  |  |  | 16.7 | 62.06
2004-06-08 | 9:00 | 26.1 | 78.98 | WEEKDAY | #N/A | 1990-06-08 | 9:00 | 22.2 | 71.96 |  |  | 2003-06-08 | 9:00 | 17 | 62.6 |  |  | 1994-06-08 | 9:00 | 22.2 | 71.96 | [5 empty] | 20 | 68 |  |  |  | 19 | 66.2 |  |  |  |  | 10.6 | 51.08 |  |  |  |  | 20.6 | 69.08 | [5 empty] | 24 | 75.2 |  |  |  | 18.3 | 64.94 |  |  |  |  | 23.3 | 73.94 |  |  |  |  | 17.8 | 64.04
2004-06-08 | 10:00 | 27.8 | 82.04 | WEEKDAY | #N/A | 1990-06-08 | 10:00 | 23.3 | 73.94 |  |  | 2003-06-08 | 10:00 | 16 | 60.8 |  |  | 1994-06-08 | 10:00 | 23.3 | 73.94 | [5 empty] | 23.3 | 73.94 |  |  |  | 21 | 69.8 |  |  |  |  | 12.2 | 53.96 |  |  |  |  | 22.8 | 73.04 | [5 empty] | 24.4 | 75.92 |  |  |  | 18.9 | 66.02 |  |  |  |  | 25 | 77 |  |  |  |  | 19.4 | 66.92
2004-06-08 | 11:00 | 28.9 | 84.02 | WEEKDAY | #N/A | 1990-06-08 | 11:00 | 25.6 | 78.08 |  |  | 2003-06-08 | 11:00 | 17 | 62.6 |  |  | 1994-06-08 | 11:00 | 23.3 | 73.94 | [5 empty] | 25 | 77 |  |  |  | 23 | 73.4 |  |  |  |  | 12.8 | 55.04 |  |  |  |  | 24.4 | 75.92 | [5 empty] | 24.6 | 76.28 |  |  |  | 18.9 | 66.02 |  |  |  |  | 26.1 | 78.98 |  |  |  |  | 21.1 | 69.98
2004-06-08 | 12:00 | 29.4 | 84.92 | WEEKDAY | #N/A | 1990-06-08 | 12:00 | 24.4 | 75.92 |  |  | 2003-06-08 | 12:00 | 17 | 62.6 |  |  | 1994-06-08 | 12:00 | 24.4 | 75.92 | [5 empty] | 23.9 | 75.02 |  |  |  | 24 | 75.2 |  |  |  |  | 15.6 | 60.08 |  |  |  |  | 26.7 | 80.06 | [5 empty] | 24.8 | 76.64 |  |  |  | 18.9 | 66.02 |  |  |  |  | 26.7 | 80.06 |  |  |  |  | 20.6 | 69.08
2004-06-08 | 13:00 | 30.6 | 87.08 | WEEKDAY | #N/A | 1990-06-08 | 13:00 | 23.3 | 73.94 |  |  | 2003-06-08 | 13:00 | 17 | 62.6 |  |  | 1994-06-08 | 13:00 | 25 | 77 | [5 empty] | 24.4 | 75.92 |  |  |  | 22 | 71.6 |  |  |  |  | 17.2 | 62.96 |  |  |  |  | 25 | 77 | [5 empty] | 25 | 77 |  |  |  | 19.4 | 66.92 |  |  |  |  | 26.7 | 80.06 |  |  |  |  | 19.4 | 66.92
2004-06-08 | 14:00 | 30.6 | 87.08 | WEEKDAY | #N/A | 1990-06-08 | 14:00 | 22.8 | 73.04 |  |  | 2003-06-08 | 14:00 | 17 | 62.6 |  |  | 1994-06-08 | 14:00 | 23.3 | 73.94 | [5 empty] | 23.9 | 75.02 |  |  |  | 23 | 73.4 |  |  |  |  | 17.2 | 62.96 |  |  |  |  | 26.7 | 80.06 | [5 empty] | 25 | 77 |  |  |  | 19.4 | 66.92 |  |  |  |  | 26.1 | 78.98 |  |  |  |  | 20.6 | 69.08
2004-06-08 | 15:00 | 30.6 | 87.08 | WEEKDAY | #N/A | 1990-06-08 | 15:00 | 20.6 | 69.08 |  |  | 2003-06-08 | 15:00 | 18 | 64.4 |  |  | 1994-06-08 | 15:00 | 22.2 | 71.96 | [5 empty] | 23.3 | 73.94 |  |  |  | 23 | 73.4 |  |  |  |  | 17.2 | 62.96 |  |  |  |  | 27.8 | 82.04 | [5 empty] | 25 | 77 |  |  |  | 17.8 | 64.04 |  |  |  |  | 26.7 | 80.06 |  |  |  |  | 21.1 | 69.98
2004-06-08 | 16:00 | 31.1 | 87.98 | WEEKDAY | #N/A | 1990-06-08 | 16:00 | 20.6 | 69.08 |  |  | 2003-06-08 | 16:00 | 18 | 64.4 |  |  | 1994-06-08 | 16:00 | 21.7 | 71.06 | [5 empty] | 22.2 | 71.96 |  |  |  | 24.2 | 75.56 |  |  |  |  | 17.2 | 62.96 |  |  |  |  | 27.2 | 80.96 | [5 empty] | 25 | 77 |  |  |  | 18.9 | 66.02 |  |  |  |  | 26.7 | 80.06 |  |  |  |  | 21.1 | 69.98
2004-06-08 | 17:00 | 30.6 | 87.08 | WEEKDAY | #N/A | 1990-06-08 | 17:00 | 20 | 68 |  |  | 2003-06-08 | 17:00 | 17 | 62.6 |  |  | 1994-06-08 | 17:00 | 21.7 | 71.06 | [5 empty] | 21.1 | 69.98 |  |  |  | 25 | 77 |  |  |  |  | 17.2 | 62.96 |  |  |  |  | 26.1 | 78.98 | [5 empty] | 25 | 77 |  |  |  | 17.8 | 64.04 |  |  |  |  | 27.2 | 80.96 |  |  |  |  | 20 | 68
2004-06-08 | 18:00 | 28.9 | 84.02 | WEEKDAY | #N/A | 1990-06-08 | 18:00 | 20 | 68 |  |  | 2003-06-08 | 18:00 | 17 | 62.6 |  |  | 1994-06-08 | 18:00 | 21.1 | 69.98 | [5 empty] | 21.1 | 69.98 |  |  |  | 24 | 75.2 |  |  |  |  | 15.6 | 60.08 |  |  |  |  | 25 | 77 | [5 empty] | 25 | 77 |  |  |  | 18.3 | 64.94 |  |  |  |  | 27.2 | 80.96 |  |  |  |  | 20 | 68
2004-06-08 | 19:00 | 28.9 | 84.02 | WEEKDAY | #N/A | 1990-06-08 | 19:00 | 18.3 | 64.94 |  |  | 2003-06-08 | 19:00 | 17 | 62.6 |  |  | 1994-06-08 | 19:00 | 20.6 | 69.08 | [5 empty] | 20.6 | 69.08 |  |  |  | 22 | 71.6 |  |  |  |  | 13.9 | 57.02 |  |  |  |  | 22.8 | 73.04 | [5 empty] | 25 | 77 |  |  |  | 17.2 | 62.96 |  |  |  |  | 25.6 | 78.08 |  |  |  |  | 21.1 | 69.98
2004-06-08 | 20:00 | 27.8 | 82.04 | WEEKDAY | #N/A | 1990-06-08 | 20:00 | 17.8 | 64.04 |  |  | 2003-06-08 | 20:00 | 16 | 60.8 |  |  | 1994-06-08 | 20:00 | 18.9 | 66.02 | [5 empty] | 18.3 | 64.94 |  |  |  | 20 | 68 |  |  |  |  | 11.7 | 53.06 |  |  |  |  | 21.1 | 69.98 | [5 empty] | 24.4 | 75.92 |  |  |  | 16.1 | 60.98 |  |  |  |  | 24.4 | 75.92 |  |  |  |  | 21.1 | 69.98
2004-06-08 | 21:00 | 27.8 | 82.04 | WEEKDAY | #N/A | 1990-06-08 | 21:00 | 17.8 | 64.04 |  |  | 2003-06-08 | 21:00 | 16 | 60.8 |  |  | 1994-06-08 | 21:00 | 18.3 | 64.94 | [5 empty] | 16.7 | 62.06 |  |  |  | 20 | 68 |  |  |  |  | 10.6 | 51.08 |  |  |  |  | 20.6 | 69.08 | [5 empty] | 23.9 | 75.02 |  |  |  | 16.1 | 60.98 |  |  |  |  | 23.9 | 75.02 |  |  |  |  | 21.1 | 69.98
2004-06-08 | 22:00 | 26.7 | 80.06 | WEEKDAY | #N/A | 1990-06-08 | 22:00 | 17.8 | 64.04 |  |  | 2003-06-08 | 22:00 | 16 | 60.8 |  |  | 1994-06-08 | 22:00 | 17.8 | 64.04 | [5 empty] | 15.6 | 60.08 |  |  |  | 20 | 68 |  |  |  |  | 10 | 50 |  |  |  |  | 20.6 | 69.08 | [5 empty] | 23.3 | 73.94 |  |  |  | 15.6 | 60.08 |  |  |  |  | 22.8 | 73.04 |  |  |  |  | 18.9 | 66.02
2004-06-08 | 23:00 | 25 | 77 | WEEKDAY | #N/A | 1990-06-08 | 23:00 | 16.7 | 62.06 |  |  | 2003-06-08 | 23:00 | 16 | 60.8 |  |  | 1994-06-08 | 23:00 | 18.9 | 66.02 | [5 empty] | 13.9 | 57.02 |  |  |  | 19 | 66.2 |  |  |  |  | 9.4 | 48.92 |  |  |  |  | 20 | 68 | [5 empty] | 23.3 | 73.94 |  |  |  | 14.4 | 57.92 |  |  |  |  | 22.2 | 71.96 |  |  |  |  | 17.2 | 62.96
2004-06-08 | 24:00 | 24.4 | 75.92 | WEEKDAY | #N/A | 1990-06-08 | 24:00 | 16.7 | 62.06 |  |  | 2003-06-08 | 24:00 | 15 | 59 |  |  | 1994-06-08 | 24:00 | 17.8 | 64.04 | [5 empty] | 13.3 | 55.94 |  |  |  | 20 | 68 |  |  |  |  | 9.4 | 48.92 |  |  |  |  | 18.3 | 64.94 | [5 empty] | 23.3 | 73.94 |  |  |  | 14.4 | 57.92 |  |  |  |  | 22.2 | 71.96 |  |  |  |  | 16.7 | 62.06
2004-06-09 | 1:00 | 24.4 | 75.92 | WEEKDAY | #N/A | 1990-06-09 | 1:00 | 16.7 | 62.06 |  |  | 2003-06-09 | 1:00 | 14 | 57.2 |  |  | 1994-06-09 | 1:00 | 16.7 | 62.06 | [5 empty] | 13.9 | 57.02 |  |  |  | 19 | 66.2 |  |  |  |  | 9.4 | 48.92 |  |  |  |  | 17.2 | 62.96 | [5 empty] | 23.3 | 73.94 |  |  |  | 13.9 | 57.02 |  |  |  |  | 21.7 | 71.06 |  |  |  |  | 16.7 | 62.06
2004-06-09 | 2:00 | 23.3 | 73.94 | WEEKDAY | #N/A | 1990-06-09 | 2:00 | 16.7 | 62.06 |  |  | 2003-06-09 | 2:00 | 14 | 57.2 |  |  | 1994-06-09 | 2:00 | 16.1 | 60.98 | [5 empty] | 13.9 | 57.02 |  |  |  | 18 | 64.4 |  |  |  |  | 8.9 | 48.02 |  |  |  |  | 16.1 | 60.98 | [5 empty] | 22.4 | 72.32 |  |  |  | 13.9 | 57.02 |  |  |  |  | 21.1 | 69.98 |  |  |  |  | 16.7 | 62.06
2004-06-09 | 3:00 | 22.8 | 73.04 | WEEKDAY | #N/A | 1990-06-09 | 3:00 | 17.8 | 64.04 |  |  | 2003-06-09 | 3:00 | 13 | 55.4 |  |  | 1994-06-09 | 3:00 | 15.6 | 60.08 | [5 empty] | 13.3 | 55.94 |  |  |  | 18 | 64.4 |  |  |  |  | 7.2 | 44.96 |  |  |  |  | 15 | 59 | [5 empty] | 21.5 | 70.7 |  |  |  | 13.9 | 57.02 |  |  |  |  | 21.1 | 69.98 |  |  |  |  | 17.2 | 62.96
2004-06-09 | 4:00 | 22.8 | 73.04 | WEEKDAY | #N/A | 1990-06-09 | 4:00 | 18.3 | 64.94 |  |  | 2003-06-09 | 4:00 | 13 | 55.4 |  |  | 1994-06-09 | 4:00 | 15 | 59 | [5 empty] | 12.8 | 55.04 |  |  |  | 16 | 60.8 |  |  |  |  | 8.3 | 46.94 |  |  |  |  | 14.4 | 57.92 | [5 empty] | 20.6 | 69.08 |  |  |  | 12.8 | 55.04 |  |  |  |  | 20.6 | 69.08 |  |  |  |  | 17.2 | 62.96
2004-06-09 | 5:00 | 22.2 | 71.96 | WEEKDAY | #N/A | 1990-06-09 | 5:00 | 17.8 | 64.04 |  |  | 2003-06-09 | 5:00 | 12.1 | 53.78 |  |  | 1994-06-09 | 5:00 | 14.4 | 57.92 | [5 empty] | 12.8 | 55.04 |  |  |  | 14 | 57.2 |  |  |  |  | 6.7 | 44.06 |  |  |  |  | 13.3 | 55.94 | [5 empty] | 21.1 | 69.98 |  |  |  | 12.2 | 53.96 |  |  |  |  | 20.6 | 69.08 |  |  |  |  | 16.7 | 62.06
2004-06-09 | 6:00 | 22.8 | 73.04 | WEEKDAY | #N/A | 1990-06-09 | 6:00 | 17.8 | 64.04 |  |  | 2003-06-09 | 6:00 | 12.3 | 54.14 |  |  | 1994-06-09 | 6:00 | 15.6 | 60.08 | [5 empty] | 15 | 59 |  |  |  | 16 | 60.8 |  |  |  |  | 6.1 | 42.98 |  |  |  |  | 14.4 | 57.92 | [5 empty] | 21.7 | 71.06 |  |  |  | 11.7 | 53.06 |  |  |  |  | 21.7 | 71.06 |  |  |  |  | 16.7 | 62.06
2004-06-09 | 7:00 | 23.9 | 75.02 | WEEKDAY | #N/A | 1990-06-09 | 7:00 | 17.8 | 64.04 |  |  | 2003-06-09 | 7:00 | 12.8 | 55.04 |  |  | 1994-06-09 | 7:00 | 16.7 | 62.06 | [5 empty] | 17.2 | 62.96 |  |  |  | 20 | 68 |  |  |  |  | 7.8 | 46.04 |  |  |  |  | 15.6 | 60.08 | [5 empty] | 22.2 | 71.96 |  |  |  | 12.8 | 55.04 |  |  |  |  | 22.2 | 71.96 |  |  |  |  | 17.8 | 64.04
2004-06-09 | 8:00 | 25.6 | 78.08 | WEEKDAY | #N/A | 1990-06-09 | 8:00 | 21.1 | 69.98 |  |  | 2003-06-09 | 8:00 | 13.3 | 55.94 |  |  | 1994-06-09 | 8:00 | 18.3 | 64.94 | [5 empty] | 18.3 | 64.94 |  |  |  | 23 | 73.4 |  |  |  |  | 11.1 | 51.98 |  |  |  |  | 16.7 | 62.06 | [5 empty] | 23.3 | 73.94 |  |  |  | 13.9 | 57.02 |  |  |  |  | 22.8 | 73.04 |  |  |  |  | 18.9 | 66.02
2004-06-09 | 9:00 | 28.3 | 82.94 | WEEKDAY | #N/A | 1990-06-09 | 9:00 | 22.8 | 73.04 |  |  | 2003-06-09 | 9:00 | 13.7 | 56.66 |  |  | 1994-06-09 | 9:00 | 19.4 | 66.92 | [5 empty] | 19.4 | 66.92 |  |  |  | 22 | 71.6 |  |  |  |  | 13.9 | 57.02 |  |  |  |  | 17.8 | 64.04 | [5 empty] | 24.5 | 76.1 |  |  |  | 15.6 | 60.08 |  |  |  |  | 23.9 | 75.02 |  |  |  |  | 18.9 | 66.02
2004-06-09 | 10:00 | 30 | 86 | WEEKDAY | #N/A | 1990-06-09 | 10:00 | 22.2 | 71.96 |  |  | 2003-06-09 | 10:00 | 14 | 57.2 |  |  | 1994-06-09 | 10:00 | 21.1 | 69.98 | [5 empty] | 21.7 | 71.06 |  |  |  | 26 | 78.8 |  |  |  |  | 16.1 | 60.98 |  |  |  |  | 18.9 | 66.02 | [5 empty] | 25.6 | 78.08 |  |  |  | 16.7 | 62.06 |  |  |  |  | 26.1 | 78.98 |  |  |  |  | 20.6 | 69.08
2004-06-09 | 11:00 | 31.1 | 87.98 | WEEKDAY | #N/A | 1990-06-09 | 11:00 | 25.6 | 78.08 |  |  | 2003-06-09 | 11:00 | 16 | 60.8 |  |  | 1994-06-09 | 11:00 | 21.1 | 69.98 | [5 empty] | 22.2 | 71.96 |  |  |  | 27 | 80.6 |  |  |  |  | 17.8 | 64.04 |  |  |  |  | 20.6 | 69.08 | [5 empty] | 26.3 | 79.34 |  |  |  | 17.2 | 62.96 |  |  |  |  | 26.7 | 80.06 |  |  |  |  | 21.1 | 69.98
2004-06-09 | 12:00 | 32.8 | 91.04 | WEEKDAY | #N/A | 1990-06-09 | 12:00 | 27.8 | 82.04 |  |  | 2003-06-09 | 12:00 | 17 | 62.6 |  |  | 1994-06-09 | 12:00 | 21.7 | 71.06 | [5 empty] | 23.3 | 73.94 |  |  |  | 27 | 80.6 |  |  |  |  | 19.4 | 66.92 |  |  |  |  | 22.2 | 71.96 | [5 empty] | 27.1 | 80.78 |  |  |  | 17.8 | 64.04 |  |  |  |  | 27.2 | 80.96 |  |  |  |  | 18.9 | 66.02
2004-06-09 | 13:00 | 32.8 | 91.04 | WEEKDAY | #N/A | 1990-06-09 | 13:00 | 27.2 | 80.96 |  |  | 2003-06-09 | 13:00 | 19 | 66.2 |  |  | 1994-06-09 | 13:00 | 22.2 | 71.96 | [5 empty] | 23.3 | 73.94 |  |  |  | 27 | 80.6 |  |  |  |  | 21.1 | 69.98 |  |  |  |  | 22.8 | 73.04 | [5 empty] | 27.8 | 82.04 |  |  |  | 18.3 | 64.94 |  |  |  |  | 28.3 | 82.94 |  |  |  |  | 21.1 | 69.98
2004-06-09 | 14:00 | 33.9 | 93.02 | WEEKDAY | #N/A | 1990-06-09 | 14:00 | 26.1 | 78.98 |  |  | 2003-06-09 | 14:00 | 22 | 71.6 |  |  | 1994-06-09 | 14:00 | 21.1 | 69.98 | [5 empty] | 22.8 | 73.04 |  |  |  | 28 | 82.4 |  |  |  |  | 22.2 | 71.96 |  |  |  |  | 23.3 | 73.94 | [5 empty] | 27.8 | 82.04 |  |  |  | 17.2 | 62.96 |  |  |  |  | 28.9 | 84.02 |  |  |  |  | 21.7 | 71.06
2004-06-09 | 15:00 | 34.4 | 93.92 | WEEKDAY | #N/A | 1990-06-09 | 15:00 | 26.7 | 80.06 |  |  | 2003-06-09 | 15:00 | 22 | 71.6 |  |  | 1994-06-09 | 15:00 | 21.1 | 69.98 | [5 empty] | 23.9 | 75.02 |  |  |  | 31 | 87.8 |  |  |  |  | 22.8 | 73.04 |  |  |  |  | 23.3 | 73.94 | [5 empty] | 27.8 | 82.04 |  |  |  | 17.2 | 62.96 |  |  |  |  | 28.9 | 84.02 |  |  |  |  | 20.6 | 69.08
2004-06-09 | 16:00 | 34.4 | 93.92 | WEEKDAY | #N/A | 1990-06-09 | 16:00 | 26.7 | 80.06 |  |  | 2003-06-09 | 16:00 | 23 | 73.4 |  |  | 1994-06-09 | 16:00 | 21.7 | 71.06 | [5 empty] | 23.3 | 73.94 |  |  |  | 28 | 82.4 |  |  |  |  | 23.3 | 73.94 |  |  |  |  | 23.3 | 73.94 | [5 empty] | 27.8 | 82.04 |  |  |  | 16.7 | 62.06 |  |  |  |  | 28.3 | 82.94 |  |  |  |  | 19.4 | 66.92
2004-06-09 | 17:00 | 33.9 | 93.02 | WEEKDAY | #N/A | 1990-06-09 | 17:00 | 27.2 | 80.96 |  |  | 2003-06-09 | 17:00 | 23 | 73.4 |  |  | 1994-06-09 | 17:00 | 21.1 | 69.98 | [5 empty] | 23.3 | 73.94 |  |  |  | 27 | 80.6 |  |  |  |  | 22.8 | 73.04 |  |  |  |  | 22.8 | 73.04 | [5 empty] | 27.2 | 80.96 |  |  |  | 16.7 | 62.06 |  |  |  |  | 27.2 | 80.96 |  |  |  |  | 20 | 68
2004-06-09 | 18:00 | 33.3 | 91.94 | WEEKDAY | #N/A | 1990-06-09 | 18:00 | 27.2 | 80.96 |  |  | 2003-06-09 | 18:00 | 22 | 71.6 |  |  | 1994-06-09 | 18:00 | 20 | 68 | [5 empty] | 22.8 | 73.04 |  |  |  | 26 | 78.8 |  |  |  |  | 22.2 | 71.96 |  |  |  |  | 21.7 | 71.06 | [5 empty] | 26.7 | 80.06 |  |  |  | 16.1 | 60.98 |  |  |  |  | 26.7 | 80.06 |  |  |  |  | 19.4 | 66.92
2004-06-09 | 19:00 | 32.2 | 89.96 | WEEKDAY | #N/A | 1990-06-09 | 19:00 | 26.1 | 78.98 |  |  | 2003-06-09 | 19:00 | 19 | 66.2 |  |  | 1994-06-09 | 19:00 | 18.9 | 66.02 | [5 empty] | 20 | 68 |  |  |  | 25 | 77 |  |  |  |  | 21.1 | 69.98 |  |  |  |  | 20 | 68 | [5 empty] | 26.1 | 78.98 |  |  |  | 16.1 | 60.98 |  |  |  |  | 25.6 | 78.08 |  |  |  |  | 18.3 | 64.94
2004-06-09 | 20:00 | 31.7 | 89.06 | WEEKDAY | #N/A | 1990-06-09 | 20:00 | 26.1 | 78.98 |  |  | 2003-06-09 | 20:00 | 18 | 64.4 |  |  | 1994-06-09 | 20:00 | 17.8 | 64.04 | [5 empty] | 17.8 | 64.04 |  |  |  | 23 | 73.4 |  |  |  |  | 19.4 | 66.92 |  |  |  |  | 18.3 | 64.94 | [5 empty] | 24.6 | 76.28 |  |  |  | 15.6 | 60.08 |  |  |  |  | 25 | 77 |  |  |  |  | 17.8 | 64.04
2004-06-09 | 21:00 | 31.1 | 87.98 | WEEKDAY | #N/A | 1990-06-09 | 21:00 | 25.6 | 78.08 |  |  | 2003-06-09 | 21:00 | 16 | 60.8 |  |  | 1994-06-09 | 21:00 | 17.8 | 64.04 | [5 empty] | 17.2 | 62.96 |  |  |  | 20 | 68 |  |  |  |  | 18.3 | 64.94 |  |  |  |  | 17.2 | 62.96 | [5 empty] | 23.2 | 73.76 |  |  |  | 15.6 | 60.08 |  |  |  |  | 24.4 | 75.92 |  |  |  |  | 15.6 | 60.08
2004-06-09 | 22:00 | 31.1 | 87.98 | WEEKDAY | #N/A | 1990-06-09 | 22:00 | 25.6 | 78.08 |  |  | 2003-06-09 | 22:00 | 15 | 59 |  |  | 1994-06-09 | 22:00 | 18.3 | 64.94 | [5 empty] | 16.7 | 62.06 |  |  |  | 18 | 64.4 |  |  |  |  | 17.2 | 62.96 |  |  |  |  | 16.1 | 60.98 | [5 empty] | 21.7 | 71.06 |  |  |  | 13.9 | 57.02 |  |  |  |  | 23.9 | 75.02 |  |  |  |  | 14.4 | 57.92
2004-06-09 | 23:00 | 30 | 86 | WEEKDAY | #N/A | 1990-06-09 | 23:00 | 25.6 | 78.08 |  |  | 2003-06-09 | 23:00 | 17 | 62.6 |  |  | 1994-06-09 | 23:00 | 17.2 | 62.96 | [5 empty] | 15.6 | 60.08 |  |  |  | 18 | 64.4 |  |  |  |  | 16.7 | 62.06 |  |  |  |  | 14.4 | 57.92 | [5 empty] | 21.5 | 70.7 |  |  |  | 11.7 | 53.06 |  |  |  |  | 23.3 | 73.94 |  |  |  |  | 10.6 | 51.08
2004-06-09 | 24:00 | 26.7 | 80.06 | WEEKDAY | #N/A | 1990-06-09 | 24:00 | 25 | 77 |  |  | 2003-06-09 | 24:00 | 16 | 60.8 |  |  | 1994-06-09 | 24:00 | 18.3 | 64.94 | [5 empty] | 15.6 | 60.08 |  |  |  | 18 | 64.4 |  |  |  |  | 16.1 | 60.98 |  |  |  |  | 14.4 | 57.92 | [5 empty] | 21.3 | 70.34 |  |  |  | 10 | 50 |  |  |  |  | 22.8 | 73.04 |  |  |  |  | 10 | 50
2004-06-10 | 1:00 | 25 | 77 | WEEKDAY | #N/A | 1990-06-10 | 1:00 | 24.4 | 75.92 |  |  | 2003-06-10 | 1:00 | 17 | 62.6 |  |  | 1994-06-10 | 1:00 | 18.3 | 64.94 | [5 empty] | 14.4 | 57.92 |  |  |  | 17 | 62.6 |  |  |  |  | 14.4 | 57.92 |  |  |  |  | 13.9 | 57.02 | [5 empty] | 21.1 | 69.98 |  |  |  | 8.9 | 48.02 |  |  |  |  | 22.8 | 73.04 |  |  |  |  | 8.9 | 48.02
2004-06-10 | 2:00 | 24.4 | 75.92 | WEEKDAY | #N/A | 1990-06-10 | 2:00 | 23.9 | 75.02 |  |  | 2003-06-10 | 2:00 | 17 | 62.6 |  |  | 1994-06-10 | 2:00 | 18.3 | 64.94 | [5 empty] | 12.8 | 55.04 |  |  |  | 16 | 60.8 |  |  |  |  | 13.9 | 57.02 |  |  |  |  | 12.8 | 55.04 | [5 empty] | 21.3 | 70.34 |  |  |  | 8.9 | 48.02 |  |  |  |  | 22.2 | 71.96 |  |  |  |  | 8.9 | 48.02
2004-06-10 | 3:00 | 24.4 | 75.92 | WEEKDAY | #N/A | 1990-06-10 | 3:00 | 23.3 | 73.94 |  |  | 2003-06-10 | 3:00 | 17 | 62.6 |  |  | 1994-06-10 | 3:00 | 17.2 | 62.96 | [5 empty] | 12.2 | 53.96 |  |  |  | 15 | 59 |  |  |  |  | 12.8 | 55.04 |  |  |  |  | 9.4 | 48.92 | [5 empty] | 21.5 | 70.7 |  |  |  | 7.8 | 46.04 |  |  |  |  | 22.2 | 71.96 |  |  |  |  | 9.4 | 48.92
2004-06-10 | 4:00 | 24.4 | 75.92 | WEEKDAY | #N/A | 1990-06-10 | 4:00 | 22.8 | 73.04 |  |  | 2003-06-10 | 4:00 | 17 | 62.6 |  |  | 1994-06-10 | 4:00 | 16.1 | 60.98 | [5 empty] | 11.7 | 53.06 |  |  |  | 14 | 57.2 |  |  |  |  | 11.7 | 53.06 |  |  |  |  | 8.3 | 46.94 | [5 empty] | 21.7 | 71.06 |  |  |  | 7.2 | 44.96 |  |  |  |  | 22.8 | 73.04 |  |  |  |  | 8.9 | 48.02
2004-06-10 | 5:00 | 23.9 | 75.02 | WEEKDAY | #N/A | 1990-06-10 | 5:00 | 21.7 | 71.06 |  |  | 2003-06-10 | 5:00 | 16 | 60.8 |  |  | 1994-06-10 | 5:00 | 17.2 | 62.96 | [5 empty] | 12.2 | 53.96 |  |  |  | 14 | 57.2 |  |  |  |  | 10.6 | 51.08 |  |  |  |  | 8.3 | 46.94 | [5 empty] | 22.8 | 73.04 |  |  |  | 6.7 | 44.06 |  |  |  |  | 22.2 | 71.96 |  |  |  |  | 9.4 | 48.92
2004-06-10 | 6:00 | 25 | 77 | WEEKDAY | #N/A | 1990-06-10 | 6:00 | 22.2 | 71.96 |  |  | 2003-06-10 | 6:00 | 17 | 62.6 |  |  | 1994-06-10 | 6:00 | 17.2 | 62.96 | [5 empty] | 15.6 | 60.08 |  |  |  | 16 | 60.8 |  |  |  |  | 11.7 | 53.06 |  |  |  |  | 10.6 | 51.08 | [5 empty] | 23.9 | 75.02 |  |  |  | 7.8 | 46.04 |  |  |  |  | 22.8 | 73.04 |  |  |  |  | 12.8 | 55.04
2004-06-10 | 7:00 | 24.4 | 75.92 | WEEKDAY | #N/A | 1990-06-10 | 7:00 | 22.2 | 71.96 |  |  | 2003-06-10 | 7:00 | 18 | 64.4 |  |  | 1994-06-10 | 7:00 | 20.6 | 69.08 | [5 empty] | 19.4 | 66.92 |  |  |  | 22 | 71.6 |  |  |  |  | 15 | 59 |  |  |  |  | 15 | 59 | [5 empty] | 25 | 77 |  |  |  | 10.6 | 51.08 |  |  |  |  | 23.9 | 75.02 |  |  |  |  | 16.1 | 60.98
2004-06-10 | 8:00 | 24.4 | 75.92 | WEEKDAY | #N/A | 1990-06-10 | 8:00 | 22.2 | 71.96 |  |  | 2003-06-10 | 8:00 | 19 | 66.2 |  |  | 1994-06-10 | 8:00 | 22.2 | 71.96 | [5 empty] | 22.2 | 71.96 |  |  |  | 26 | 78.8 |  |  |  |  | 17.8 | 64.04 |  |  |  |  | 17.2 | 62.96 | [5 empty] | 25.9 | 78.62 |  |  |  | 13.3 | 55.94 |  |  |  |  | 24.4 | 75.92 |  |  |  |  | 17.2 | 62.96
2004-06-10 | 9:00 | 26.1 | 78.98 | WEEKDAY | #N/A | 1990-06-10 | 9:00 | 23.9 | 75.02 |  |  | 2003-06-10 | 9:00 | 20 | 68 |  |  | 1994-06-10 | 9:00 | 23.3 | 73.94 | [5 empty] | 23.3 | 73.94 |  |  |  | 27 | 80.6 |  |  |  |  | 19.4 | 66.92 |  |  |  |  | 20 | 68 | [5 empty] | 26.9 | 80.42 |  |  |  | 15 | 59 |  |  |  |  | 27.2 | 80.96 |  |  |  |  | 19.4 | 66.92
2004-06-10 | 10:00 | 26.7 | 80.06 | WEEKDAY | #N/A | 1990-06-10 | 10:00 | 25 | 77 |  |  | 2003-06-10 | 10:00 | 21 | 69.8 |  |  | 1994-06-10 | 10:00 | 24.4 | 75.92 | [5 empty] | 25 | 77 |  |  |  | 28 | 82.4 |  |  |  |  | 21.1 | 69.98 |  |  |  |  | 22.2 | 71.96 | [5 empty] | 27.8 | 82.04 |  |  |  | 16.1 | 60.98 |  |  |  |  | 29.4 | 84.92 |  |  |  |  | 21.1 | 69.98
2004-06-10 | 11:00 | 26.1 | 78.98 | WEEKDAY | #N/A | 1990-06-10 | 11:00 | 25 | 77 |  |  | 2003-06-10 | 11:00 | 22 | 71.6 |  |  | 1994-06-10 | 11:00 | 25 | 77 | [5 empty] | 25.6 | 78.08 |  |  |  | 29 | 84.2 |  |  |  |  | 22.2 | 71.96 |  |  |  |  | 23.3 | 73.94 | [5 empty] | 28.3 | 82.94 |  |  |  | 18.3 | 64.94 |  |  |  |  | 30.6 | 87.08 |  |  |  |  | 21.7 | 71.06
2004-06-10 | 12:00 | 24.4 | 75.92 | WEEKDAY | #N/A | 1990-06-10 | 12:00 | 26.1 | 78.98 |  |  | 2003-06-10 | 12:00 | 23 | 73.4 |  |  | 1994-06-10 | 12:00 | 25.6 | 78.08 | [5 empty] | 26.7 | 80.06 |  |  |  | 32 | 89.6 |  |  |  |  | 23.3 | 73.94 |  |  |  |  | 24.4 | 75.92 | [5 empty] | 28.9 | 84.02 |  |  |  | 19.4 | 66.92 |  |  |  |  | 30.6 | 87.08 |  |  |  |  | 21.7 | 71.06
2004-06-10 | 13:00 | 25 | 77 | WEEKDAY | #N/A | 1990-06-10 | 13:00 | 25 | 77 |  |  | 2003-06-10 | 13:00 | 24 | 75.2 |  |  | 1994-06-10 | 13:00 | 25 | 77 | [5 empty] | 23.3 | 73.94 |  |  |  | 33 | 91.4 |  |  |  |  | 22.2 | 71.96 |  |  |  |  | 25.6 | 78.08 | [5 empty] | 29.4 | 84.92 |  |  |  | 21.1 | 69.98 |  |  |  |  | 21.7 | 71.06 |  |  |  |  | 22.2 | 71.96
2004-06-10 | 14:00 | 23.9 | 75.02 | WEEKDAY | #N/A | 1990-06-10 | 14:00 | 26.1 | 78.98 |  |  | 2003-06-10 | 14:00 | 24 | 75.2 |  |  | 1994-06-10 | 14:00 | 23.3 | 73.94 | [5 empty] | 22.8 | 73.04 |  |  |  | 33 | 91.4 |  |  |  |  | 23.9 | 75.02 |  |  |  |  | 26.1 | 78.98 | [5 empty] | 29.2 | 84.56 |  |  |  | 21.1 | 69.98 |  |  |  |  | 27.2 | 80.96 |  |  |  |  | 21.7 | 71.06
2004-06-10 | 15:00 | 23.3 | 73.94 | WEEKDAY | #N/A | 1990-06-10 | 15:00 | 25.6 | 78.08 |  |  | 2003-06-10 | 15:00 | 24 | 75.2 |  |  | 1994-06-10 | 15:00 | 22.8 | 73.04 | [5 empty] | 22.8 | 73.04 |  |  |  | 33.1 | 91.58 |  |  |  |  | 23.9 | 75.02 |  |  |  |  | 26.7 | 80.06 | [5 empty] | 29.1 | 84.38 |  |  |  | 21.7 | 71.06 |  |  |  |  | 29.4 | 84.92 |  |  |  |  | 21.1 | 69.98
2004-06-10 | 16:00 | 23.3 | 73.94 | WEEKDAY | #N/A | 1990-06-10 | 16:00 | 25 | 77 |  |  | 2003-06-10 | 16:00 | 25 | 77 |  |  | 1994-06-10 | 16:00 | 22.8 | 73.04 | [5 empty] | 22.8 | 73.04 |  |  |  | 33 | 91.4 |  |  |  |  | 23.9 | 75.02 |  |  |  |  | 26.1 | 78.98 | [5 empty] | 28.9 | 84.02 |  |  |  | 21.1 | 69.98 |  |  |  |  | 30 | 86 |  |  |  |  | 20.6 | 69.08
2004-06-10 | 17:00 | 21.7 | 71.06 | WEEKDAY | #N/A | 1990-06-10 | 17:00 | 25.6 | 78.08 |  |  | 2003-06-10 | 17:00 | 22 | 71.6 |  |  | 1994-06-10 | 17:00 | 21.1 | 69.98 | [5 empty] | 21.1 | 69.98 |  |  |  | 33 | 91.4 |  |  |  |  | 23.9 | 75.02 |  |  |  |  | 26.7 | 80.06 | [5 empty] | 28 | 82.4 |  |  |  | 21.1 | 69.98 |  |  |  |  | 30 | 86 |  |  |  |  | 18.3 | 64.94
2004-06-10 | 18:00 | 21.1 | 69.98 | WEEKDAY | #N/A | 1990-06-10 | 18:00 | 22.8 | 73.04 |  |  | 2003-06-10 | 18:00 | 21 | 69.8 |  |  | 1994-06-10 | 18:00 | 20.6 | 69.08 | [5 empty] | 20.6 | 69.08 |  |  |  | 32 | 89.6 |  |  |  |  | 22.8 | 73.04 |  |  |  |  | 26.1 | 78.98 | [5 empty] | 27 | 80.6 |  |  |  | 22.2 | 71.96 |  |  |  |  | 28.3 | 82.94 |  |  |  |  | 17.2 | 62.96
2004-06-10 | 19:00 | 21.1 | 69.98 | WEEKDAY | #N/A | 1990-06-10 | 19:00 | 22.2 | 71.96 |  |  | 2003-06-10 | 19:00 | 20 | 68 |  |  | 1994-06-10 | 19:00 | 19.4 | 66.92 | [5 empty] | 19.4 | 66.92 |  |  |  | 28 | 82.4 |  |  |  |  | 20.6 | 69.08 |  |  |  |  | 24.4 | 75.92 | [5 empty] | 26.1 | 78.98 |  |  |  | 22.2 | 71.96 |  |  |  |  | 27.8 | 82.04 |  |  |  |  | 16.1 | 60.98
2004-06-10 | 20:00 | 19.4 | 66.92 | WEEKDAY | #N/A | 1990-06-10 | 20:00 | 22.2 | 71.96 |  |  | 2003-06-10 | 20:00 | 18 | 64.4 |  |  | 1994-06-10 | 20:00 | 17.8 | 64.04 | [5 empty] | 17.8 | 64.04 |  |  |  | 26 | 78.8 |  |  |  |  | 18.3 | 64.94 |  |  |  |  | 22.2 | 71.96 | [5 empty] | 25.9 | 78.62 |  |  |  | 20.6 | 69.08 |  |  |  |  | 27.2 | 80.96 |  |  |  |  | 14.4 | 57.92
2004-06-10 | 21:00 | 19.4 | 66.92 | WEEKDAY | #N/A | 1990-06-10 | 21:00 | 21.7 | 71.06 |  |  | 2003-06-10 | 21:00 | 17 | 62.6 |  |  | 1994-06-10 | 21:00 | 17.8 | 64.04 | [5 empty] | 17.2 | 62.96 |  |  |  | 25.8 | 78.44 |  |  |  |  | 16.7 | 62.06 |  |  |  |  | 21.7 | 71.06 | [5 empty] | 25.8 | 78.44 |  |  |  | 19.4 | 66.92 |  |  |  |  | 26.7 | 80.06 |  |  |  |  | 13.9 | 57.02
2004-06-10 | 22:00 | 19.4 | 66.92 | WEEKDAY | #N/A | 1990-06-10 | 22:00 | 20.6 | 69.08 |  |  | 2003-06-10 | 22:00 | 17 | 62.6 |  |  | 1994-06-10 | 22:00 | 17.8 | 64.04 | [5 empty] | 16.1 | 60.98 |  |  |  | 26 | 78.8 |  |  |  |  | 16.7 | 62.06 |  |  |  |  | 21.1 | 69.98 | [5 empty] | 25.6 | 78.08 |  |  |  | 18.3 | 64.94 |  |  |  |  | 26.1 | 78.98 |  |  |  |  | 13.3 | 55.94
2004-06-10 | 23:00 | 20 | 68 | WEEKDAY | #N/A | 1990-06-10 | 23:00 | 19.4 | 66.92 |  |  | 2003-06-10 | 23:00 | 16 | 60.8 |  |  | 1994-06-10 | 23:00 | 17.8 | 64.04 | [5 empty] | 15 | 59 |  |  |  | 26 | 78.8 |  |  |  |  | 16.1 | 60.98 |  |  |  |  | 20.6 | 69.08 | [5 empty] | 25.4 | 77.72 |  |  |  | 16.7 | 62.06 |  |  |  |  | 21.1 | 69.98 |  |  |  |  | 12.8 | 55.04
2004-06-10 | 24:00 | 18.9 | 66.02 | WEEKDAY | #N/A | 1990-06-10 | 24:00 | 18.9 | 66.02 |  |  | 2003-06-10 | 24:00 | 16 | 60.8 |  |  | 1994-06-10 | 24:00 | 16.7 | 62.06 | [5 empty] | 15 | 59 |  |  |  | 24.5 | 76.1 |  |  |  |  | 15 | 59 |  |  |  |  | 20 | 68 | [5 empty] | 25.2 | 77.36 |  |  |  | 15.6 | 60.08 |  |  |  |  | 16.7 | 62.06 |  |  |  |  | 13.3 | 55.94
2004-06-11 | 1:00 | 18.9 | 66.02 | WEEKDAY | #N/A | 1990-06-11 | 1:00 | 18.9 | 66.02 |  |  | 2003-06-11 | 1:00 | 16 | 60.8 |  |  | 1994-06-11 | 1:00 | 16.7 | 62.06 | [5 empty] | 13.9 | 57.02 |  |  |  | 23 | 73.4 |  |  |  |  | 14.4 | 57.92 |  |  |  |  | 20 | 68 | [5 empty] | 25 | 77 |  |  |  | 15 | 59 |  |  |  |  | 16.1 | 60.98 |  |  |  |  | 13.3 | 55.94
2004-06-11 | 2:00 | 18.9 | 66.02 | WEEKDAY | #N/A | 1990-06-11 | 2:00 | 18.9 | 66.02 |  |  | 2003-06-11 | 2:00 | 16 | 60.8 |  |  | 1994-06-11 | 2:00 | 16.7 | 62.06 | [5 empty] | 14.4 | 57.92 |  |  |  | 23 | 73.4 |  |  |  |  | 14.4 | 57.92 |  |  |  |  | 19.4 | 66.92 | [5 empty] | 21.9 | 71.42 |  |  |  | 16.7 | 62.06 |  |  |  |  | 15.6 | 60.08 |  |  |  |  | 13.3 | 55.94
2004-06-11 | 3:00 | 18.3 | 64.94 | WEEKDAY | #N/A | 1990-06-11 | 3:00 | 18.3 | 64.94 |  |  | 2003-06-11 | 3:00 | 16 | 60.8 |  |  | 1994-06-11 | 3:00 | 16.1 | 60.98 | [5 empty] | 13.3 | 55.94 |  |  |  | 23 | 73.4 |  |  |  |  | 12.8 | 55.04 |  |  |  |  | 19.4 | 66.92 | [5 empty] | 18.7 | 65.66 |  |  |  | 17.2 | 62.96 |  |  |  |  | 15 | 59 |  |  |  |  | 12.8 | 55.04
2004-06-11 | 4:00 | 18.3 | 64.94 | WEEKDAY | #N/A | 1990-06-11 | 4:00 | 18.3 | 64.94 |  |  | 2003-06-11 | 4:00 | 15 | 59 |  |  | 1994-06-11 | 4:00 | 16.1 | 60.98 | [5 empty] | 12.8 | 55.04 |  |  |  | 21 | 69.8 |  |  |  |  | 12.2 | 53.96 |  |  |  |  | 19.4 | 66.92 | [5 empty] | 15.6 | 60.08 |  |  |  | 16.7 | 62.06 |  |  |  |  | 15 | 59 |  |  |  |  | 12.8 | 55.04
2004-06-11 | 5:00 | 17.8 | 64.04 | WEEKDAY | #N/A | 1990-06-11 | 5:00 | 17.8 | 64.04 |  |  | 2003-06-11 | 5:00 | 15 | 59 |  |  | 1994-06-11 | 5:00 | 15.6 | 60.08 | [5 empty] | 12.8 | 55.04 |  |  |  | 21 | 69.8 |  |  |  |  | 11.7 | 53.06 |  |  |  |  | 20 | 68 | [5 empty] | 15.6 | 60.08 |  |  |  | 16.7 | 62.06 |  |  |  |  | 14.4 | 57.92 |  |  |  |  | 12.8 | 55.04
2004-06-11 | 6:00 | 17.8 | 64.04 | WEEKDAY | #N/A | 1990-06-11 | 6:00 | 19.4 | 66.92 |  |  | 2003-06-11 | 6:00 | 16 | 60.8 |  |  | 1994-06-11 | 6:00 | 17.8 | 64.04 | [5 empty] | 14.4 | 57.92 |  |  |  | 22 | 71.6 |  |  |  |  | 13.3 | 55.94 |  |  |  |  | 19.4 | 66.92 | [5 empty] | 15.6 | 60.08 |  |  |  | 17.2 | 62.96 |  |  |  |  | 14.4 | 57.92 |  |  |  |  | 14.4 | 57.92
2004-06-11 | 7:00 | 17.2 | 62.96 | WEEKDAY | #N/A | 1990-06-11 | 7:00 | 19.4 | 66.92 |  |  | 2003-06-11 | 7:00 | 18 | 64.4 |  |  | 1994-06-11 | 7:00 | 18.3 | 64.94 | [5 empty] | 17.2 | 62.96 |  |  |  | 25 | 77 |  |  |  |  | 15 | 59 |  |  |  |  | 18.9 | 66.02 | [5 empty] | 15.6 | 60.08 |  |  |  | 18.9 | 66.02 |  |  |  |  | 14.4 | 57.92 |  |  |  |  | 15.6 | 60.08
2004-06-11 | 8:00 | 17.8 | 64.04 | WEEKDAY | #N/A | 1990-06-11 | 8:00 | 19.4 | 66.92 |  |  | 2003-06-11 | 8:00 | 19 | 66.2 |  |  | 1994-06-11 | 8:00 | 20 | 68 | [5 empty] | 18.9 | 66.02 |  |  |  | 27 | 80.6 |  |  |  |  | 17.8 | 64.04 |  |  |  |  | 18.9 | 66.02 | [5 empty] | 15.8 | 60.44 |  |  |  | 21.7 | 71.06 |  |  |  |  | 14.4 | 57.92 |  |  |  |  | 16.1 | 60.98
2004-06-11 | 9:00 | 18.9 | 66.02 | WEEKDAY | #N/A | 1990-06-11 | 9:00 | 18.9 | 66.02 |  |  | 2003-06-11 | 9:00 | 20 | 68 |  |  | 1994-06-11 | 9:00 | 20.6 | 69.08 | [5 empty] | 20 | 68 |  |  |  | 28.6 | 83.48 |  |  |  |  | 18.3 | 64.94 |  |  |  |  | 18.3 | 64.94 | [5 empty] | 15.9 | 60.62 |  |  |  | 23.3 | 73.94 |  |  |  |  | 14.4 | 57.92 |  |  |  |  | 18.3 | 64.94
2004-06-11 | 10:00 | 18.9 | 66.02 | WEEKDAY | #N/A | 1990-06-11 | 10:00 | 19.4 | 66.92 |  |  | 2003-06-11 | 10:00 | 21 | 69.8 |  |  | 1994-06-11 | 10:00 | 21.1 | 69.98 | [5 empty] | 21.1 | 69.98 |  |  |  | 30 | 86 |  |  |  |  | 18.9 | 66.02 |  |  |  |  | 18.3 | 64.94 | [5 empty] | 16.1 | 60.98 |  |  |  | 24.4 | 75.92 |  |  |  |  | 14.4 | 57.92 |  |  |  |  | 18.9 | 66.02
2004-06-11 | 11:00 | 18.9 | 66.02 | WEEKDAY | #N/A | 1990-06-11 | 11:00 | 19.4 | 66.92 |  |  | 2003-06-11 | 11:00 | 21 | 69.8 |  |  | 1994-06-11 | 11:00 | 21.1 | 69.98 | [5 empty] | 21.7 | 71.06 |  |  |  | 31 | 87.8 |  |  |  |  | 17.8 | 64.04 |  |  |  |  | 19.4 | 66.92 | [5 empty] | 16.5 | 61.7 |  |  |  | 25 | 77 |  |  |  |  | 13.9 | 57.02 |  |  |  |  | 19.4 | 66.92
2004-06-11 | 12:00 | 20 | 68 | WEEKDAY | #N/A | 1990-06-11 | 12:00 | 19.4 | 66.92 |  |  | 2003-06-11 | 12:00 | 22 | 71.6 |  |  | 1994-06-11 | 12:00 | 20 | 68 | [5 empty] | 21.1 | 69.98 |  |  |  | 32 | 89.6 |  |  |  |  | 13.9 | 57.02 |  |  |  |  | 18.9 | 66.02 | [5 empty] | 16.8 | 62.24 |  |  |  | 25 | 77 |  |  |  |  | 13.3 | 55.94 |  |  |  |  | 20.6 | 69.08
2004-06-11 | 13:00 | 20.6 | 69.08 | WEEKDAY | #N/A | 1990-06-11 | 13:00 | 19.4 | 66.92 |  |  | 2003-06-11 | 13:00 | 23 | 73.4 |  |  | 1994-06-11 | 13:00 | 20.6 | 69.08 | [5 empty] | 21.7 | 71.06 |  |  |  | 33 | 91.4 |  |  |  |  | 14.4 | 57.92 |  |  |  |  | 18.3 | 64.94 | [5 empty] | 17.2 | 62.96 |  |  |  | 25.6 | 78.08 |  |  |  |  | 12.8 | 55.04 |  |  |  |  | 21.1 | 69.98
2004-06-11 | 14:00 | 20 | 68 | WEEKDAY | #N/A | 1990-06-11 | 14:00 | 18.3 | 64.94 |  |  | 2003-06-11 | 14:00 | 24 | 75.2 |  |  | 1994-06-11 | 14:00 | 19.4 | 66.92 | [5 empty] | 21.7 | 71.06 |  |  |  | 33 | 91.4 |  |  |  |  | 14.4 | 57.92 |  |  |  |  | 17.8 | 64.04 | [5 empty] | 15.4 | 59.72 |  |  |  | 25.6 | 78.08 |  |  |  |  | 12.2 | 53.96 |  |  |  |  | 22.8 | 73.04
2004-06-11 | 15:00 | 21.1 | 69.98 | WEEKDAY | #N/A | 1990-06-11 | 15:00 | 17.8 | 64.04 |  |  | 2003-06-11 | 15:00 | 23 | 73.4 |  |  | 1994-06-11 | 15:00 | 18.9 | 66.02 | [5 empty] | 20.6 | 69.08 |  |  |  | 23 | 73.4 |  |  |  |  | 17.2 | 62.96 |  |  |  |  | 17.8 | 64.04 | [5 empty] | 13.5 | 56.3 |  |  |  | 26.1 | 78.98 |  |  |  |  | 12.2 | 53.96 |  |  |  |  | 22.8 | 73.04
2004-06-11 | 16:00 | 21.1 | 69.98 | WEEKDAY | #N/A | 1990-06-11 | 16:00 | 16.1 | 60.98 |  |  | 2003-06-11 | 16:00 | 23 | 73.4 |  |  | 1994-06-11 | 16:00 | 18.9 | 66.02 | [5 empty] | 20.6 | 69.08 |  |  |  | 27 | 80.6 |  |  |  |  | 17.2 | 62.96 |  |  |  |  | 17.8 | 64.04 | [5 empty] | 11.7 | 53.06 |  |  |  | 25.6 | 78.08 |  |  |  |  | 12.2 | 53.96 |  |  |  |  | 22.8 | 73.04
2004-06-11 | 17:00 | 21.1 | 69.98 | WEEKDAY | #N/A | 1990-06-11 | 17:00 | 16.1 | 60.98 |  |  | 2003-06-11 | 17:00 | 23 | 73.4 |  |  | 1994-06-11 | 17:00 | 19.4 | 66.92 | [5 empty] | 20 | 68 |  |  |  | 24 | 75.2 |  |  |  |  | 16.7 | 62.06 |  |  |  |  | 17.8 | 64.04 | [5 empty] | 10.8 | 51.44 |  |  |  | 25.6 | 78.08 |  |  |  |  | 12.2 | 53.96 |  |  |  |  | 18.3 | 64.94
2004-06-11 | 18:00 | 21.1 | 69.98 | WEEKDAY | #N/A | 1990-06-11 | 18:00 | 16.1 | 60.98 |  |  | 2003-06-11 | 18:00 | 22 | 71.6 |  |  | 1994-06-11 | 18:00 | 18.3 | 64.94 | [5 empty] | 19.4 | 66.92 |  |  |  | 24 | 75.2 |  |  |  |  | 16.1 | 60.98 |  |  |  |  | 17.8 | 64.04 | [5 empty] | 9.8 | 49.64 |  |  |  | 25 | 77 |  |  |  |  | 12.2 | 53.96 |  |  |  |  | 20.6 | 69.08
2004-06-11 | 19:00 | 19.4 | 66.92 | WEEKDAY | #N/A | 1990-06-11 | 19:00 | 16.1 | 60.98 |  |  | 2003-06-11 | 19:00 | 21 | 69.8 |  |  | 1994-06-11 | 19:00 | 18.9 | 66.02 | [5 empty] | 18.9 | 66.02 |  |  |  | 23 | 73.4 |  |  |  |  | 15.6 | 60.08 |  |  |  |  | 17.8 | 64.04 | [5 empty] | 8.9 | 48.02 |  |  |  | 23.9 | 75.02 |  |  |  |  | 11.7 | 53.06 |  |  |  |  | 18.9 | 66.02
2004-06-11 | 20:00 | 18.9 | 66.02 | WEEKDAY | #N/A | 1990-06-11 | 20:00 | 15.6 | 60.08 |  |  | 2003-06-11 | 20:00 | 19 | 66.2 |  |  | 1994-06-11 | 20:00 | 18.3 | 64.94 | [5 empty] | 18.9 | 66.02 |  |  |  | 21 | 69.8 |  |  |  |  | 15.6 | 60.08 |  |  |  |  | 17.8 | 64.04 | [5 empty] | 8.2 | 46.76 |  |  |  | 22.2 | 71.96 |  |  |  |  | 8.9 | 48.02 |  |  |  |  | 17.8 | 64.04
2004-06-11 | 21:00 | 18.3 | 64.94 | WEEKDAY | #N/A | 1990-06-11 | 21:00 | 15.6 | 60.08 |  |  | 2003-06-11 | 21:00 | 19 | 66.2 |  |  | 1994-06-11 | 21:00 | 18.9 | 66.02 | [5 empty] | 18.9 | 66.02 |  |  |  | 21 | 69.8 |  |  |  |  | 14.4 | 57.92 |  |  |  |  | 17.2 | 62.96 | [5 empty] | 7.4 | 45.32 |  |  |  | 21.7 | 71.06 |  |  |  |  | 8.3 | 46.94 |  |  |  |  | 16.7 | 62.06
2004-06-11 | 22:00 | 18.3 | 64.94 | WEEKDAY | #N/A | 1990-06-11 | 22:00 | 15.6 | 60.08 |  |  | 2003-06-11 | 22:00 | 19 | 66.2 |  |  | 1994-06-11 | 22:00 | 18.9 | 66.02 | [5 empty] | 18.3 | 64.94 |  |  |  | 20.8 | 69.44 |  |  |  |  | 13.9 | 57.02 |  |  |  |  | 17.2 | 62.96 | [5 empty] | 6.7 | 44.06 |  |  |  | 20.6 | 69.08 |  |  |  |  | 7.8 | 46.04 |  |  |  |  | 15.6 | 60.08
2004-06-11 | 23:00 | 18.3 | 64.94 | WEEKDAY | #N/A | 1990-06-11 | 23:00 | 15.6 | 60.08 |  |  | 2003-06-11 | 23:00 | 19 | 66.2 |  |  | 1994-06-11 | 23:00 | 18.9 | 66.02 | [5 empty] | 18.3 | 64.94 |  |  |  | 21 | 69.8 |  |  |  |  | 13.9 | 57.02 |  |  |  |  | 16.7 | 62.06 | [5 empty] | 6.1 | 42.98 |  |  |  | 20 | 68 |  |  |  |  | 7.2 | 44.96 |  |  |  |  | 14.4 | 57.92
2004-06-11 | 24:00 | 18.3 | 64.94 | WEEKDAY | #N/A | 1990-06-11 | 24:00 | 15.6 | 60.08 |  |  | 2003-06-11 | 24:00 | 19 | 66.2 |  |  | 1994-06-11 | 24:00 | 18.9 | 66.02 | [5 empty] | 18.9 | 66.02 |  |  |  | 20 | 68 |  |  |  |  | 13.9 | 57.02 |  |  |  |  | 16.7 | 62.06 | [5 empty] | 5.6 | 42.08 |  |  |  | 22.2 | 71.96 |  |  |  |  | 5.6 | 42.08 |  |  |  |  | 13.3 | 55.94
2004-06-12 | 1:00 | 17.8 | 64.04 | SATURDAY | #N/A | 1990-06-12 | 1:00 | 15.6 | 60.08 |  |  | 2003-06-12 | 1:00 | 21 | 69.8 |  |  | 1994-06-12 | 1:00 | 18.9 | 66.02 | [5 empty] | 18.9 | 66.02 |  |  |  | 18.9 | 66.02 |  |  |  |  | 13.9 | 57.02 |  |  |  |  | 16.7 | 62.06 | [5 empty] | 5 | 41 |  |  |  | 23.3 | 73.94 |  |  |  |  | 4.4 | 39.92 |  |  |  |  | 12.2 | 53.96
2004-06-12 | 2:00 | 16.1 | 60.98 | SATURDAY | #N/A | 1990-06-12 | 2:00 | 15 | 59 |  |  | 2003-06-12 | 2:00 | 21 | 69.8 |  |  | 1994-06-12 | 2:00 | 18.9 | 66.02 | [5 empty] | 18.9 | 66.02 |  |  |  | 18.6 | 65.48 |  |  |  |  | 13.9 | 57.02 |  |  |  |  | 16.1 | 60.98 | [5 empty] | 5 | 41 |  |  |  | 23.3 | 73.94 |  |  |  |  | 4.4 | 39.92 |  |  |  |  | 11.1 | 51.98
2004-06-12 | 3:00 | 16.1 | 60.98 | SATURDAY | #N/A | 1990-06-12 | 3:00 | 15.6 | 60.08 |  |  | 2003-06-12 | 3:00 | 20 | 68 |  |  | 1994-06-12 | 3:00 | 18.9 | 66.02 | [5 empty] | 18.9 | 66.02 |  |  |  | 18.4 | 65.12 |  |  |  |  | 13.3 | 55.94 |  |  |  |  | 16.1 | 60.98 | [5 empty] | 5 | 41 |  |  |  | 22.8 | 73.04 |  |  |  |  | 5 | 41 |  |  |  |  | 10.6 | 51.08
2004-06-12 | 4:00 | 15.6 | 60.08 | SATURDAY | #N/A | 1990-06-12 | 4:00 | 15 | 59 |  |  | 2003-06-12 | 4:00 | 19 | 66.2 |  |  | 1994-06-12 | 4:00 | 18.9 | 66.02 | [5 empty] | 18.9 | 66.02 |  |  |  | 17.1 | 62.78 |  |  |  |  | 12.8 | 55.04 |  |  |  |  | 16.1 | 60.98 | [5 empty] | 5 | 41 |  |  |  | 22.8 | 73.04 |  |  |  |  | 4.4 | 39.92 |  |  |  |  | 10 | 50
2004-06-12 | 5:00 | 15.6 | 60.08 | SATURDAY | #N/A | 1990-06-12 | 5:00 | 15.6 | 60.08 |  |  | 2003-06-12 | 5:00 | 19 | 66.2 |  |  | 1994-06-12 | 5:00 | 18.3 | 64.94 | [5 empty] | 19.4 | 66.92 |  |  |  | 16.8 | 62.24 |  |  |  |  | 12.8 | 55.04 |  |  |  |  | 16.1 | 60.98 | [5 empty] | 6.3 | 43.34 |  |  |  | 22.2 | 71.96 |  |  |  |  | 5.6 | 42.08 |  |  |  |  | 10 | 50
2004-06-12 | 6:00 | 16.1 | 60.98 | SATURDAY | #N/A | 1990-06-12 | 6:00 | 16.1 | 60.98 |  |  | 2003-06-12 | 6:00 | 19 | 66.2 |  |  | 1994-06-12 | 6:00 | 18.9 | 66.02 | [5 empty] | 19.4 | 66.92 |  |  |  | 17 | 62.6 |  |  |  |  | 13.9 | 57.02 |  |  |  |  | 16.1 | 60.98 | [5 empty] | 7.6 | 45.68 |  |  |  | 22.8 | 73.04 |  |  |  |  | 7.8 | 46.04 |  |  |  |  | 13.9 | 57.02
2004-06-12 | 7:00 | 17.2 | 62.96 | SATURDAY | #N/A | 1990-06-12 | 7:00 | 17.2 | 62.96 |  |  | 2003-06-12 | 7:00 | 21 | 69.8 |  |  | 1994-06-12 | 7:00 | 18.3 | 64.94 | [5 empty] | 20 | 68 |  |  |  | 14 | 57.2 |  |  |  |  | 15.6 | 60.08 |  |  |  |  | 16.1 | 60.98 | [5 empty] | 8.9 | 48.02 |  |  |  | 23.9 | 75.02 |  |  |  |  | 10.6 | 51.08 |  |  |  |  | 16.1 | 60.98
2004-06-12 | 8:00 | 18.3 | 64.94 | SATURDAY | #N/A | 1990-06-12 | 8:00 | 18.9 | 66.02 |  |  | 2003-06-12 | 8:00 | 23 | 73.4 |  |  | 1994-06-12 | 8:00 | 19.4 | 66.92 | [5 empty] | 21.7 | 71.06 |  |  |  | 16 | 60.8 |  |  |  |  | 17.2 | 62.96 |  |  |  |  | 16.1 | 60.98 | [5 empty] | 9.8 | 49.64 |  |  |  | 25 | 77 |  |  |  |  | 11.7 | 53.06 |  |  |  |  | 18.3 | 64.94
2004-06-12 | 9:00 | 20 | 68 | SATURDAY | #N/A | 1990-06-12 | 9:00 | 20 | 68 |  |  | 2003-06-12 | 9:00 | 23.1 | 73.58 |  |  | 1994-06-12 | 9:00 | 19.4 | 66.92 | [5 empty] | 21.7 | 71.06 |  |  |  | 14 | 57.2 |  |  |  |  | 17.8 | 64.04 |  |  |  |  | 16.1 | 60.98 | [5 empty] | 10.8 | 51.44 |  |  |  | 26.7 | 80.06 |  |  |  |  | 12.8 | 55.04 |  |  |  |  | 18.9 | 66.02
2004-06-12 | 10:00 | 21.1 | 69.98 | SATURDAY | #N/A | 1990-06-12 | 10:00 | 21.1 | 69.98 |  |  | 2003-06-12 | 10:00 | 23 | 73.4 |  |  | 1994-06-12 | 10:00 | 20 | 68 | [5 empty] | 22.8 | 73.04 |  |  |  | 14 | 57.2 |  |  |  |  | 19.4 | 66.92 |  |  |  |  | 16.1 | 60.98 | [5 empty] | 11.7 | 53.06 |  |  |  | 27.8 | 82.04 |  |  |  |  | 13.9 | 57.02 |  |  |  |  | 21.1 | 69.98
2004-06-12 | 11:00 | 21.7 | 71.06 | SATURDAY | #N/A | 1990-06-12 | 11:00 | 21.7 | 71.06 |  |  | 2003-06-12 | 11:00 | 23 | 73.4 |  |  | 1994-06-12 | 11:00 | 20.6 | 69.08 | [5 empty] | 22.8 | 73.04 |  |  |  | 14 | 57.2 |  |  |  |  | 21.1 | 69.98 |  |  |  |  | 15.6 | 60.08 | [5 empty] | 12.6 | 54.68 |  |  |  | 28.9 | 84.02 |  |  |  |  | 14.4 | 57.92 |  |  |  |  | 22.2 | 71.96
2004-06-12 | 12:00 | 22.2 | 71.96 | SATURDAY | #N/A | 1990-06-12 | 12:00 | 22.2 | 71.96 |  |  | 2003-06-12 | 12:00 | 24 | 75.2 |  |  | 1994-06-12 | 12:00 | 22.2 | 71.96 | [5 empty] | 25.6 | 78.08 |  |  |  | 15 | 59 |  |  |  |  | 22.8 | 73.04 |  |  |  |  | 15 | 59 | [5 empty] | 13.5 | 56.3 |  |  |  | 29.4 | 84.92 |  |  |  |  | 15 | 59 |  |  |  |  | 23.9 | 75.02
2004-06-12 | 13:00 | 23.3 | 73.94 | SATURDAY | #N/A | 1990-06-12 | 13:00 | 23.3 | 73.94 |  |  | 2003-06-12 | 13:00 | 24 | 75.2 |  |  | 1994-06-12 | 13:00 | 21.7 | 71.06 | [5 empty] | 25 | 77 |  |  |  | 15 | 59 |  |  |  |  | 24.4 | 75.92 |  |  |  |  | 15 | 59 | [5 empty] | 14.4 | 57.92 |  |  |  | 29.4 | 84.92 |  |  |  |  | 15 | 59 |  |  |  |  | 22.8 | 73.04
2004-06-12 | 14:00 | 23.9 | 75.02 | SATURDAY | #N/A | 1990-06-12 | 14:00 | 23.9 | 75.02 |  |  | 2003-06-12 | 14:00 | 23 | 73.4 |  |  | 1994-06-12 | 14:00 | 21.7 | 71.06 | [5 empty] | 24.4 | 75.92 |  |  |  | 16 | 60.8 |  |  |  |  | 23.9 | 75.02 |  |  |  |  | 15.6 | 60.08 | [5 empty] | 15.2 | 59.36 |  |  |  | 30.6 | 87.08 |  |  |  |  | 16.7 | 62.06 |  |  |  |  | 21.1 | 69.98
2004-06-12 | 15:00 | 24.4 | 75.92 | SATURDAY | #N/A | 1990-06-12 | 15:00 | 24.4 | 75.92 |  |  | 2003-06-12 | 15:00 | 24 | 75.2 |  |  | 1994-06-12 | 15:00 | 21.7 | 71.06 | [5 empty] | 24.4 | 75.92 |  |  |  | 16 | 60.8 |  |  |  |  | 21.1 | 69.98 |  |  |  |  | 15 | 59 | [5 empty] | 15.9 | 60.62 |  |  |  | 30 | 86 |  |  |  |  | 15.6 | 60.08 |  |  |  |  | 20.6 | 69.08
2004-06-12 | 16:00 | 24.4 | 75.92 | SATURDAY | #N/A | 1990-06-12 | 16:00 | 25 | 77 |  |  | 2003-06-12 | 16:00 | 24 | 75.2 |  |  | 1994-06-12 | 16:00 | 21.1 | 69.98 | [5 empty] | 23.3 | 73.94 |  |  |  | 16 | 60.8 |  |  |  |  | 22.2 | 71.96 |  |  |  |  | 14.4 | 57.92 | [5 empty] | 16.7 | 62.06 |  |  |  | 28.3 | 82.94 |  |  |  |  | 16.7 | 62.06 |  |  |  |  | 17.8 | 64.04
2004-06-12 | 17:00 | 23.9 | 75.02 | SATURDAY | #N/A | 1990-06-12 | 17:00 | 25.6 | 78.08 |  |  | 2003-06-12 | 17:00 | 23 | 73.4 |  |  | 1994-06-12 | 17:00 | 21.1 | 69.98 | [5 empty] | 22.2 | 71.96 |  |  |  | 15 | 59 |  |  |  |  | 22.8 | 73.04 |  |  |  |  | 13.9 | 57.02 | [5 empty] | 16.1 | 60.98 |  |  |  | 23.9 | 75.02 |  |  |  |  | 17.2 | 62.96 |  |  |  |  | 15.6 | 60.08
2004-06-12 | 18:00 | 22.2 | 71.96 | SATURDAY | #N/A | 1990-06-12 | 18:00 | 25.6 | 78.08 |  |  | 2003-06-12 | 18:00 | 22 | 71.6 |  |  | 1994-06-12 | 18:00 | 20 | 68 | [5 empty] | 21.7 | 71.06 |  |  |  | 15 | 59 |  |  |  |  | 21.1 | 69.98 |  |  |  |  | 13.3 | 55.94 | [5 empty] | 15.6 | 60.08 |  |  |  | 23.9 | 75.02 |  |  |  |  | 16.1 | 60.98 |  |  |  |  | 15.6 | 60.08
2004-06-12 | 19:00 | 20.6 | 69.08 | SATURDAY | #N/A | 1990-06-12 | 19:00 | 20.6 | 69.08 |  |  | 2003-06-12 | 19:00 | 21 | 69.8 |  |  | 1994-06-12 | 19:00 | 20 | 68 | [5 empty] | 20.6 | 69.08 |  |  |  | 15 | 59 |  |  |  |  | 20.6 | 69.08 |  |  |  |  | 13.9 | 57.02 | [5 empty] | 15 | 59 |  |  |  | 21.7 | 71.06 |  |  |  |  | 15.6 | 60.08 |  |  |  |  | 15.6 | 60.08
2004-06-12 | 20:00 | 19.4 | 66.92 | SATURDAY | #N/A | 1990-06-12 | 20:00 | 18.3 | 64.94 |  |  | 2003-06-12 | 20:00 | 21 | 69.8 |  |  | 1994-06-12 | 20:00 | 19.4 | 66.92 | [5 empty] | 20.6 | 69.08 |  |  |  | 14 | 57.2 |  |  |  |  | 20 | 68 |  |  |  |  | 13.3 | 55.94 | [5 empty] | 13.5 | 56.3 |  |  |  | 21.1 | 69.98 |  |  |  |  | 13.3 | 55.94 |  |  |  |  | 15 | 59
2004-06-12 | 21:00 | 19.4 | 66.92 | SATURDAY | #N/A | 1990-06-12 | 21:00 | 17.8 | 64.04 |  |  | 2003-06-12 | 21:00 | 20 | 68 |  |  | 1994-06-12 | 21:00 | 19.4 | 66.92 | [5 empty] | 21.1 | 69.98 |  |  |  | 12 | 53.6 |  |  |  |  | 19.4 | 66.92 |  |  |  |  | 12.8 | 55.04 | [5 empty] | 12.1 | 53.78 |  |  |  | 20.6 | 69.08 |  |  |  |  | 10.6 | 51.08 |  |  |  |  | 15 | 59
2004-06-12 | 22:00 | 19.4 | 66.92 | SATURDAY | #N/A | 1990-06-12 | 22:00 | 17.2 | 62.96 |  |  | 2003-06-12 | 22:00 | 19 | 66.2 |  |  | 1994-06-12 | 22:00 | 19.4 | 66.92 | [5 empty] | 20.6 | 69.08 |  |  |  | 12 | 53.6 |  |  |  |  | 19.4 | 66.92 |  |  |  |  | 12.2 | 53.96 | [5 empty] | 10.6 | 51.08 |  |  |  | 17.2 | 62.96 |  |  |  |  | 9.4 | 48.92 |  |  |  |  | 12.8 | 55.04
2004-06-12 | 23:00 | 18.9 | 66.02 | SATURDAY | #N/A | 1990-06-12 | 23:00 | 16.7 | 62.06 |  |  | 2003-06-12 | 23:00 | 18 | 64.4 |  |  | 1994-06-12 | 23:00 | 18.9 | 66.02 | [5 empty] | 20.6 | 69.08 |  |  |  | 13 | 55.4 |  |  |  |  | 18.9 | 66.02 |  |  |  |  | 12.2 | 53.96 | [5 empty] | 10.4 | 50.72 |  |  |  | 16.1 | 60.98 |  |  |  |  | 9.4 | 48.92 |  |  |  |  | 12.8 | 55.04
2004-06-12 | 24:00 | 18.3 | 64.94 | SATURDAY | #N/A | 1990-06-12 | 24:00 | 16.1 | 60.98 |  |  | 2003-06-12 | 24:00 | 18 | 64.4 |  |  | 1994-06-12 | 24:00 | 18.9 | 66.02 | [5 empty] | 20.6 | 69.08 |  |  |  | 13 | 55.4 |  |  |  |  | 17.8 | 64.04 |  |  |  |  | 11.7 | 53.06 | [5 empty] | 10.2 | 50.36 |  |  |  | 15.6 | 60.08 |  |  |  |  | 7.8 | 46.04 |  |  |  |  | 12.8 | 55.04
2004-06-13 | 1:00 | 18.3 | 64.94 | SUNDAY | #N/A | 1990-06-13 | 1:00 | 16.1 | 60.98 |  |  | 2003-06-13 | 1:00 | 17 | 62.6 |  |  | 1994-06-13 | 1:00 | 18.3 | 64.94 | [5 empty] | 20 | 68 |  |  |  | 13 | 55.4 |  |  |  |  | 17.2 | 62.96 |  |  |  |  | 11.7 | 53.06 | [5 empty] | 10 | 50 |  |  |  | 13.3 | 55.94 |  |  |  |  | 6.7 | 44.06 |  |  |  |  | 13.3 | 55.94
2004-06-13 | 2:00 | 17.8 | 64.04 | SUNDAY | #N/A | 1990-06-13 | 2:00 | 16.1 | 60.98 |  |  | 2003-06-13 | 2:00 | 17 | 62.6 |  |  | 1994-06-13 | 2:00 | 17.8 | 64.04 | [5 empty] | 19.4 | 66.92 |  |  |  | 13 | 55.4 |  |  |  |  | 17.8 | 64.04 |  |  |  |  | 11.1 | 51.98 | [5 empty] | 9.4 | 48.92 |  |  |  | 11.1 | 51.98 |  |  |  |  | 6.1 | 42.98 |  |  |  |  | 12.2 | 53.96
2004-06-13 | 3:00 | 17.2 | 62.96 | SUNDAY | #N/A | 1990-06-13 | 3:00 | 15.6 | 60.08 |  |  | 2003-06-13 | 3:00 | 16 | 60.8 |  |  | 1994-06-13 | 3:00 | 18.3 | 64.94 | [5 empty] | 18.3 | 64.94 |  |  |  | 13 | 55.4 |  |  |  |  | 17.2 | 62.96 |  |  |  |  | 11.1 | 51.98 | [5 empty] | 8.9 | 48.02 |  |  |  | 10.6 | 51.08 |  |  |  |  | 6.7 | 44.06 |  |  |  |  | 11.7 | 53.06
2004-06-13 | 4:00 | 17.2 | 62.96 | SUNDAY | #N/A | 1990-06-13 | 4:00 | 15.6 | 60.08 |  |  | 2003-06-13 | 4:00 | 16 | 60.8 |  |  | 1994-06-13 | 4:00 | 17.8 | 64.04 | [5 empty] | 20 | 68 |  |  |  | 13 | 55.4 |  |  |  |  | 17.2 | 62.96 |  |  |  |  | 11.1 | 51.98 | [5 empty] | 8.3 | 46.94 |  |  |  | 10 | 50 |  |  |  |  | 6.7 | 44.06 |  |  |  |  | 11.1 | 51.98
2004-06-13 | 5:00 | 16.7 | 62.06 | SUNDAY | #N/A | 1990-06-13 | 5:00 | 16.1 | 60.98 |  |  | 2003-06-13 | 5:00 | 16 | 60.8 |  |  | 1994-06-13 | 5:00 | 17.8 | 64.04 | [5 empty] | 20 | 68 |  |  |  | 13 | 55.4 |  |  |  |  | 17.2 | 62.96 |  |  |  |  | 11.1 | 51.98 | [5 empty] | 9.6 | 49.28 |  |  |  | 8.9 | 48.02 |  |  |  |  | 6.7 | 44.06 |  |  |  |  | 12.8 | 55.04
2004-06-13 | 6:00 | 17.2 | 62.96 | SUNDAY | #N/A | 1990-06-13 | 6:00 | 16.1 | 60.98 |  |  | 2003-06-13 | 6:00 | 15.8 | 60.44 |  |  | 1994-06-13 | 6:00 | 17.8 | 64.04 | [5 empty] | 20 | 68 |  |  |  | 13 | 55.4 |  |  |  |  | 17.8 | 64.04 |  |  |  |  | 11.7 | 53.06 | [5 empty] | 10.9 | 51.62 |  |  |  | 8.9 | 48.02 |  |  |  |  | 8.9 | 48.02 |  |  |  |  | 15.6 | 60.08
2004-06-13 | 7:00 | 18.3 | 64.94 | SUNDAY | #N/A | 1990-06-13 | 7:00 | 17.2 | 62.96 |  |  | 2003-06-13 | 7:00 | 15.9 | 60.62 |  |  | 1994-06-13 | 7:00 | 18.3 | 64.94 | [5 empty] | 21.1 | 69.98 |  |  |  | 13 | 55.4 |  |  |  |  | 19.4 | 66.92 |  |  |  |  | 12.2 | 53.96 | [5 empty] | 12.2 | 53.96 |  |  |  | 8.3 | 46.94 |  |  |  |  | 11.7 | 53.06 |  |  |  |  | 17.2 | 62.96
2004-06-13 | 8:00 | 18.9 | 66.02 | SUNDAY | #N/A | 1990-06-13 | 8:00 | 18.9 | 66.02 |  |  | 2003-06-13 | 8:00 | 16.1 | 60.98 |  |  | 1994-06-13 | 8:00 | 20 | 68 | [5 empty] | 21.7 | 71.06 |  |  |  | 14 | 57.2 |  |  |  |  | 21.1 | 69.98 |  |  |  |  | 12.2 | 53.96 | [5 empty] | 13.7 | 56.66 |  |  |  | 8.9 | 48.02 |  |  |  |  | 14.4 | 57.92 |  |  |  |  | 21.1 | 69.98
2004-06-13 | 9:00 | 20 | 68 | SUNDAY | #N/A | 1990-06-13 | 9:00 | 20 | 68 |  |  | 2003-06-13 | 9:00 | 16.1 | 60.98 |  |  | 1994-06-13 | 9:00 | 20.6 | 69.08 | [5 empty] | 22.8 | 73.04 |  |  |  | 14.6 | 58.28 |  |  |  |  | 22.8 | 73.04 |  |  |  |  | 13.3 | 55.94 | [5 empty] | 15.2 | 59.36 |  |  |  | 8.9 | 48.02 |  |  |  |  | 16.7 | 62.06 |  |  |  |  | 20.6 | 69.08
2004-06-13 | 10:00 | 21.7 | 71.06 | SUNDAY | #N/A | 1990-06-13 | 10:00 | 22.2 | 71.96 |  |  | 2003-06-13 | 10:00 | 16 | 60.8 |  |  | 1994-06-13 | 10:00 | 21.1 | 69.98 | [5 empty] | 23.9 | 75.02 |  |  |  | 15 | 59 |  |  |  |  | 24.4 | 75.92 |  |  |  |  | 14.4 | 57.92 | [5 empty] | 16.7 | 62.06 |  |  |  | 10 | 50 |  |  |  |  | 17.2 | 62.96 |  |  |  |  | 20 | 68
2004-06-13 | 11:00 | 22.2 | 71.96 | SUNDAY | #N/A | 1990-06-13 | 11:00 | 23.9 | 75.02 |  |  | 2003-06-13 | 11:00 | 15 | 59 |  |  | 1994-06-13 | 11:00 | 21.1 | 69.98 | [5 empty] | 25 | 77 |  |  |  | 15 | 59 |  |  |  |  | 25.6 | 78.08 |  |  |  |  | 14.4 | 57.92 | [5 empty] | 17.6 | 63.68 |  |  |  | 10 | 50 |  |  |  |  | 18.3 | 64.94 |  |  |  |  | 21.7 | 71.06
2004-06-13 | 12:00 | 23.3 | 73.94 | SUNDAY | #N/A | 1990-06-13 | 12:00 | 25 | 77 |  |  | 2003-06-13 | 12:00 | 15 | 59 |  |  | 1994-06-13 | 12:00 | 23.3 | 73.94 | [5 empty] | 26.1 | 78.98 |  |  |  | 14 | 57.2 |  |  |  |  | 25.6 | 78.08 |  |  |  |  | 17.2 | 62.96 | [5 empty] | 18.5 | 65.3 |  |  |  | 10 | 50 |  |  |  |  | 20 | 68 |  |  |  |  | 21.7 | 71.06
2004-06-13 | 13:00 | 23.3 | 73.94 | SUNDAY | #N/A | 1990-06-13 | 13:00 | 26.7 | 80.06 |  |  | 2003-06-13 | 13:00 | 14 | 57.2 |  |  | 1994-06-13 | 13:00 | 23.3 | 73.94 | [5 empty] | 26.7 | 80.06 |  |  |  | 15 | 59 |  |  |  |  | 26.7 | 80.06 |  |  |  |  | 19.4 | 66.92 | [5 empty] | 19.4 | 66.92 |  |  |  | 10.6 | 51.08 |  |  |  |  | 20.6 | 69.08 |  |  |  |  | 22.8 | 73.04
2004-06-13 | 14:00 | 22.8 | 73.04 | SUNDAY | #N/A | 1990-06-13 | 14:00 | 26.1 | 78.98 |  |  | 2003-06-13 | 14:00 | 14 | 57.2 |  |  | 1994-06-13 | 14:00 | 23.3 | 73.94 | [5 empty] | 26.7 | 80.06 |  |  |  | 17 | 62.6 |  |  |  |  | 26.1 | 78.98 |  |  |  |  | 17.2 | 62.96 | [5 empty] | 20 | 68 |  |  |  | 11.1 | 51.98 |  |  |  |  | 21.1 | 69.98 |  |  |  |  | 23.3 | 73.94
2004-06-13 | 15:00 | 22.2 | 71.96 | SUNDAY | #N/A | 1990-06-13 | 15:00 | 26.7 | 80.06 |  |  | 2003-06-13 | 15:00 | 14 | 57.2 |  |  | 1994-06-13 | 15:00 | 23.3 | 73.94 | [5 empty] | 25 | 77 |  |  |  | 16 | 60.8 |  |  |  |  | 26.1 | 78.98 |  |  |  |  | 18.3 | 64.94 | [5 empty] | 20.5 | 68.9 |  |  |  | 11.7 | 53.06 |  |  |  |  | 21.1 | 69.98 |  |  |  |  | 24.4 | 75.92
2004-06-13 | 16:00 | 21.1 | 69.98 | SUNDAY | #N/A | 1990-06-13 | 16:00 | 23.3 | 73.94 |  |  | 2003-06-13 | 16:00 | 15.1 | 59.18 |  |  | 1994-06-13 | 16:00 | 23.3 | 73.94 | [5 empty] | 24.4 | 75.92 |  |  |  | 16 | 60.8 |  |  |  |  | 17.8 | 64.04 |  |  |  |  | 18.3 | 64.94 | [5 empty] | 21.1 | 69.98 |  |  |  | 12.8 | 55.04 |  |  |  |  | 21.1 | 69.98 |  |  |  |  | 23.9 | 75.02
2004-06-13 | 17:00 | 19.4 | 66.92 | SUNDAY | #N/A | 1990-06-13 | 17:00 | 22.2 | 71.96 |  |  | 2003-06-13 | 17:00 | 14.6 | 58.28 |  |  | 1994-06-13 | 17:00 | 22.8 | 73.04 | [5 empty] | 23.3 | 73.94 |  |  |  | 13 | 55.4 |  |  |  |  | 18.9 | 66.02 |  |  |  |  | 17.8 | 64.04 | [5 empty] | 20.5 | 68.9 |  |  |  | 13.9 | 57.02 |  |  |  |  | 20 | 68 |  |  |  |  | 23.9 | 75.02
2004-06-13 | 18:00 | 18.9 | 66.02 | SUNDAY | #N/A | 1990-06-13 | 18:00 | 21.1 | 69.98 |  |  | 2003-06-13 | 18:00 | 15.2 | 59.36 |  |  | 1994-06-13 | 18:00 | 21.7 | 71.06 | [5 empty] | 22.8 | 73.04 |  |  |  | 13 | 55.4 |  |  |  |  | 19.4 | 66.92 |  |  |  |  | 17.8 | 64.04 | [5 empty] | 20 | 68 |  |  |  | 13.3 | 55.94 |  |  |  |  | 20 | 68 |  |  |  |  | 23.9 | 75.02
2004-06-13 | 19:00 | 18.3 | 64.94 | SUNDAY | #N/A | 1990-06-13 | 19:00 | 20 | 68 |  |  | 2003-06-13 | 19:00 | 15.2 | 59.36 |  |  | 1994-06-13 | 19:00 | 20.6 | 69.08 | [5 empty] | 21.7 | 71.06 |  |  |  | 12.8 | 55.04 |  |  |  |  | 18.9 | 66.02 |  |  |  |  | 18.3 | 64.94 | [5 empty] | 19.4 | 66.92 |  |  |  | 12.8 | 55.04 |  |  |  |  | 18.9 | 66.02 |  |  |  |  | 23.3 | 73.94
2004-06-13 | 20:00 | 18.3 | 64.94 | SUNDAY | #N/A | 1990-06-13 | 20:00 | 21.1 | 69.98 |  |  | 2003-06-13 | 20:00 | 15.1 | 59.18 |  |  | 1994-06-13 | 20:00 | 20 | 68 | [5 empty] | 21.1 | 69.98 |  |  |  | 12 | 53.6 |  |  |  |  | 19.4 | 66.92 |  |  |  |  | 17.2 | 62.96 | [5 empty] | 17.4 | 63.32 |  |  |  | 11.1 | 51.98 |  |  |  |  | 15.6 | 60.08 |  |  |  |  | 18.9 | 66.02
2004-06-13 | 21:00 | 17.8 | 64.04 | SUNDAY | #N/A | 1990-06-13 | 21:00 | 21.7 | 71.06 |  |  | 2003-06-13 | 21:00 | 14.8 | 58.64 |  |  | 1994-06-13 | 21:00 | 19.4 | 66.92 | [5 empty] | 21.1 | 69.98 |  |  |  | 15 | 59 |  |  |  |  | 17.2 | 62.96 |  |  |  |  | 15.6 | 60.08 | [5 empty] | 15.3 | 59.54 |  |  |  | 10 | 50 |  |  |  |  | 12.8 | 55.04 |  |  |  |  | 17.2 | 62.96
2004-06-13 | 22:00 | 17.8 | 64.04 | SUNDAY | #N/A | 1990-06-13 | 22:00 | 21.1 | 69.98 |  |  | 2003-06-13 | 22:00 | 14.4 | 57.92 |  |  | 1994-06-13 | 22:00 | 19.4 | 66.92 | [5 empty] | 21.1 | 69.98 |  |  |  | 15 | 59 |  |  |  |  | 16.7 | 62.06 |  |  |  |  | 13.3 | 55.94 | [5 empty] | 13.3 | 55.94 |  |  |  | 8.9 | 48.02 |  |  |  |  | 11.1 | 51.98 |  |  |  |  | 16.1 | 60.98
2004-06-13 | 23:00 | 18.3 | 64.94 | SUNDAY | #N/A | 1990-06-13 | 23:00 | 21.7 | 71.06 |  |  | 2003-06-13 | 23:00 | 14.4 | 57.92 |  |  | 1994-06-13 | 23:00 | 19.4 | 66.92 | [5 empty] | 21.1 | 69.98 |  |  |  | 15 | 59 |  |  |  |  | 17.2 | 62.96 |  |  |  |  | 12.2 | 53.96 | [5 empty] | 12.2 | 53.96 |  |  |  | 8.9 | 48.02 |  |  |  |  | 10.6 | 51.08 |  |  |  |  | 15.6 | 60.08
2004-06-13 | 24:00 | 18.3 | 64.94 | SUNDAY | #N/A | 1990-06-13 | 24:00 | 21.1 | 69.98 |  |  | 2003-06-13 | 24:00 | 14.5 | 58.1 |  |  | 1994-06-13 | 24:00 | 18.9 | 66.02 | [5 empty] | 21.1 | 69.98 |  |  |  | 12 | 53.6 |  |  |  |  | 16.7 | 62.06 |  |  |  |  | 12.8 | 55.04 | [5 empty] | 11.1 | 51.98 |  |  |  | 8.3 | 46.94 |  |  |  |  | 10 | 50 |  |  |  |  | 15.6 | 60.08
2004-06-14 | 1:00 | 18.3 | 64.94 | WEEKDAY | #N/A | 1990-06-14 | 1:00 | 19.4 | 66.92 |  |  | 2003-06-14 | 1:00 | 14 | 57.2 |  |  | 1994-06-14 | 1:00 | 18.9 | 66.02 | [5 empty] | 21.1 | 69.98 |  |  |  | 12 | 53.6 |  |  |  |  | 16.7 | 62.06 |  |  |  |  | 11.7 | 53.06 | [5 empty] | 10 | 50 |  |  |  | 7.8 | 46.04 |  |  |  |  | 10 | 50 |  |  |  |  | 15.6 | 60.08
2004-06-14 | 2:00 | 18.3 | 64.94 | WEEKDAY | #N/A | 1990-06-14 | 2:00 | 18.9 | 66.02 |  |  | 2003-06-14 | 2:00 | 14 | 57.2 |  |  | 1994-06-14 | 2:00 | 18.3 | 64.94 | [5 empty] | 20.6 | 69.08 |  |  |  | 12 | 53.6 |  |  |  |  | 16.1 | 60.98 |  |  |  |  | 11.1 | 51.98 | [5 empty] | 9.1 | 48.38 |  |  |  | 7.2 | 44.96 |  |  |  |  | 8.3 | 46.94 |  |  |  |  | 15 | 59
2004-06-14 | 3:00 | 18.3 | 64.94 | WEEKDAY | #N/A | 1990-06-14 | 3:00 | 18.3 | 64.94 |  |  | 2003-06-14 | 3:00 | 13.2 | 55.76 |  |  | 1994-06-14 | 3:00 | 18.9 | 66.02 | [5 empty] | 20.6 | 69.08 |  |  |  | 11.5 | 52.7 |  |  |  |  | 16.7 | 62.06 |  |  |  |  | 10 | 50 | [5 empty] | 8.1 | 46.58 |  |  |  | 7.2 | 44.96 |  |  |  |  | 8.9 | 48.02 |  |  |  |  | 14.4 | 57.92
2004-06-14 | 4:00 | 18.9 | 66.02 | WEEKDAY | #N/A | 1990-06-14 | 4:00 | 17.8 | 64.04 |  |  | 2003-06-14 | 4:00 | 12.9 | 55.22 |  |  | 1994-06-14 | 4:00 | 18.9 | 66.02 | [5 empty] | 20.6 | 69.08 |  |  |  | 11 | 51.8 |  |  |  |  | 16.7 | 62.06 |  |  |  |  | 11.1 | 51.98 | [5 empty] | 7.2 | 44.96 |  |  |  | 6.7 | 44.06 |  |  |  |  | 9.4 | 48.92 |  |  |  |  | 14.4 | 57.92
2004-06-14 | 5:00 | 20 | 68 | WEEKDAY | #N/A | 1990-06-14 | 5:00 | 18.3 | 64.94 |  |  | 2003-06-14 | 5:00 | 13.1 | 55.58 |  |  | 1994-06-14 | 5:00 | 18.9 | 66.02 | [5 empty] | 20.6 | 69.08 |  |  |  | 11 | 51.8 |  |  |  |  | 16.7 | 62.06 |  |  |  |  | 12.8 | 55.04 | [5 empty] | 9.6 | 49.28 |  |  |  | 6.7 | 44.06 |  |  |  |  | 9.4 | 48.92 |  |  |  |  | 16.1 | 60.98
2004-06-14 | 6:00 | 20 | 68 | WEEKDAY | #N/A | 1990-06-14 | 6:00 | 18.9 | 66.02 |  |  | 2003-06-14 | 6:00 | 13.7 | 56.66 |  |  | 1994-06-14 | 6:00 | 19.4 | 66.92 | [5 empty] | 20.6 | 69.08 |  |  |  | 11 | 51.8 |  |  |  |  | 16.1 | 60.98 |  |  |  |  | 15 | 59 | [5 empty] | 12 | 53.6 |  |  |  | 7.2 | 44.96 |  |  |  |  | 11.1 | 51.98 |  |  |  |  | 16.7 | 62.06
2004-06-14 | 7:00 | 20.6 | 69.08 | WEEKDAY | #N/A | 1990-06-14 | 7:00 | 18.9 | 66.02 |  |  | 2003-06-14 | 7:00 | 15 | 59 |  |  | 1994-06-14 | 7:00 | 20 | 68 | [5 empty] | 20.6 | 69.08 |  |  |  | 12 | 53.6 |  |  |  |  | 17.2 | 62.96 |  |  |  |  | 16.7 | 62.06 | [5 empty] | 14.4 | 57.92 |  |  |  | 10 | 50 |  |  |  |  | 12.8 | 55.04 |  |  |  |  | 18.9 | 66.02
2004-06-14 | 8:00 | 21.7 | 71.06 | WEEKDAY | #N/A | 1990-06-14 | 8:00 | 18.9 | 66.02 |  |  | 2003-06-14 | 8:00 | 15.8 | 60.44 |  |  | 1994-06-14 | 8:00 | 20.6 | 69.08 | [5 empty] | 21.1 | 69.98 |  |  |  | 12 | 53.6 |  |  |  |  | 18.9 | 66.02 |  |  |  |  | 17.8 | 64.04 | [5 empty] | 16.5 | 61.7 |  |  |  | 11.1 | 51.98 |  |  |  |  | 16.1 | 60.98 |  |  |  |  | 22.2 | 71.96
2004-06-14 | 9:00 | 21.7 | 71.06 | WEEKDAY | #N/A | 1990-06-14 | 9:00 | 19.4 | 66.92 |  |  | 2003-06-14 | 9:00 | 17 | 62.6 |  |  | 1994-06-14 | 9:00 | 22.2 | 71.96 | [5 empty] | 21.7 | 71.06 |  |  |  | 13 | 55.4 |  |  |  |  | 21.1 | 69.98 |  |  |  |  | 18.9 | 66.02 | [5 empty] | 18.5 | 65.3 |  |  |  | 11.7 | 53.06 |  |  |  |  | 18.3 | 64.94 |  |  |  |  | 21.1 | 69.98
2004-06-14 | 10:00 | 23.3 | 73.94 | WEEKDAY | #N/A | 1990-06-14 | 10:00 | 19.4 | 66.92 |  |  | 2003-06-14 | 10:00 | 20 | 68 |  |  | 1994-06-14 | 10:00 | 22.2 | 71.96 | [5 empty] | 21.7 | 71.06 |  |  |  | 13 | 55.4 |  |  |  |  | 23.3 | 73.94 |  |  |  |  | 20.6 | 69.08 | [5 empty] | 20.6 | 69.08 |  |  |  | 12.8 | 55.04 |  |  |  |  | 21.1 | 69.98 |  |  |  |  | 19.4 | 66.92
2004-06-14 | 11:00 | 23.9 | 75.02 | WEEKDAY | #N/A | 1990-06-14 | 11:00 | 18.9 | 66.02 |  |  | 2003-06-14 | 11:00 | 22 | 71.6 |  |  | 1994-06-14 | 11:00 | 23.9 | 75.02 | [5 empty] | 22.8 | 73.04 |  |  |  | 13 | 55.4 |  |  |  |  | 25 | 77 |  |  |  |  | 21.7 | 71.06 | [5 empty] | 21.5 | 70.7 |  |  |  | 13.3 | 55.94 |  |  |  |  | 22.2 | 71.96 |  |  |  |  | 19.4 | 66.92
2004-06-14 | 12:00 | 23.9 | 75.02 | WEEKDAY | #N/A | 1990-06-14 | 12:00 | 18.9 | 66.02 |  |  | 2003-06-14 | 12:00 | 24 | 75.2 |  |  | 1994-06-14 | 12:00 | 23.3 | 73.94 | [5 empty] | 24.4 | 75.92 |  |  |  | 14 | 57.2 |  |  |  |  | 26.7 | 80.06 |  |  |  |  | 23.3 | 73.94 | [5 empty] | 22.4 | 72.32 |  |  |  | 14.4 | 57.92 |  |  |  |  | 23.9 | 75.02 |  |  |  |  | 21.1 | 69.98
2004-06-14 | 13:00 | 24.4 | 75.92 | WEEKDAY | #N/A | 1990-06-14 | 13:00 | 18.9 | 66.02 |  |  | 2003-06-14 | 13:00 | 27 | 80.6 |  |  | 1994-06-14 | 13:00 | 23.9 | 75.02 | [5 empty] | 25 | 77 |  |  |  | 15 | 59 |  |  |  |  | 27.8 | 82.04 |  |  |  |  | 24.4 | 75.92 | [5 empty] | 23.3 | 73.94 |  |  |  | 15 | 59 |  |  |  |  | 23.9 | 75.02 |  |  |  |  | 21.1 | 69.98
2004-06-14 | 14:00 | 25 | 77 | WEEKDAY | #N/A | 1990-06-14 | 14:00 | 20 | 68 |  |  | 2003-06-14 | 14:00 | 26 | 78.8 |  |  | 1994-06-14 | 14:00 | 23.3 | 73.94 | [5 empty] | 25.6 | 78.08 |  |  |  | 16 | 60.8 |  |  |  |  | 28.9 | 84.02 |  |  |  |  | 24.4 | 75.92 | [5 empty] | 23.9 | 75.02 |  |  |  | 16.1 | 60.98 |  |  |  |  | 25 | 77 |  |  |  |  | 21.7 | 71.06
2004-06-14 | 15:00 | 26.7 | 80.06 | WEEKDAY | #N/A | 1990-06-14 | 15:00 | 18.9 | 66.02 |  |  | 2003-06-14 | 15:00 | 21 | 69.8 |  |  | 1994-06-14 | 15:00 | 23.9 | 75.02 | [5 empty] | 24.4 | 75.92 |  |  |  | 16 | 60.8 |  |  |  |  | 28.9 | 84.02 |  |  |  |  | 25 | 77 | [5 empty] | 24.4 | 75.92 |  |  |  | 17.2 | 62.96 |  |  |  |  | 25.6 | 78.08 |  |  |  |  | 21.1 | 69.98
2004-06-14 | 16:00 | 25.6 | 78.08 | WEEKDAY | #N/A | 1990-06-14 | 16:00 | 18.3 | 64.94 |  |  | 2003-06-14 | 16:00 | 22 | 71.6 |  |  | 1994-06-14 | 16:00 | 23.9 | 75.02 | [5 empty] | 25 | 77 |  |  |  | 16 | 60.8 |  |  |  |  | 29.4 | 84.92 |  |  |  |  | 25.6 | 78.08 | [5 empty] | 25 | 77 |  |  |  | 17.2 | 62.96 |  |  |  |  | 26.7 | 80.06 |  |  |  |  | 21.7 | 71.06
2004-06-14 | 17:00 | 25 | 77 | WEEKDAY | #N/A | 1990-06-14 | 17:00 | 17.2 | 62.96 |  |  | 2003-06-14 | 17:00 | 21 | 69.8 |  |  | 1994-06-14 | 17:00 | 22.8 | 73.04 | [5 empty] | 23.9 | 75.02 |  |  |  | 16 | 60.8 |  |  |  |  | 28.9 | 84.02 |  |  |  |  | 25.6 | 78.08 | [5 empty] | 24.6 | 76.28 |  |  |  | 17.8 | 64.04 |  |  |  |  | 26.1 | 78.98 |  |  |  |  | 21.7 | 71.06
2004-06-14 | 18:00 | 25 | 77 | WEEKDAY | #N/A | 1990-06-14 | 18:00 | 17.8 | 64.04 |  |  | 2003-06-14 | 18:00 | 22 | 71.6 |  |  | 1994-06-14 | 18:00 | 22.8 | 73.04 | [5 empty] | 23.9 | 75.02 |  |  |  | 16 | 60.8 |  |  |  |  | 27.8 | 82.04 |  |  |  |  | 25 | 77 | [5 empty] | 24.3 | 75.74 |  |  |  | 17.8 | 64.04 |  |  |  |  | 25.6 | 78.08 |  |  |  |  | 21.7 | 71.06
2004-06-14 | 19:00 | 23.9 | 75.02 | WEEKDAY | #N/A | 1990-06-14 | 19:00 | 17.8 | 64.04 |  |  | 2003-06-14 | 19:00 | 22 | 71.6 |  |  | 1994-06-14 | 19:00 | 22.2 | 71.96 | [5 empty] | 22.8 | 73.04 |  |  |  | 16 | 60.8 |  |  |  |  | 25.6 | 78.08 |  |  |  |  | 23.3 | 73.94 | [5 empty] | 23.9 | 75.02 |  |  |  | 16.1 | 60.98 |  |  |  |  | 25 | 77 |  |  |  |  | 20.6 | 69.08
2004-06-14 | 20:00 | 23.9 | 75.02 | WEEKDAY | #N/A | 1990-06-14 | 20:00 | 17.2 | 62.96 |  |  | 2003-06-14 | 20:00 | 20.7 | 69.26 |  |  | 1994-06-14 | 20:00 | 21.7 | 71.06 | [5 empty] | 22.8 | 73.04 |  |  |  | 14 | 57.2 |  |  |  |  | 23.9 | 75.02 |  |  |  |  | 20 | 68 | [5 empty] | 22.6 | 72.68 |  |  |  | 15 | 59 |  |  |  |  | 22.8 | 73.04 |  |  |  |  | 20 | 68
2004-06-14 | 21:00 | 22.8 | 73.04 | WEEKDAY | #N/A | 1990-06-14 | 21:00 | 17.2 | 62.96 |  |  | 2003-06-14 | 21:00 | 20 | 68 |  |  | 1994-06-14 | 21:00 | 21.1 | 69.98 | [5 empty] | 22.8 | 73.04 |  |  |  | 14 | 57.2 |  |  |  |  | 22.2 | 71.96 |  |  |  |  | 20 | 68 | [5 empty] | 21.3 | 70.34 |  |  |  | 13.3 | 55.94 |  |  |  |  | 21.1 | 69.98 |  |  |  |  | 20 | 68
2004-06-14 | 22:00 | 22.2 | 71.96 | WEEKDAY | #N/A | 1990-06-14 | 22:00 | 17.2 | 62.96 |  |  | 2003-06-14 | 22:00 | 19 | 66.2 |  |  | 1994-06-14 | 22:00 | 20.6 | 69.08 | [5 empty] | 22.2 | 71.96 |  |  |  | 14 | 57.2 |  |  |  |  | 21.7 | 71.06 |  |  |  |  | 16.1 | 60.98 | [5 empty] | 20 | 68 |  |  |  | 11.1 | 51.98 |  |  |  |  | 18.9 | 66.02 |  |  |  |  | 19.4 | 66.92
2004-06-14 | 23:00 | 21.1 | 69.98 | WEEKDAY | #N/A | 1990-06-14 | 23:00 | 17.2 | 62.96 |  |  | 2003-06-14 | 23:00 | 19 | 66.2 |  |  | 1994-06-14 | 23:00 | 21.1 | 69.98 | [5 empty] | 21.7 | 71.06 |  |  |  | 14 | 57.2 |  |  |  |  | 21.7 | 71.06 |  |  |  |  | 14.4 | 57.92 | [5 empty] | 20.2 | 68.36 |  |  |  | 11.1 | 51.98 |  |  |  |  | 18.9 | 66.02 |  |  |  |  | 18.9 | 66.02
2004-06-14 | 24:00 | 21.7 | 71.06 | WEEKDAY | #N/A | 1990-06-14 | 24:00 | 17.2 | 62.96 |  |  | 2003-06-14 | 24:00 | 18 | 64.4 |  |  | 1994-06-14 | 24:00 | 21.1 | 69.98 | [5 empty] | 22.2 | 71.96 |  |  |  | 13.5 | 56.3 |  |  |  |  | 21.1 | 69.98 |  |  |  |  | 13.3 | 55.94 | [5 empty] | 20.4 | 68.72 |  |  |  | 10 | 50 |  |  |  |  | 19.4 | 66.92 |  |  |  |  | 18.9 | 66.02
2004-06-15 | 1:00 | 22.2 | 71.96 | WEEKDAY | #N/A | 1990-06-15 | 1:00 | 16.7 | 62.06 |  |  | 2003-06-15 | 1:00 | 17 | 62.6 |  |  | 1994-06-15 | 1:00 | 20.6 | 69.08 | [5 empty] | 23.3 | 73.94 |  |  |  | 13 | 55.4 |  |  |  |  | 20.6 | 69.08 |  |  |  |  | 12.8 | 55.04 | [5 empty] | 20.6 | 69.08 |  |  |  | 10 | 50 |  |  |  |  | 19.4 | 66.92 |  |  |  |  | 18.9 | 66.02
2004-06-15 | 2:00 | 22.8 | 73.04 | WEEKDAY | #N/A | 1990-06-15 | 2:00 | 16.7 | 62.06 |  |  | 2003-06-15 | 2:00 | 17 | 62.6 |  |  | 1994-06-15 | 2:00 | 22.2 | 71.96 | [5 empty] | 22.2 | 71.96 |  |  |  | 13 | 55.4 |  |  |  |  | 20 | 68 |  |  |  |  | 12.2 | 53.96 | [5 empty] | 20.2 | 68.36 |  |  |  | 10 | 50 |  |  |  |  | 18.9 | 66.02 |  |  |  |  | 18.9 | 66.02
2004-06-15 | 3:00 | 22.8 | 73.04 | WEEKDAY | #N/A | 1990-06-15 | 3:00 | 16.7 | 62.06 |  |  | 2003-06-15 | 3:00 | 16 | 60.8 |  |  | 1994-06-15 | 3:00 | 22.2 | 71.96 | [5 empty] | 21.1 | 69.98 |  |  |  | 13 | 55.4 |  |  |  |  | 20 | 68 |  |  |  |  | 13.3 | 55.94 | [5 empty] | 19.8 | 67.64 |  |  |  | 8.9 | 48.02 |  |  |  |  | 18.9 | 66.02 |  |  |  |  | 18.9 | 66.02
2004-06-15 | 4:00 | 22.8 | 73.04 | WEEKDAY | #N/A | 1990-06-15 | 4:00 | 16.1 | 60.98 |  |  | 2003-06-15 | 4:00 | 15 | 59 |  |  | 1994-06-15 | 4:00 | 21.1 | 69.98 | [5 empty] | 20.6 | 69.08 |  |  |  | 13 | 55.4 |  |  |  |  | 20 | 68 |  |  |  |  | 12.8 | 55.04 | [5 empty] | 19.4 | 66.92 |  |  |  | 8.3 | 46.94 |  |  |  |  | 18.9 | 66.02 |  |  |  |  | 19.4 | 66.92
2004-06-15 | 5:00 | 23.3 | 73.94 | WEEKDAY | #N/A | 1990-06-15 | 5:00 | 16.1 | 60.98 |  |  | 2003-06-15 | 5:00 | 15 | 59 |  |  | 1994-06-15 | 5:00 | 20.6 | 69.08 | [5 empty] | 20.6 | 69.08 |  |  |  | 13 | 55.4 |  |  |  |  | 20 | 68 |  |  |  |  | 12.8 | 55.04 | [5 empty] | 20.3 | 68.54 |  |  |  | 9.4 | 48.92 |  |  |  |  | 18.9 | 66.02 |  |  |  |  | 19.4 | 66.92
2004-06-15 | 6:00 | 23.3 | 73.94 | WEEKDAY | #N/A | 1990-06-15 | 6:00 | 17.2 | 62.96 |  |  | 2003-06-15 | 6:00 | 16 | 60.8 |  |  | 1994-06-15 | 6:00 | 21.1 | 69.98 | [5 empty] | 20.6 | 69.08 |  |  |  | 13 | 55.4 |  |  |  |  | 18.3 | 64.94 |  |  |  |  | 15 | 59 | [5 empty] | 21.3 | 70.34 |  |  |  | 9.4 | 48.92 |  |  |  |  | 18.9 | 66.02 |  |  |  |  | 20 | 68
2004-06-15 | 7:00 | 24.4 | 75.92 | WEEKDAY | #N/A | 1990-06-15 | 7:00 | 17.8 | 64.04 |  |  | 2003-06-15 | 7:00 | 18 | 64.4 |  |  | 1994-06-15 | 7:00 | 21.7 | 71.06 | [5 empty] | 22.2 | 71.96 |  |  |  | 13 | 55.4 |  |  |  |  | 19.4 | 66.92 |  |  |  |  | 16.7 | 62.06 | [5 empty] | 22.2 | 71.96 |  |  |  | 12.8 | 55.04 |  |  |  |  | 20.6 | 69.08 |  |  |  |  | 20.6 | 69.08
2004-06-15 | 8:00 | 25 | 77 | WEEKDAY | #N/A | 1990-06-15 | 8:00 | 18.3 | 64.94 |  |  | 2003-06-15 | 8:00 | 19 | 66.2 |  |  | 1994-06-15 | 8:00 | 24.4 | 75.92 | [5 empty] | 25.6 | 78.08 |  |  |  | 13 | 55.4 |  |  |  |  | 21.1 | 69.98 |  |  |  |  | 19.4 | 66.92 | [5 empty] | 24.1 | 75.38 |  |  |  | 14.4 | 57.92 |  |  |  |  | 23.3 | 73.94 |  |  |  |  | 21.1 | 69.98
2004-06-15 | 9:00 | 26.1 | 78.98 | WEEKDAY | #N/A | 1990-06-15 | 9:00 | 20 | 68 |  |  | 2003-06-15 | 9:00 | 21 | 69.8 |  |  | 1994-06-15 | 9:00 | 26.1 | 78.98 | [5 empty] | 28.9 | 84.02 |  |  |  | 14.6 | 58.28 |  |  |  |  | 24.4 | 75.92 |  |  |  |  | 22.2 | 71.96 | [5 empty] | 25.9 | 78.62 |  |  |  | 15.6 | 60.08 |  |  |  |  | 26.1 | 78.98 |  |  |  |  | 21.7 | 71.06
2004-06-15 | 10:00 | 27.2 | 80.96 | WEEKDAY | #N/A | 1990-06-15 | 10:00 | 21.1 | 69.98 |  |  | 2003-06-15 | 10:00 | 23 | 73.4 |  |  | 1994-06-15 | 10:00 | 26.7 | 80.06 | [5 empty] | 31.1 | 87.98 |  |  |  | 16 | 60.8 |  |  |  |  | 26.7 | 80.06 |  |  |  |  | 23.3 | 73.94 | [5 empty] | 27.8 | 82.04 |  |  |  | 17.2 | 62.96 |  |  |  |  | 27.8 | 82.04 |  |  |  |  | 22.8 | 73.04
2004-06-15 | 11:00 | 28.3 | 82.94 | WEEKDAY | #N/A | 1990-06-15 | 11:00 | 21.7 | 71.06 |  |  | 2003-06-15 | 11:00 | 23 | 73.4 |  |  | 1994-06-15 | 11:00 | 28.3 | 82.94 | [5 empty] | 32.2 | 89.96 |  |  |  | 17 | 62.6 |  |  |  |  | 28.3 | 82.94 |  |  |  |  | 25 | 77 | [5 empty] | 28.3 | 82.94 |  |  |  | 17.8 | 64.04 |  |  |  |  | 28.3 | 82.94 |  |  |  |  | 24.4 | 75.92
2004-06-15 | 12:00 | 30 | 86 | WEEKDAY | #N/A | 1990-06-15 | 12:00 | 22.2 | 71.96 |  |  | 2003-06-15 | 12:00 | 24 | 75.2 |  |  | 1994-06-15 | 12:00 | 31.1 | 87.98 | [5 empty] | 32.2 | 89.96 |  |  |  | 19 | 66.2 |  |  |  |  | 28.3 | 82.94 |  |  |  |  | 26.1 | 78.98 | [5 empty] | 28.9 | 84.02 |  |  |  | 18.3 | 64.94 |  |  |  |  | 29.4 | 84.92 |  |  |  |  | 26.1 | 78.98
2004-06-15 | 13:00 | 31.7 | 89.06 | WEEKDAY | #N/A | 1990-06-15 | 13:00 | 23.3 | 73.94 |  |  | 2003-06-15 | 13:00 | 25 | 77 |  |  | 1994-06-15 | 13:00 | 27.8 | 82.04 | [5 empty] | 30.6 | 87.08 |  |  |  | 22 | 71.6 |  |  |  |  | 29.4 | 84.92 |  |  |  |  | 25.6 | 78.08 | [5 empty] | 29.4 | 84.92 |  |  |  | 18.3 | 64.94 |  |  |  |  | 29.4 | 84.92 |  |  |  |  | 27.8 | 82.04
2004-06-15 | 14:00 | 31.7 | 89.06 | WEEKDAY | #N/A | 1990-06-15 | 14:00 | 25 | 77 |  |  | 2003-06-15 | 14:00 | 24 | 75.2 |  |  | 1994-06-15 | 14:00 | 25 | 77 | [5 empty] | 28.9 | 84.02 |  |  |  | 23 | 73.4 |  |  |  |  | 30 | 86 |  |  |  |  | 27.2 | 80.96 | [5 empty] | 29.8 | 85.64 |  |  |  | 18.9 | 66.02 |  |  |  |  | 27.8 | 82.04 |  |  |  |  | 28.9 | 84.02
2004-06-15 | 15:00 | 31.1 | 87.98 | WEEKDAY | #N/A | 1990-06-15 | 15:00 | 24.4 | 75.92 |  |  | 2003-06-15 | 15:00 | 25 | 77 |  |  | 1994-06-15 | 15:00 | 26.7 | 80.06 | [5 empty] | 27.8 | 82.04 |  |  |  | 23 | 73.4 |  |  |  |  | 30.6 | 87.08 |  |  |  |  | 27.2 | 80.96 | [5 empty] | 30.2 | 86.36 |  |  |  | 18.3 | 64.94 |  |  |  |  | 28.3 | 82.94 |  |  |  |  | 28.9 | 84.02
2004-06-15 | 16:00 | 31.1 | 87.98 | WEEKDAY | #N/A | 1990-06-15 | 16:00 | 23.9 | 75.02 |  |  | 2003-06-15 | 16:00 | 26 | 78.8 |  |  | 1994-06-15 | 16:00 | 25.6 | 78.08 | [5 empty] | 26.7 | 80.06 |  |  |  | 23 | 73.4 |  |  |  |  | 30 | 86 |  |  |  |  | 27.8 | 82.04 | [5 empty] | 30.6 | 87.08 |  |  |  | 18.9 | 66.02 |  |  |  |  | 29.4 | 84.92 |  |  |  |  | 28.3 | 82.94
2004-06-15 | 17:00 | 31.1 | 87.98 | WEEKDAY | #N/A | 1990-06-15 | 17:00 | 23.3 | 73.94 |  |  | 2003-06-15 | 17:00 | 25 | 77 |  |  | 1994-06-15 | 17:00 | 26.1 | 78.98 | [5 empty] | 26.1 | 78.98 |  |  |  | 23 | 73.4 |  |  |  |  | 30 | 86 |  |  |  |  | 27.2 | 80.96 | [5 empty] | 29.8 | 85.64 |  |  |  | 17.8 | 64.04 |  |  |  |  | 28.3 | 82.94 |  |  |  |  | 28.3 | 82.94
2004-06-15 | 18:00 | 30.6 | 87.08 | WEEKDAY | #N/A | 1990-06-15 | 18:00 | 21.7 | 71.06 |  |  | 2003-06-15 | 18:00 | 24 | 75.2 |  |  | 1994-06-15 | 18:00 | 25.6 | 78.08 | [5 empty] | 25 | 77 |  |  |  | 22 | 71.6 |  |  |  |  | 28.9 | 84.02 |  |  |  |  | 27.2 | 80.96 | [5 empty] | 29.1 | 84.38 |  |  |  | 17.2 | 62.96 |  |  |  |  | 27.8 | 82.04 |  |  |  |  | 26.7 | 80.06
2004-06-15 | 19:00 | 28.9 | 84.02 | WEEKDAY | #N/A | 1990-06-15 | 19:00 | 21.1 | 69.98 |  |  | 2003-06-15 | 19:00 | 23 | 73.4 |  |  | 1994-06-15 | 19:00 | 24.4 | 75.92 | [5 empty] | 23.9 | 75.02 |  |  |  | 22 | 71.6 |  |  |  |  | 27.8 | 82.04 |  |  |  |  | 26.1 | 78.98 | [5 empty] | 28.3 | 82.94 |  |  |  | 17.2 | 62.96 |  |  |  |  | 26.7 | 80.06 |  |  |  |  | 25.6 | 78.08
2004-06-15 | 20:00 | 28.9 | 84.02 | WEEKDAY | #N/A | 1990-06-15 | 20:00 | 20.6 | 69.08 |  |  | 2003-06-15 | 20:00 | 22 | 71.6 |  |  | 1994-06-15 | 20:00 | 23.9 | 75.02 | [5 empty] | 22.8 | 73.04 |  |  |  | 22 | 71.6 |  |  |  |  | 26.1 | 78.98 |  |  |  |  | 24.4 | 75.92 | [5 empty] | 26.1 | 78.98 |  |  |  | 16.1 | 60.98 |  |  |  |  | 24.4 | 75.92 |  |  |  |  | 25.6 | 78.08
2004-06-15 | 21:00 | 29.4 | 84.92 | WEEKDAY | #N/A | 1990-06-15 | 21:00 | 19.4 | 66.92 |  |  | 2003-06-15 | 21:00 | 20 | 68 |  |  | 1994-06-15 | 21:00 | 23.3 | 73.94 | [5 empty] | 21.7 | 71.06 |  |  |  | 22 | 71.6 |  |  |  |  | 25 | 77 |  |  |  |  | 23.3 | 73.94 | [5 empty] | 23.9 | 75.02 |  |  |  | 15.6 | 60.08 |  |  |  |  | 21.7 | 71.06 |  |  |  |  | 24.4 | 75.92
2004-06-15 | 22:00 | 28.3 | 82.94 | WEEKDAY | #N/A | 1990-06-15 | 22:00 | 18.3 | 64.94 |  |  | 2003-06-15 | 22:00 | 19 | 66.2 |  |  | 1994-06-15 | 22:00 | 23.9 | 75.02 | [5 empty] | 21.1 | 69.98 |  |  |  | 22 | 71.6 |  |  |  |  | 23.9 | 75.02 |  |  |  |  | 23.3 | 73.94 | [5 empty] | 21.7 | 71.06 |  |  |  | 14.4 | 57.92 |  |  |  |  | 21.1 | 69.98 |  |  |  |  | 23.9 | 75.02
2004-06-15 | 23:00 | 28.3 | 82.94 | WEEKDAY | #N/A | 1990-06-15 | 23:00 | 18.3 | 64.94 |  |  | 2003-06-15 | 23:00 | 18 | 64.4 |  |  | 1994-06-15 | 23:00 | 23.3 | 73.94 | [5 empty] | 20 | 68 |  |  |  | 22 | 71.6 |  |  |  |  | 23.9 | 75.02 |  |  |  |  | 22.2 | 71.96 | [5 empty] | 21.9 | 71.42 |  |  |  | 12.8 | 55.04 |  |  |  |  | 21.1 | 69.98 |  |  |  |  | 23.9 | 75.02
2004-06-15 | 24:00 | 27.2 | 80.96 | WEEKDAY | #N/A | 1990-06-15 | 24:00 | 17.2 | 62.96 |  |  | 2003-06-15 | 24:00 | 17 | 62.6 |  |  | 1994-06-15 | 24:00 | 20.6 | 69.08 | [5 empty] | 20 | 68 |  |  |  | 21 | 69.8 |  |  |  |  | 22.8 | 73.04 |  |  |  |  | 22.2 | 71.96 | [5 empty] | 22 | 71.6 |  |  |  | 12.8 | 55.04 |  |  |  |  | 21.1 | 69.98 |  |  |  |  | 23.9 | 75.02
2004-06-16 | 1:00 | 26.1 | 78.98 | WEEKDAY | #N/A | 1990-06-16 | 1:00 | 16.7 | 62.06 |  |  | 2003-06-16 | 1:00 | 17 | 62.6 |  |  | 1994-06-16 | 1:00 | 20.6 | 69.08 | [5 empty] | 20 | 68 |  |  |  | 21 | 69.8 |  |  |  |  | 22.8 | 73.04 |  |  |  |  | 21.7 | 71.06 | [5 empty] | 22.2 | 71.96 |  |  |  | 12.2 | 53.96 |  |  |  |  | 21.7 | 71.06 |  |  |  |  | 23.9 | 75.02
2004-06-16 | 2:00 | 25.6 | 78.08 | WEEKDAY | #N/A | 1990-06-16 | 2:00 | 17.2 | 62.96 |  |  | 2003-06-16 | 2:00 | 16 | 60.8 |  |  | 1994-06-16 | 2:00 | 20.6 | 69.08 | [5 empty] | 20 | 68 |  |  |  | 20.4 | 68.72 |  |  |  |  | 21.1 | 69.98 |  |  |  |  | 21.1 | 69.98 | [5 empty] | 22.2 | 71.96 |  |  |  | 12.2 | 53.96 |  |  |  |  | 20.6 | 69.08 |  |  |  |  | 25 | 77
2004-06-16 | 3:00 | 24.4 | 75.92 | WEEKDAY | #N/A | 1990-06-16 | 3:00 | 16.7 | 62.06 |  |  | 2003-06-16 | 3:00 | 15 | 59 |  |  | 1994-06-16 | 3:00 | 20.6 | 69.08 | [5 empty] | 19.4 | 66.92 |  |  |  | 20 | 68 |  |  |  |  | 20.6 | 69.08 |  |  |  |  | 21.1 | 69.98 | [5 empty] | 22.2 | 71.96 |  |  |  | 12.8 | 55.04 |  |  |  |  | 20 | 68 |  |  |  |  | 25 | 77
2004-06-16 | 4:00 | 23.9 | 75.02 | WEEKDAY | #N/A | 1990-06-16 | 4:00 | 16.1 | 60.98 |  |  | 2003-06-16 | 4:00 | 14 | 57.2 |  |  | 1994-06-16 | 4:00 | 20 | 68 | [5 empty] | 19.4 | 66.92 |  |  |  | 20 | 68 |  |  |  |  | 20.6 | 69.08 |  |  |  |  | 21.1 | 69.98 | [5 empty] | 22.2 | 71.96 |  |  |  | 12.8 | 55.04 |  |  |  |  | 20.6 | 69.08 |  |  |  |  | 25.6 | 78.08
2004-06-16 | 5:00 | 23.9 | 75.02 | WEEKDAY | #N/A | 1990-06-16 | 5:00 | 15.6 | 60.08 |  |  | 2003-06-16 | 5:00 | 13 | 55.4 |  |  | 1994-06-16 | 5:00 | 20.6 | 69.08 | [5 empty] | 19.4 | 66.92 |  |  |  | 18 | 64.4 |  |  |  |  | 20 | 68 |  |  |  |  | 21.1 | 69.98 | [5 empty] | 23.1 | 73.58 |  |  |  | 11.7 | 53.06 |  |  |  |  | 20 | 68 |  |  |  |  | 25.6 | 78.08
2004-06-16 | 6:00 | 23.3 | 73.94 | WEEKDAY | #N/A | 1990-06-16 | 6:00 | 15.6 | 60.08 |  |  | 2003-06-16 | 6:00 | 14 | 57.2 |  |  | 1994-06-16 | 6:00 | 20 | 68 | [5 empty] | 18.9 | 66.02 |  |  |  | 18 | 64.4 |  |  |  |  | 21.1 | 69.98 |  |  |  |  | 21.7 | 71.06 | [5 empty] | 24.1 | 75.38 |  |  |  | 12.8 | 55.04 |  |  |  |  | 21.1 | 69.98 |  |  |  |  | 25.6 | 78.08
2004-06-16 | 7:00 | 23.9 | 75.02 | WEEKDAY | #N/A | 1990-06-16 | 7:00 | 16.1 | 60.98 |  |  | 2003-06-16 | 7:00 | 15 | 59 |  |  | 1994-06-16 | 7:00 | 20.6 | 69.08 | [5 empty] | 18.9 | 66.02 |  |  |  | 23 | 73.4 |  |  |  |  | 22.8 | 73.04 |  |  |  |  | 21.7 | 71.06 | [5 empty] | 25 | 77 |  |  |  | 14.4 | 57.92 |  |  |  |  | 22.2 | 71.96 |  |  |  |  | 26.7 | 80.06
2004-06-16 | 8:00 | 23.9 | 75.02 | WEEKDAY | #N/A | 1990-06-16 | 8:00 | 16.7 | 62.06 |  |  | 2003-06-16 | 8:00 | 16 | 60.8 |  |  | 1994-06-16 | 8:00 | 20.6 | 69.08 | [5 empty] | 19.4 | 66.92 |  |  |  | 25 | 77 |  |  |  |  | 23.3 | 73.94 |  |  |  |  | 23.9 | 75.02 | [5 empty] | 25.9 | 78.62 |  |  |  | 17.2 | 62.96 |  |  |  |  | 25 | 77 |  |  |  |  | 28.3 | 82.94
2004-06-16 | 9:00 | 25.6 | 78.08 | WEEKDAY | #N/A | 1990-06-16 | 9:00 | 17.8 | 64.04 |  |  | 2003-06-16 | 9:00 | 17 | 62.6 |  |  | 1994-06-16 | 9:00 | 22.2 | 71.96 | [5 empty] | 20 | 68 |  |  |  | 27 | 80.6 |  |  |  |  | 26.7 | 80.06 |  |  |  |  | 23.9 | 75.02 | [5 empty] | 26.9 | 80.42 |  |  |  | 18.3 | 64.94 |  |  |  |  | 26.7 | 80.06 |  |  |  |  | 28.9 | 84.02
2004-06-16 | 10:00 | 26.7 | 80.06 | WEEKDAY | #N/A | 1990-06-16 | 10:00 | 18.9 | 66.02 |  |  | 2003-06-16 | 10:00 | 17 | 62.6 |  |  | 1994-06-16 | 10:00 | 23.3 | 73.94 | [5 empty] | 20.6 | 69.08 |  |  |  | 27 | 80.6 |  |  |  |  | 29.4 | 84.92 |  |  |  |  | 22.8 | 73.04 | [5 empty] | 27.8 | 82.04 |  |  |  | 18.9 | 66.02 |  |  |  |  | 27.8 | 82.04 |  |  |  |  | 29.4 | 84.92
2004-06-16 | 11:00 | 27.2 | 80.96 | WEEKDAY | #N/A | 1990-06-16 | 11:00 | 20 | 68 |  |  | 2003-06-16 | 11:00 | 18 | 64.4 |  |  | 1994-06-16 | 11:00 | 23.9 | 75.02 | [5 empty] | 21.7 | 71.06 |  |  |  | 28 | 82.4 |  |  |  |  | 28.9 | 84.02 |  |  |  |  | 27.2 | 80.96 | [5 empty] | 28.7 | 83.66 |  |  |  | 20 | 68 |  |  |  |  | 29.4 | 84.92 |  |  |  |  | 30 | 86
2004-06-16 | 12:00 | 27.8 | 82.04 | WEEKDAY | #N/A | 1990-06-16 | 12:00 | 22.2 | 71.96 |  |  | 2003-06-16 | 12:00 | 18 | 64.4 |  |  | 1994-06-16 | 12:00 | 23.9 | 75.02 | [5 empty] | 23.3 | 73.94 |  |  |  | 29 | 84.2 |  |  |  |  | 30 | 86 |  |  |  |  | 27.8 | 82.04 | [5 empty] | 29.7 | 85.46 |  |  |  | 21.7 | 71.06 |  |  |  |  | 30 | 86 |  |  |  |  | 30 | 86
2004-06-16 | 13:00 | 29.4 | 84.92 | WEEKDAY | #N/A | 1990-06-16 | 13:00 | 23.9 | 75.02 |  |  | 2003-06-16 | 13:00 | 18 | 64.4 |  |  | 1994-06-16 | 13:00 | 24.4 | 75.92 | [5 empty] | 24.4 | 75.92 |  |  |  | 28 | 82.4 |  |  |  |  | 30.6 | 87.08 |  |  |  |  | 28.9 | 84.02 | [5 empty] | 30.6 | 87.08 |  |  |  | 21.7 | 71.06 |  |  |  |  | 30.6 | 87.08 |  |  |  |  | 30.6 | 87.08
2004-06-16 | 14:00 | 29.4 | 84.92 | WEEKDAY | #N/A | 1990-06-16 | 14:00 | 25 | 77 |  |  | 2003-06-16 | 14:00 | 18 | 64.4 |  |  | 1994-06-16 | 14:00 | 26.1 | 78.98 | [5 empty] | 26.7 | 80.06 |  |  |  | 29 | 84.2 |  |  |  |  | 31.7 | 89.06 |  |  |  |  | 28.3 | 82.94 | [5 empty] | 31 | 87.8 |  |  |  | 23.9 | 75.02 |  |  |  |  | 31.1 | 87.98 |  |  |  |  | 30.6 | 87.08
2004-06-16 | 15:00 | 29.4 | 84.92 | WEEKDAY | #N/A | 1990-06-16 | 15:00 | 25 | 77 |  |  | 2003-06-16 | 15:00 | 19 | 66.2 |  |  | 1994-06-16 | 15:00 | 25.6 | 78.08 | [5 empty] | 25 | 77 |  |  |  | 30 | 86 |  |  |  |  | 31.7 | 89.06 |  |  |  |  | 27.8 | 82.04 | [5 empty] | 31.3 | 88.34 |  |  |  | 24.4 | 75.92 |  |  |  |  | 30.6 | 87.08 |  |  |  |  | 31.1 | 87.98
2004-06-16 | 16:00 | 29.4 | 84.92 | WEEKDAY | #N/A | 1990-06-16 | 16:00 | 26.1 | 78.98 |  |  | 2003-06-16 | 16:00 | 18 | 64.4 |  |  | 1994-06-16 | 16:00 | 25 | 77 | [5 empty] | 24.4 | 75.92 |  |  |  | 29 | 84.2 |  |  |  |  | 31.1 | 87.98 |  |  |  |  | 28.9 | 84.02 | [5 empty] | 31.7 | 89.06 |  |  |  | 25 | 77 |  |  |  |  | 30.6 | 87.08 |  |  |  |  | 30.6 | 87.08
2004-06-16 | 17:00 | 27.2 | 80.96 | WEEKDAY | #N/A | 1990-06-16 | 17:00 | 25.6 | 78.08 |  |  | 2003-06-16 | 17:00 | 18 | 64.4 |  |  | 1994-06-16 | 17:00 | 22.8 | 73.04 | [5 empty] | 22.8 | 73.04 |  |  |  | 29 | 84.2 |  |  |  |  | 30.6 | 87.08 |  |  |  |  | 27.8 | 82.04 | [5 empty] | 30.8 | 87.44 |  |  |  | 23.9 | 75.02 |  |  |  |  | 30 | 86 |  |  |  |  | 30 | 86
2004-06-16 | 18:00 | 26.7 | 80.06 | WEEKDAY | #N/A | 1990-06-16 | 18:00 | 23.9 | 75.02 |  |  | 2003-06-16 | 18:00 | 17 | 62.6 |  |  | 1994-06-16 | 18:00 | 21.7 | 71.06 | [5 empty] | 21.7 | 71.06 |  |  |  | 29 | 84.2 |  |  |  |  | 28.3 | 82.94 |  |  |  |  | 27.2 | 80.96 | [5 empty] | 29.8 | 85.64 |  |  |  | 23.9 | 75.02 |  |  |  |  | 28.9 | 84.02 |  |  |  |  | 23.9 | 75.02
2004-06-16 | 19:00 | 25 | 77 | WEEKDAY | #N/A | 1990-06-16 | 19:00 | 22.8 | 73.04 |  |  | 2003-06-16 | 19:00 | 16 | 60.8 |  |  | 1994-06-16 | 19:00 | 21.1 | 69.98 | [5 empty] | 21.1 | 69.98 |  |  |  | 28 | 82.4 |  |  |  |  | 28.3 | 82.94 |  |  |  |  | 25.6 | 78.08 | [5 empty] | 28.9 | 84.02 |  |  |  | 22.8 | 73.04 |  |  |  |  | 26.7 | 80.06 |  |  |  |  | 25 | 77
2004-06-16 | 20:00 | 25 | 77 | WEEKDAY | #N/A | 1990-06-16 | 20:00 | 21.7 | 71.06 |  |  | 2003-06-16 | 20:00 | 13 | 55.4 |  |  | 1994-06-16 | 20:00 | 20.6 | 69.08 | [5 empty] | 20.6 | 69.08 |  |  |  | 27 | 80.6 |  |  |  |  | 26.1 | 78.98 |  |  |  |  | 24.4 | 75.92 | [5 empty] | 26.3 | 79.34 |  |  |  | 21.7 | 71.06 |  |  |  |  | 25 | 77 |  |  |  |  | 26.1 | 78.98
2004-06-16 | 21:00 | 25 | 77 | WEEKDAY | #N/A | 1990-06-16 | 21:00 | 21.1 | 69.98 |  |  | 2003-06-16 | 21:00 | 13 | 55.4 |  |  | 1994-06-16 | 21:00 | 21.1 | 69.98 | [5 empty] | 19.4 | 66.92 |  |  |  | 26 | 78.8 |  |  |  |  | 25 | 77 |  |  |  |  | 25 | 77 | [5 empty] | 23.7 | 74.66 |  |  |  | 20.6 | 69.08 |  |  |  |  | 23.3 | 73.94 |  |  |  |  | 25 | 77
2004-06-16 | 22:00 | 24.4 | 75.92 | WEEKDAY | #N/A | 1990-06-16 | 22:00 | 20.6 | 69.08 |  |  | 2003-06-16 | 22:00 | 12 | 53.6 |  |  | 1994-06-16 | 22:00 | 21.1 | 69.98 | [5 empty] | 18.9 | 66.02 |  |  |  | 25 | 77 |  |  |  |  | 23.9 | 75.02 |  |  |  |  | 20.6 | 69.08 | [5 empty] | 21.1 | 69.98 |  |  |  | 20 | 68 |  |  |  |  | 21.7 | 71.06 |  |  |  |  | 23.9 | 75.02
2004-06-16 | 23:00 | 24.4 | 75.92 | WEEKDAY | #N/A | 1990-06-16 | 23:00 | 20.6 | 69.08 |  |  | 2003-06-16 | 23:00 | 11 | 51.8 |  |  | 1994-06-16 | 23:00 | 20.6 | 69.08 | [5 empty] | 18.9 | 66.02 |  |  |  | 25 | 77 |  |  |  |  | 22.8 | 73.04 |  |  |  |  | 21.1 | 69.98 | [5 empty] | 20.4 | 68.72 |  |  |  | 20.6 | 69.08 |  |  |  |  | 20.6 | 69.08 |  |  |  |  | 21.7 | 71.06
2004-06-16 | 24:00 | 23.9 | 75.02 | WEEKDAY | #N/A | 1990-06-16 | 24:00 | 20 | 68 |  |  | 2003-06-16 | 24:00 | 11 | 51.8 |  |  | 1994-06-16 | 24:00 | 20 | 68 | [5 empty] | 19.4 | 66.92 |  |  |  | 25 | 77 |  |  |  |  | 22.2 | 71.96 |  |  |  |  | 20.6 | 69.08 | [5 empty] | 19.6 | 67.28 |  |  |  | 21.1 | 69.98 |  |  |  |  | 18.3 | 64.94 |  |  |  |  | 19.4 | 66.92
2004-06-17 | 1:00 | 23.9 | 75.02 | WEEKDAY | #N/A | 1990-06-17 | 1:00 | 19.4 | 66.92 |  |  | 2003-06-17 | 1:00 | 10 | 50 |  |  | 1994-06-17 | 1:00 | 20.6 | 69.08 | [5 empty] | 19.4 | 66.92 |  |  |  | 25 | 77 |  |  |  |  | 21.7 | 71.06 |  |  |  |  | 17.8 | 64.04 | [5 empty] | 18.9 | 66.02 |  |  |  | 20 | 68 |  |  |  |  | 20.6 | 69.08 |  |  |  |  | 18.3 | 64.94
2004-06-17 | 2:00 | 24.4 | 75.92 | WEEKDAY | #N/A | 1990-06-17 | 2:00 | 19.4 | 66.92 |  |  | 2003-06-17 | 2:00 | 11 | 51.8 |  |  | 1994-06-17 | 2:00 | 19.4 | 66.92 | [5 empty] | 19.4 | 66.92 |  |  |  | 25 | 77 |  |  |  |  | 21.7 | 71.06 |  |  |  |  | 17.2 | 62.96 | [5 empty] | 18.5 | 65.3 |  |  |  | 18.9 | 66.02 |  |  |  |  | 18.3 | 64.94 |  |  |  |  | 18.3 | 64.94
2004-06-17 | 3:00 | 23.9 | 75.02 | WEEKDAY | #N/A | 1990-06-17 | 3:00 | 18.9 | 66.02 |  |  | 2003-06-17 | 3:00 | 12 | 53.6 |  |  | 1994-06-17 | 3:00 | 18.9 | 66.02 | [5 empty] | 20 | 68 |  |  |  | 25 | 77 |  |  |  |  | 20.6 | 69.08 |  |  |  |  | 16.7 | 62.06 | [5 empty] | 18.2 | 64.76 |  |  |  | 18.9 | 66.02 |  |  |  |  | 18.3 | 64.94 |  |  |  |  | 17.2 | 62.96
2004-06-17 | 4:00 | 22.8 | 73.04 | WEEKDAY | #N/A | 1990-06-17 | 4:00 | 18.3 | 64.94 |  |  | 2003-06-17 | 4:00 | 12 | 53.6 |  |  | 1994-06-17 | 4:00 | 20 | 68 | [5 empty] | 20 | 68 |  |  |  | 23.9 | 75.02 |  |  |  |  | 20.6 | 69.08 |  |  |  |  | 14.4 | 57.92 | [5 empty] | 17.8 | 64.04 |  |  |  | 20 | 68 |  |  |  |  | 18.3 | 64.94 |  |  |  |  | 17.2 | 62.96
2004-06-17 | 5:00 | 22.2 | 71.96 | WEEKDAY | #N/A | 1990-06-17 | 5:00 | 17.8 | 64.04 |  |  | 2003-06-17 | 5:00 | 12 | 53.6 |  |  | 1994-06-17 | 5:00 | 20 | 68 | [5 empty] | 20 | 68 |  |  |  | 23 | 73.4 |  |  |  |  | 20.6 | 69.08 |  |  |  |  | 12.2 | 53.96 | [5 empty] | 18.7 | 65.66 |  |  |  | 20 | 68 |  |  |  |  | 18.3 | 64.94 |  |  |  |  | 16.7 | 62.06
2004-06-17 | 6:00 | 24.4 | 75.92 | WEEKDAY | #N/A | 1990-06-17 | 6:00 | 18.3 | 64.94 |  |  | 2003-06-17 | 6:00 | 12 | 53.6 |  |  | 1994-06-17 | 6:00 | 20 | 68 | [5 empty] | 20 | 68 |  |  |  | 23 | 73.4 |  |  |  |  | 21.1 | 69.98 |  |  |  |  | 12.8 | 55.04 | [5 empty] | 19.7 | 67.46 |  |  |  | 20 | 68 |  |  |  |  | 18.9 | 66.02 |  |  |  |  | 17.8 | 64.04
2004-06-17 | 7:00 | 25 | 77 | WEEKDAY | #N/A | 1990-06-17 | 7:00 | 18.9 | 66.02 |  |  | 2003-06-17 | 7:00 | 12 | 53.6 |  |  | 1994-06-17 | 7:00 | 20.6 | 69.08 | [5 empty] | 20 | 68 |  |  |  | 25 | 77 |  |  |  |  | 21.1 | 69.98 |  |  |  |  | 13.9 | 57.02 | [5 empty] | 20.6 | 69.08 |  |  |  | 21.7 | 71.06 |  |  |  |  | 20 | 68 |  |  |  |  | 18.9 | 66.02
2004-06-17 | 8:00 | 25.6 | 78.08 | WEEKDAY | #N/A | 1990-06-17 | 8:00 | 21.1 | 69.98 |  |  | 2003-06-17 | 8:00 | 13 | 55.4 |  |  | 1994-06-17 | 8:00 | 20.6 | 69.08 | [5 empty] | 21.1 | 69.98 |  |  |  | 26 | 78.8 |  |  |  |  | 22.2 | 71.96 |  |  |  |  | 14.4 | 57.92 | [5 empty] | 23.2 | 73.76 |  |  |  | 22.2 | 71.96 |  |  |  |  | 22.8 | 73.04 |  |  |  |  | 19.4 | 66.92
2004-06-17 | 9:00 | 27.8 | 82.04 | WEEKDAY | #N/A | 1990-06-17 | 9:00 | 21.7 | 71.06 |  |  | 2003-06-17 | 9:00 | 14 | 57.2 |  |  | 1994-06-17 | 9:00 | 21.1 | 69.98 | [5 empty] | 22.2 | 71.96 |  |  |  | 28 | 82.4 |  |  |  |  | 26.1 | 78.98 |  |  |  |  | 15.6 | 60.08 | [5 empty] | 25.7 | 78.26 |  |  |  | 24.4 | 75.92 |  |  |  |  | 24.4 | 75.92 |  |  |  |  | 20.6 | 69.08
2004-06-17 | 10:00 | 28.3 | 82.94 | WEEKDAY | #N/A | 1990-06-17 | 10:00 | 24.4 | 75.92 |  |  | 2003-06-17 | 10:00 | 15 | 59 |  |  | 1994-06-17 | 10:00 | 22.2 | 71.96 | [5 empty] | 24.4 | 75.92 |  |  |  | 29 | 84.2 |  |  |  |  | 27.8 | 82.04 |  |  |  |  | 17.2 | 62.96 | [5 empty] | 28.3 | 82.94 |  |  |  | 25.6 | 78.08 |  |  |  |  | 26.7 | 80.06 |  |  |  |  | 21.7 | 71.06
2004-06-17 | 11:00 | 29.4 | 84.92 | WEEKDAY | #N/A | 1990-06-17 | 11:00 | 26.7 | 80.06 |  |  | 2003-06-17 | 11:00 | 16 | 60.8 |  |  | 1994-06-17 | 11:00 | 23.9 | 75.02 | [5 empty] | 26.1 | 78.98 |  |  |  | 30 | 86 |  |  |  |  | 28.3 | 82.94 |  |  |  |  | 18.3 | 64.94 | [5 empty] | 28.9 | 84.02 |  |  |  | 25 | 77 |  |  |  |  | 28.3 | 82.94 |  |  |  |  | 22.2 | 71.96
2004-06-17 | 12:00 | 30.6 | 87.08 | WEEKDAY | #N/A | 1990-06-17 | 12:00 | 27.2 | 80.96 |  |  | 2003-06-17 | 12:00 | 17 | 62.6 |  |  | 1994-06-17 | 12:00 | 24.4 | 75.92 | [5 empty] | 28.3 | 82.94 |  |  |  | 31 | 87.8 |  |  |  |  | 30 | 86 |  |  |  |  | 18.9 | 66.02 | [5 empty] | 29.4 | 84.92 |  |  |  | 26.7 | 80.06 |  |  |  |  | 29.4 | 84.92 |  |  |  |  | 22.8 | 73.04
2004-06-17 | 13:00 | 30.6 | 87.08 | WEEKDAY | #N/A | 1990-06-17 | 13:00 | 27.8 | 82.04 |  |  | 2003-06-17 | 13:00 | 18 | 64.4 |  |  | 1994-06-17 | 13:00 | 23.3 | 73.94 | [5 empty] | 28.3 | 82.94 |  |  |  | 32 | 89.6 |  |  |  |  | 30.6 | 87.08 |  |  |  |  | 18.9 | 66.02 | [5 empty] | 30 | 86 |  |  |  | 26.1 | 78.98 |  |  |  |  | 30 | 86 |  |  |  |  | 23.3 | 73.94
2004-06-17 | 14:00 | 30 | 86 | WEEKDAY | #N/A | 1990-06-17 | 14:00 | 27.2 | 80.96 |  |  | 2003-06-17 | 14:00 | 18 | 64.4 |  |  | 1994-06-17 | 14:00 | 23.3 | 73.94 | [5 empty] | 26.1 | 78.98 |  |  |  | 32 | 89.6 |  |  |  |  | 31.1 | 87.98 |  |  |  |  | 19.4 | 66.92 | [5 empty] | 29.4 | 84.92 |  |  |  | 25.6 | 78.08 |  |  |  |  | 30 | 86 |  |  |  |  | 23.3 | 73.94
2004-06-17 | 15:00 | 28.9 | 84.02 | WEEKDAY | #N/A | 1990-06-17 | 15:00 | 26.7 | 80.06 |  |  | 2003-06-17 | 15:00 | 18 | 64.4 |  |  | 1994-06-17 | 15:00 | 23.3 | 73.94 | [5 empty] | 25.6 | 78.08 |  |  |  | 31 | 87.8 |  |  |  |  | 31.7 | 89.06 |  |  |  |  | 19.4 | 66.92 | [5 empty] | 28.9 | 84.02 |  |  |  | 25.6 | 78.08 |  |  |  |  | 30 | 86 |  |  |  |  | 23.3 | 73.94
2004-06-17 | 16:00 | 22.8 | 73.04 | WEEKDAY | #N/A | 1990-06-17 | 16:00 | 26.7 | 80.06 |  |  | 2003-06-17 | 16:00 | 17 | 62.6 |  |  | 1994-06-17 | 16:00 | 23.3 | 73.94 | [5 empty] | 25 | 77 |  |  |  | 30 | 86 |  |  |  |  | 31.7 | 89.06 |  |  |  |  | 18.9 | 66.02 | [5 empty] | 28.3 | 82.94 |  |  |  | 28.3 | 82.94 |  |  |  |  | 30 | 86 |  |  |  |  | 23.9 | 75.02
2004-06-17 | 17:00 | 23.3 | 73.94 | WEEKDAY | #N/A | 1990-06-17 | 17:00 | 26.1 | 78.98 |  |  | 2003-06-17 | 17:00 | 17 | 62.6 |  |  | 1994-06-17 | 17:00 | 22.8 | 73.04 | [5 empty] | 24.4 | 75.92 |  |  |  | 26 | 78.8 |  |  |  |  | 30.6 | 87.08 |  |  |  |  | 17.8 | 64.04 | [5 empty] | 27.9 | 82.22 |  |  |  | 28.9 | 84.02 |  |  |  |  | 29.4 | 84.92 |  |  |  |  | 23.9 | 75.02
2004-06-17 | 18:00 | 25 | 77 | WEEKDAY | #N/A | 1990-06-17 | 18:00 | 23.9 | 75.02 |  |  | 2003-06-17 | 18:00 | 16 | 60.8 |  |  | 1994-06-17 | 18:00 | 22.2 | 71.96 | [5 empty] | 23.3 | 73.94 |  |  |  | 26 | 78.8 |  |  |  |  | 30 | 86 |  |  |  |  | 16.7 | 62.06 | [5 empty] | 27.6 | 81.68 |  |  |  | 28.3 | 82.94 |  |  |  |  | 28.9 | 84.02 |  |  |  |  | 23.3 | 73.94
2004-06-17 | 19:00 | 23.9 | 75.02 | WEEKDAY | #N/A | 1990-06-17 | 19:00 | 22.8 | 73.04 |  |  | 2003-06-17 | 19:00 | 15 | 59 |  |  | 1994-06-17 | 19:00 | 21.7 | 71.06 | [5 empty] | 21.1 | 69.98 |  |  |  | 24 | 75.2 |  |  |  |  | 28.3 | 82.94 |  |  |  |  | 15.6 | 60.08 | [5 empty] | 27.2 | 80.96 |  |  |  | 23.3 | 73.94 |  |  |  |  | 27.2 | 80.96 |  |  |  |  | 21.7 | 71.06
2004-06-17 | 20:00 | 23.9 | 75.02 | WEEKDAY | #N/A | 1990-06-17 | 20:00 | 20.6 | 69.08 |  |  | 2003-06-17 | 20:00 | 14 | 57.2 |  |  | 1994-06-17 | 20:00 | 20.6 | 69.08 | [5 empty] | 20.6 | 69.08 |  |  |  | 22 | 71.6 |  |  |  |  | 26.7 | 80.06 |  |  |  |  | 13.9 | 57.02 | [5 empty] | 25.4 | 77.72 |  |  |  | 22.8 | 73.04 |  |  |  |  | 25 | 77 |  |  |  |  | 20.6 | 69.08
2004-06-17 | 21:00 | 23.9 | 75.02 | WEEKDAY | #N/A | 1990-06-17 | 21:00 | 20 | 68 |  |  | 2003-06-17 | 21:00 | 14 | 57.2 |  |  | 1994-06-17 | 21:00 | 21.1 | 69.98 | [5 empty] | 20.6 | 69.08 |  |  |  | 20 | 68 |  |  |  |  | 26.1 | 78.98 |  |  |  |  | 13.3 | 55.94 | [5 empty] | 23.5 | 74.3 |  |  |  | 23.3 | 73.94 |  |  |  |  | 23.9 | 75.02 |  |  |  |  | 18.9 | 66.02
2004-06-17 | 22:00 | 23.9 | 75.02 | WEEKDAY | #N/A | 1990-06-17 | 22:00 | 19.4 | 66.92 |  |  | 2003-06-17 | 22:00 | 14 | 57.2 |  |  | 1994-06-17 | 22:00 | 20.6 | 69.08 | [5 empty] | 20.6 | 69.08 |  |  |  | 18 | 64.4 |  |  |  |  | 25 | 77 |  |  |  |  | 12.2 | 53.96 | [5 empty] | 21.7 | 71.06 |  |  |  | 23.9 | 75.02 |  |  |  |  | 23.3 | 73.94 |  |  |  |  | 17.2 | 62.96
2004-06-17 | 23:00 | 23.3 | 73.94 | WEEKDAY | #N/A | 1990-06-17 | 23:00 | 18.9 | 66.02 |  |  | 2003-06-17 | 23:00 | 13 | 55.4 |  |  | 1994-06-17 | 23:00 | 20 | 68 | [5 empty] | 20 | 68 |  |  |  | 17.9 | 64.22 |  |  |  |  | 25 | 77 |  |  |  |  | 11.7 | 53.06 | [5 empty] | 21.3 | 70.34 |  |  |  | 23.9 | 75.02 |  |  |  |  | 23.3 | 73.94 |  |  |  |  | 16.1 | 60.98
2004-06-17 | 24:00 | 23.3 | 73.94 | WEEKDAY | #N/A | 1990-06-17 | 24:00 | 18.9 | 66.02 |  |  | 2003-06-17 | 24:00 | 14 | 57.2 |  |  | 1994-06-17 | 24:00 | 20 | 68 | [5 empty] | 20 | 68 |  |  |  | 18 | 64.4 |  |  |  |  | 23.9 | 75.02 |  |  |  |  | 10.6 | 51.08 | [5 empty] | 21 | 69.8 |  |  |  | 23.9 | 75.02 |  |  |  |  | 21.1 | 69.98 |  |  |  |  | 15.6 | 60.08
2004-06-18 | 1:00 | 23.9 | 75.02 | WEEKDAY | #N/A | 1990-06-18 | 1:00 | 18.9 | 66.02 |  |  | 2003-06-18 | 1:00 | 14 | 57.2 |  |  | 1994-06-18 | 1:00 | 20 | 68 | [5 empty] | 20 | 68 |  |  |  | 18 | 64.4 |  |  |  |  | 25 | 77 |  |  |  |  | 10 | 50 | [5 empty] | 20.6 | 69.08 |  |  |  | 23.3 | 73.94 |  |  |  |  | 20.6 | 69.08 |  |  |  |  | 14.4 | 57.92
2004-06-18 | 2:00 | 23.9 | 75.02 | WEEKDAY | #N/A | 1990-06-18 | 2:00 | 18.9 | 66.02 |  |  | 2003-06-18 | 2:00 | 14 | 57.2 |  |  | 1994-06-18 | 2:00 | 20.6 | 69.08 | [5 empty] | 20 | 68 |  |  |  | 18 | 64.4 |  |  |  |  | 24.4 | 75.92 |  |  |  |  | 9.4 | 48.92 | [5 empty] | 20.6 | 69.08 |  |  |  | 22.8 | 73.04 |  |  |  |  | 18.9 | 66.02 |  |  |  |  | 13.9 | 57.02
2004-06-18 | 3:00 | 22.8 | 73.04 | WEEKDAY | #N/A | 1990-06-18 | 3:00 | 18.3 | 64.94 |  |  | 2003-06-18 | 3:00 | 14 | 57.2 |  |  | 1994-06-18 | 3:00 | 20.6 | 69.08 | [5 empty] | 20 | 68 |  |  |  | 18 | 64.4 |  |  |  |  | 22.8 | 73.04 |  |  |  |  | 9.4 | 48.92 | [5 empty] | 20.6 | 69.08 |  |  |  | 23.3 | 73.94 |  |  |  |  | 18.9 | 66.02 |  |  |  |  | 12.2 | 53.96
2004-06-18 | 4:00 | 22.8 | 73.04 | WEEKDAY | #N/A | 1990-06-18 | 4:00 | 18.3 | 64.94 |  |  | 2003-06-18 | 4:00 | 14 | 57.2 |  |  | 1994-06-18 | 4:00 | 20.6 | 69.08 | [5 empty] | 20 | 68 |  |  |  | 18 | 64.4 |  |  |  |  | 21.7 | 71.06 |  |  |  |  | 8.9 | 48.02 | [5 empty] | 20.6 | 69.08 |  |  |  | 23.3 | 73.94 |  |  |  |  | 17.8 | 64.04 |  |  |  |  | 12.2 | 53.96
2004-06-18 | 5:00 | 22.8 | 73.04 | WEEKDAY | #N/A | 1990-06-18 | 5:00 | 18.3 | 64.94 |  |  | 2003-06-18 | 5:00 | 14 | 57.2 |  |  | 1994-06-18 | 5:00 | 20.6 | 69.08 | [5 empty] | 20 | 68 |  |  |  | 15 | 59 |  |  |  |  | 21.7 | 71.06 |  |  |  |  | 8.9 | 48.02 | [5 empty] | 19.8 | 67.64 |  |  |  | 23.3 | 73.94 |  |  |  |  | 17.2 | 62.96 |  |  |  |  | 13.9 | 57.02
2004-06-18 | 6:00 | 22.8 | 73.04 | WEEKDAY | #N/A | 1990-06-18 | 6:00 | 19.4 | 66.92 |  |  | 2003-06-18 | 6:00 | 14 | 57.2 |  |  | 1994-06-18 | 6:00 | 20.6 | 69.08 | [5 empty] | 20 | 68 |  |  |  | 15 | 59 |  |  |  |  | 22.2 | 71.96 |  |  |  |  | 11.1 | 51.98 | [5 empty] | 19.1 | 66.38 |  |  |  | 23.3 | 73.94 |  |  |  |  | 14.4 | 57.92 |  |  |  |  | 17.2 | 62.96
2004-06-18 | 7:00 | 23.3 | 73.94 | WEEKDAY | #N/A | 1990-06-18 | 7:00 | 20 | 68 |  |  | 2003-06-18 | 7:00 | 14 | 57.2 |  |  | 1994-06-18 | 7:00 | 20.6 | 69.08 | [5 empty] | 20.6 | 69.08 |  |  |  | 16 | 60.8 |  |  |  |  | 24.4 | 75.92 |  |  |  |  | 13.3 | 55.94 | [5 empty] | 18.3 | 64.94 |  |  |  | 23.3 | 73.94 |  |  |  |  | 13.9 | 57.02 |  |  |  |  | 19.4 | 66.92
2004-06-18 | 8:00 | 24.4 | 75.92 | WEEKDAY | #N/A | 1990-06-18 | 8:00 | 22.8 | 73.04 |  |  | 2003-06-18 | 8:00 | 14 | 57.2 |  |  | 1994-06-18 | 8:00 | 21.1 | 69.98 | [5 empty] | 20.6 | 69.08 |  |  |  | 17 | 62.6 |  |  |  |  | 25.6 | 78.08 |  |  |  |  | 15 | 59 | [5 empty] | 17.4 | 63.32 |  |  |  | 24.4 | 75.92 |  |  |  |  | 12.8 | 55.04 |  |  |  |  | 21.1 | 69.98
2004-06-18 | 9:00 | 25.6 | 78.08 | WEEKDAY | #N/A | 1990-06-18 | 9:00 | 25.6 | 78.08 |  |  | 2003-06-18 | 9:00 | 15 | 59 |  |  | 1994-06-18 | 9:00 | 22.8 | 73.04 | [5 empty] | 22.8 | 73.04 |  |  |  | 17 | 62.6 |  |  |  |  | 28.3 | 82.94 |  |  |  |  | 16.7 | 62.06 | [5 empty] | 16.5 | 61.7 |  |  |  | 25 | 77 |  |  |  |  | 12.8 | 55.04 |  |  |  |  | 22.2 | 71.96
2004-06-18 | 10:00 | 26.7 | 80.06 | WEEKDAY | #N/A | 1990-06-18 | 10:00 | 25.6 | 78.08 |  |  | 2003-06-18 | 10:00 | 16 | 60.8 |  |  | 1994-06-18 | 10:00 | 26.1 | 78.98 | [5 empty] | 23.9 | 75.02 |  |  |  | 17 | 62.6 |  |  |  |  | 28.9 | 84.02 |  |  |  |  | 18.3 | 64.94 | [5 empty] | 15.6 | 60.08 |  |  |  | 25 | 77 |  |  |  |  | 13.3 | 55.94 |  |  |  |  | 23.9 | 75.02
2004-06-18 | 11:00 | 28.9 | 84.02 | WEEKDAY | #N/A | 1990-06-18 | 11:00 | 26.1 | 78.98 |  |  | 2003-06-18 | 11:00 | 16 | 60.8 |  |  | 1994-06-18 | 11:00 | 27.2 | 80.96 | [5 empty] | 26.1 | 78.98 |  |  |  | 17 | 62.6 |  |  |  |  | 29.4 | 84.92 |  |  |  |  | 18.9 | 66.02 | [5 empty] | 15.6 | 60.08 |  |  |  | 25.6 | 78.08 |  |  |  |  | 14.4 | 57.92 |  |  |  |  | 23.9 | 75.02
2004-06-18 | 12:00 | 28.9 | 84.02 | WEEKDAY | #N/A | 1990-06-18 | 12:00 | 25 | 77 |  |  | 2003-06-18 | 12:00 | 16 | 60.8 |  |  | 1994-06-18 | 12:00 | 26.7 | 80.06 | [5 empty] | 27.8 | 82.04 |  |  |  | 17 | 62.6 |  |  |  |  | 31.1 | 87.98 |  |  |  |  | 18.9 | 66.02 | [5 empty] | 15.6 | 60.08 |  |  |  | 26.1 | 78.98 |  |  |  |  | 14.4 | 57.92 |  |  |  |  | 25 | 77
2004-06-18 | 13:00 | 30.6 | 87.08 | WEEKDAY | #N/A | 1990-06-18 | 13:00 | 25.6 | 78.08 |  |  | 2003-06-18 | 13:00 | 16 | 60.8 |  |  | 1994-06-18 | 13:00 | 26.7 | 80.06 | [5 empty] | 28.3 | 82.94 |  |  |  | 17 | 62.6 |  |  |  |  | 31.1 | 87.98 |  |  |  |  | 20.6 | 69.08 | [5 empty] | 15.6 | 60.08 |  |  |  | 26.1 | 78.98 |  |  |  |  | 15 | 59 |  |  |  |  | 26.1 | 78.98
2004-06-18 | 14:00 | 31.7 | 89.06 | WEEKDAY | #N/A | 1990-06-18 | 14:00 | 26.7 | 80.06 |  |  | 2003-06-18 | 14:00 | 16.6 | 61.88 |  |  | 1994-06-18 | 14:00 | 26.1 | 78.98 | [5 empty] | 28.3 | 82.94 |  |  |  | 17 | 62.6 |  |  |  |  | 31.7 | 89.06 |  |  |  |  | 20 | 68 | [5 empty] | 16 | 60.8 |  |  |  | 25.6 | 78.08 |  |  |  |  | 16.1 | 60.98 |  |  |  |  | 26.7 | 80.06
2004-06-18 | 15:00 | 32.2 | 89.96 | WEEKDAY | #N/A | 1990-06-18 | 15:00 | 25 | 77 |  |  | 2003-06-18 | 15:00 | 16.9 | 62.42 |  |  | 1994-06-18 | 15:00 | 26.1 | 78.98 | [5 empty] | 28.9 | 84.02 |  |  |  | 17 | 62.6 |  |  |  |  | 31.1 | 87.98 |  |  |  |  | 21.1 | 69.98 | [5 empty] | 16.3 | 61.34 |  |  |  | 26.1 | 78.98 |  |  |  |  | 17.2 | 62.96 |  |  |  |  | 27.2 | 80.96
2004-06-18 | 16:00 | 32.8 | 91.04 | WEEKDAY | #N/A | 1990-06-18 | 16:00 | 24.4 | 75.92 |  |  | 2003-06-18 | 16:00 | 17 | 62.6 |  |  | 1994-06-18 | 16:00 | 25.6 | 78.08 | [5 empty] | 27.8 | 82.04 |  |  |  | 17 | 62.6 |  |  |  |  | 31.1 | 87.98 |  |  |  |  | 21.1 | 69.98 | [5 empty] | 16.7 | 62.06 |  |  |  | 22.8 | 73.04 |  |  |  |  | 17.8 | 64.04 |  |  |  |  | 26.1 | 78.98
2004-06-18 | 17:00 | 29.4 | 84.92 | WEEKDAY | #N/A | 1990-06-18 | 17:00 | 22.8 | 73.04 |  |  | 2003-06-18 | 17:00 | 18 | 64.4 |  |  | 1994-06-18 | 17:00 | 25 | 77 | [5 empty] | 26.1 | 78.98 |  |  |  | 17 | 62.6 |  |  |  |  | 31.1 | 87.98 |  |  |  |  | 21.1 | 69.98 | [5 empty] | 16.7 | 62.06 |  |  |  | 23.3 | 73.94 |  |  |  |  | 18.9 | 66.02 |  |  |  |  | 25 | 77
2004-06-18 | 18:00 | 27.8 | 82.04 | WEEKDAY | #N/A | 1990-06-18 | 18:00 | 21.1 | 69.98 |  |  | 2003-06-18 | 18:00 | 18 | 64.4 |  |  | 1994-06-18 | 18:00 | 23.3 | 73.94 | [5 empty] | 24.4 | 75.92 |  |  |  | 17 | 62.6 |  |  |  |  | 30 | 86 |  |  |  |  | 20.6 | 69.08 | [5 empty] | 16.7 | 62.06 |  |  |  | 22.8 | 73.04 |  |  |  |  | 20 | 68 |  |  |  |  | 24.4 | 75.92
2004-06-18 | 19:00 | 27.2 | 80.96 | WEEKDAY | #N/A | 1990-06-18 | 19:00 | 21.7 | 71.06 |  |  | 2003-06-18 | 19:00 | 18 | 64.4 |  |  | 1994-06-18 | 19:00 | 22.8 | 73.04 | [5 empty] | 23.3 | 73.94 |  |  |  | 17 | 62.6 |  |  |  |  | 28.9 | 84.02 |  |  |  |  | 19.4 | 66.92 | [5 empty] | 16.7 | 62.06 |  |  |  | 21.1 | 69.98 |  |  |  |  | 18.9 | 66.02 |  |  |  |  | 23.3 | 73.94
2004-06-18 | 20:00 | 27.8 | 82.04 | WEEKDAY | #N/A | 1990-06-18 | 20:00 | 21.7 | 71.06 |  |  | 2003-06-18 | 20:00 | 18 | 64.4 |  |  | 1994-06-18 | 20:00 | 22.2 | 71.96 | [5 empty] | 22.8 | 73.04 |  |  |  | 17 | 62.6 |  |  |  |  | 27.2 | 80.96 |  |  |  |  | 17.8 | 64.04 | [5 empty] | 14.8 | 58.64 |  |  |  | 21.1 | 69.98 |  |  |  |  | 16.7 | 62.06 |  |  |  |  | 21.1 | 69.98
2004-06-18 | 21:00 | 23.3 | 73.94 | WEEKDAY | #N/A | 1990-06-18 | 21:00 | 21.1 | 69.98 |  |  | 2003-06-18 | 21:00 | 17 | 62.6 |  |  | 1994-06-18 | 21:00 | 22.2 | 71.96 | [5 empty] | 22.2 | 71.96 |  |  |  | 16 | 60.8 |  |  |  |  | 26.7 | 80.06 |  |  |  |  | 16.7 | 62.06 | [5 empty] | 13 | 55.4 |  |  |  | 20 | 68 |  |  |  |  | 15 | 59 |  |  |  |  | 18.3 | 64.94
2004-06-18 | 22:00 | 24.4 | 75.92 | WEEKDAY | #N/A | 1990-06-18 | 22:00 | 21.1 | 69.98 |  |  | 2003-06-18 | 22:00 | 17 | 62.6 |  |  | 1994-06-18 | 22:00 | 22.8 | 73.04 | [5 empty] | 22.2 | 71.96 |  |  |  | 16 | 60.8 |  |  |  |  | 26.7 | 80.06 |  |  |  |  | 15 | 59 | [5 empty] | 11.1 | 51.98 |  |  |  | 19.4 | 66.92 |  |  |  |  | 13.9 | 57.02 |  |  |  |  | 17.2 | 62.96
2004-06-18 | 23:00 | 23.9 | 75.02 | WEEKDAY | #N/A | 1990-06-18 | 23:00 | 21.1 | 69.98 |  |  | 2003-06-18 | 23:00 | 17 | 62.6 |  |  | 1994-06-18 | 23:00 | 22.8 | 73.04 | [5 empty] | 22.2 | 71.96 |  |  |  | 16 | 60.8 |  |  |  |  | 24.4 | 75.92 |  |  |  |  | 13.9 | 57.02 | [5 empty] | 10.5 | 50.9 |  |  |  | 18.9 | 66.02 |  |  |  |  | 11.7 | 53.06 |  |  |  |  | 15.6 | 60.08
2004-06-18 | 24:00 | 22.8 | 73.04 | WEEKDAY | #N/A | 1990-06-18 | 24:00 | 21.1 | 69.98 |  |  | 2003-06-18 | 24:00 | 16.8 | 62.24 |  |  | 1994-06-18 | 24:00 | 24.4 | 75.92 | [5 empty] | 22.8 | 73.04 |  |  |  | 16 | 60.8 |  |  |  |  | 23.3 | 73.94 |  |  |  |  | 13.9 | 57.02 | [5 empty] | 10 | 50 |  |  |  | 18.3 | 64.94 |  |  |  |  | 12.2 | 53.96 |  |  |  |  | 15.6 | 60.08
2004-06-19 | 1:00 | 22.8 | 73.04 | SATURDAY | #N/A | 1990-06-19 | 1:00 | 21.1 | 69.98 |  |  | 2003-06-19 | 1:00 | 16.9 | 62.42 |  |  | 1994-06-19 | 1:00 | 23.9 | 75.02 | [5 empty] | 22.8 | 73.04 |  |  |  | 16 | 60.8 |  |  |  |  | 23.9 | 75.02 |  |  |  |  | 13.3 | 55.94 | [5 empty] | 9.4 | 48.92 |  |  |  | 17.8 | 64.04 |  |  |  |  | 10.6 | 51.08 |  |  |  |  | 13.9 | 57.02
2004-06-19 | 2:00 | 22.8 | 73.04 | SATURDAY | #N/A | 1990-06-19 | 2:00 | 20.6 | 69.08 |  |  | 2003-06-19 | 2:00 | 16.9 | 62.42 |  |  | 1994-06-19 | 2:00 | 23.3 | 73.94 | [5 empty] | 22.8 | 73.04 |  |  |  | 15 | 59 |  |  |  |  | 22.2 | 71.96 |  |  |  |  | 13.3 | 55.94 | [5 empty] | 9.2 | 48.56 |  |  |  | 17.2 | 62.96 |  |  |  |  | 11.1 | 51.98 |  |  |  |  | 16.1 | 60.98
2004-06-19 | 3:00 | 22.2 | 71.96 | SATURDAY | #N/A | 1990-06-19 | 3:00 | 20.6 | 69.08 |  |  | 2003-06-19 | 3:00 | 17 | 62.6 |  |  | 1994-06-19 | 3:00 | 23.9 | 75.02 | [5 empty] | 23.3 | 73.94 |  |  |  | 15 | 59 |  |  |  |  | 22.2 | 71.96 |  |  |  |  | 13.3 | 55.94 | [5 empty] | 9.1 | 48.38 |  |  |  | 17.2 | 62.96 |  |  |  |  | 10.6 | 51.08 |  |  |  |  | 15.6 | 60.08
2004-06-19 | 4:00 | 22.2 | 71.96 | SATURDAY | #N/A | 1990-06-19 | 4:00 | 21.1 | 69.98 |  |  | 2003-06-19 | 4:00 | 17 | 62.6 |  |  | 1994-06-19 | 4:00 | 23.3 | 73.94 | [5 empty] | 22.8 | 73.04 |  |  |  | 15 | 59 |  |  |  |  | 21.1 | 69.98 |  |  |  |  | 13.3 | 55.94 | [5 empty] | 8.9 | 48.02 |  |  |  | 16.7 | 62.06 |  |  |  |  | 10 | 50 |  |  |  |  | 16.1 | 60.98
2004-06-19 | 5:00 | 21.1 | 69.98 | SATURDAY | #N/A | 1990-06-19 | 5:00 | 20.6 | 69.08 |  |  | 2003-06-19 | 5:00 | 17 | 62.6 |  |  | 1994-06-19 | 5:00 | 23.9 | 75.02 | [5 empty] | 22.2 | 71.96 |  |  |  | 15 | 59 |  |  |  |  | 21.1 | 69.98 |  |  |  |  | 10 | 50 | [5 empty] | 10.9 | 51.62 |  |  |  | 16.7 | 62.06 |  |  |  |  | 9.4 | 48.92 |  |  |  |  | 17.2 | 62.96
2004-06-19 | 6:00 | 21.1 | 69.98 | SATURDAY | #N/A | 1990-06-19 | 6:00 | 21.1 | 69.98 |  |  | 2003-06-19 | 6:00 | 17.4 | 63.32 |  |  | 1994-06-19 | 6:00 | 25 | 77 | [5 empty] | 23.9 | 75.02 |  |  |  | 15 | 59 |  |  |  |  | 22.2 | 71.96 |  |  |  |  | 12.8 | 55.04 | [5 empty] | 13 | 55.4 |  |  |  | 16.7 | 62.06 |  |  |  |  | 11.7 | 53.06 |  |  |  |  | 20 | 68
2004-06-19 | 7:00 | 23.3 | 73.94 | SATURDAY | #N/A | 1990-06-19 | 7:00 | 22.2 | 71.96 |  |  | 2003-06-19 | 7:00 | 18 | 64.4 |  |  | 1994-06-19 | 7:00 | 27.2 | 80.96 | [5 empty] | 27.2 | 80.96 |  |  |  | 16 | 60.8 |  |  |  |  | 23.3 | 73.94 |  |  |  |  | 15 | 59 | [5 empty] | 15 | 59 |  |  |  | 16.7 | 62.06 |  |  |  |  | 15 | 59 |  |  |  |  | 21.7 | 71.06
2004-06-19 | 8:00 | 23.9 | 75.02 | SATURDAY | #N/A | 1990-06-19 | 8:00 | 22.8 | 73.04 |  |  | 2003-06-19 | 8:00 | 19 | 66.2 |  |  | 1994-06-19 | 8:00 | 29.4 | 84.92 | [5 empty] | 28.9 | 84.02 |  |  |  | 18 | 64.4 |  |  |  |  | 24.4 | 75.92 |  |  |  |  | 17.8 | 64.04 | [5 empty] | 17.2 | 62.96 |  |  |  | 17.2 | 62.96 |  |  |  |  | 19.4 | 66.92 |  |  |  |  | 22.8 | 73.04
2004-06-19 | 9:00 | 26.7 | 80.06 | SATURDAY | #N/A | 1990-06-19 | 9:00 | 22.8 | 73.04 |  |  | 2003-06-19 | 9:00 | 19 | 66.2 |  |  | 1994-06-19 | 9:00 | 32.2 | 89.96 | [5 empty] | 31.1 | 87.98 |  |  |  | 18 | 64.4 |  |  |  |  | 25 | 77 |  |  |  |  | 20 | 68 | [5 empty] | 19.5 | 67.1 |  |  |  | 17.8 | 64.04 |  |  |  |  | 21.1 | 69.98 |  |  |  |  | 23.9 | 75.02
2004-06-19 | 10:00 | 25.6 | 78.08 | SATURDAY | #N/A | 1990-06-19 | 10:00 | 23.3 | 73.94 |  |  | 2003-06-19 | 10:00 | 20 | 68 |  |  | 1994-06-19 | 10:00 | 33.3 | 91.94 | [5 empty] | 32.8 | 91.04 |  |  |  | 18 | 64.4 |  |  |  |  | 26.1 | 78.98 |  |  |  |  | 22.2 | 71.96 | [5 empty] | 21.7 | 71.06 |  |  |  | 17.8 | 64.04 |  |  |  |  | 21.7 | 71.06 |  |  |  |  | 24.4 | 75.92
2004-06-19 | 11:00 | 26.1 | 78.98 | SATURDAY | #N/A | 1990-06-19 | 11:00 | 25 | 77 |  |  | 2003-06-19 | 11:00 | 21 | 69.8 |  |  | 1994-06-19 | 11:00 | 36.1 | 96.98 | [5 empty] | 34.4 | 93.92 |  |  |  | 21 | 69.8 |  |  |  |  | 26.7 | 80.06 |  |  |  |  | 23.3 | 73.94 | [5 empty] | 22.6 | 72.68 |  |  |  | 19.4 | 66.92 |  |  |  |  | 21.7 | 71.06 |  |  |  |  | 26.7 | 80.06
2004-06-19 | 12:00 | 25.6 | 78.08 | SATURDAY | #N/A | 1990-06-19 | 12:00 | 26.1 | 78.98 |  |  | 2003-06-19 | 12:00 | 21 | 69.8 |  |  | 1994-06-19 | 12:00 | 36.7 | 98.06 | [5 empty] | 35 | 95 |  |  |  | 22 | 71.6 |  |  |  |  | 27.2 | 80.96 |  |  |  |  | 24.4 | 75.92 | [5 empty] | 23.5 | 74.3 |  |  |  | 22.2 | 71.96 |  |  |  |  | 22.2 | 71.96 |  |  |  |  | 28.3 | 82.94
2004-06-19 | 13:00 | 26.7 | 80.06 | SATURDAY | #N/A | 1990-06-19 | 13:00 | 27.8 | 82.04 |  |  | 2003-06-19 | 13:00 | 21 | 69.8 |  |  | 1994-06-19 | 13:00 | 35 | 95 | [5 empty] | 35 | 95 |  |  |  | 20 | 68 |  |  |  |  | 27.8 | 82.04 |  |  |  |  | 25 | 77 | [5 empty] | 24.4 | 75.92 |  |  |  | 22.8 | 73.04 |  |  |  |  | 22.2 | 71.96 |  |  |  |  | 30 | 86
2004-06-19 | 14:00 | 26.7 | 80.06 | SATURDAY | #N/A | 1990-06-19 | 14:00 | 26.7 | 80.06 |  |  | 2003-06-19 | 14:00 | 21 | 69.8 |  |  | 1994-06-19 | 14:00 | 34.4 | 93.92 | [5 empty] | 35 | 95 |  |  |  | 20 | 68 |  |  |  |  | 27.8 | 82.04 |  |  |  |  | 23.9 | 75.02 | [5 empty] | 24.6 | 76.28 |  |  |  | 22.8 | 73.04 |  |  |  |  | 23.3 | 73.94 |  |  |  |  | 28.9 | 84.02
2004-06-19 | 15:00 | 26.7 | 80.06 | SATURDAY | #N/A | 1990-06-19 | 15:00 | 26.1 | 78.98 |  |  | 2003-06-19 | 15:00 | 22 | 71.6 |  |  | 1994-06-19 | 15:00 | 33.3 | 91.94 | [5 empty] | 35.6 | 96.08 |  |  |  | 20 | 68 |  |  |  |  | 26.7 | 80.06 |  |  |  |  | 22.2 | 71.96 | [5 empty] | 24.8 | 76.64 |  |  |  | 23.3 | 73.94 |  |  |  |  | 23.9 | 75.02 |  |  |  |  | 27.8 | 82.04
2004-06-19 | 16:00 | 26.1 | 78.98 | SATURDAY | #N/A | 1990-06-19 | 16:00 | 24.4 | 75.92 |  |  | 2003-06-19 | 16:00 | 22 | 71.6 |  |  | 1994-06-19 | 16:00 | 31.1 | 87.98 | [5 empty] | 34.4 | 93.92 |  |  |  | 23 | 73.4 |  |  |  |  | 27.2 | 80.96 |  |  |  |  | 20 | 68 | [5 empty] | 25 | 77 |  |  |  | 22.8 | 73.04 |  |  |  |  | 23.3 | 73.94 |  |  |  |  | 26.1 | 78.98
2004-06-19 | 17:00 | 25.6 | 78.08 | SATURDAY | #N/A | 1990-06-19 | 17:00 | 20 | 68 |  |  | 2003-06-19 | 17:00 | 22 | 71.6 |  |  | 1994-06-19 | 17:00 | 33.3 | 91.94 | [5 empty] | 34.4 | 93.92 |  |  |  | 23 | 73.4 |  |  |  |  | 26.1 | 78.98 |  |  |  |  | 17.8 | 64.04 | [5 empty] | 23.9 | 75.02 |  |  |  | 22.8 | 73.04 |  |  |  |  | 23.3 | 73.94 |  |  |  |  | 22.2 | 71.96
2004-06-19 | 18:00 | 25 | 77 | SATURDAY | #N/A | 1990-06-19 | 18:00 | 20.6 | 69.08 |  |  | 2003-06-19 | 18:00 | 21 | 69.8 |  |  | 1994-06-19 | 18:00 | 32.2 | 89.96 | [5 empty] | 32.8 | 91.04 |  |  |  | 23 | 73.4 |  |  |  |  | 25 | 77 |  |  |  |  | 16.1 | 60.98 | [5 empty] | 22.8 | 73.04 |  |  |  | 22.8 | 73.04 |  |  |  |  | 22.8 | 73.04 |  |  |  |  | 22.2 | 71.96
2004-06-19 | 19:00 | 24.4 | 75.92 | SATURDAY | #N/A | 1990-06-19 | 19:00 | 20 | 68 |  |  | 2003-06-19 | 19:00 | 20 | 68 |  |  | 1994-06-19 | 19:00 | 31.7 | 89.06 | [5 empty] | 30.6 | 87.08 |  |  |  | 22 | 71.6 |  |  |  |  | 23.3 | 73.94 |  |  |  |  | 15 | 59 | [5 empty] | 21.7 | 71.06 |  |  |  | 22.2 | 71.96 |  |  |  |  | 21.1 | 69.98 |  |  |  |  | 21.7 | 71.06
2004-06-19 | 20:00 | 22.8 | 73.04 | SATURDAY | #N/A | 1990-06-19 | 20:00 | 20.6 | 69.08 |  |  | 2003-06-19 | 20:00 | 19 | 66.2 |  |  | 1994-06-19 | 20:00 | 30 | 86 | [5 empty] | 28.9 | 84.02 |  |  |  | 18 | 64.4 |  |  |  |  | 21.7 | 71.06 |  |  |  |  | 15 | 59 | [5 empty] | 19.5 | 67.1 |  |  |  | 20.6 | 69.08 |  |  |  |  | 18.3 | 64.94 |  |  |  |  | 21.1 | 69.98
2004-06-19 | 21:00 | 21.7 | 71.06 | SATURDAY | #N/A | 1990-06-19 | 21:00 | 20.6 | 69.08 |  |  | 2003-06-19 | 21:00 | 18 | 64.4 |  |  | 1994-06-19 | 21:00 | 28.9 | 84.02 | [5 empty] | 26.7 | 80.06 |  |  |  | 16 | 60.8 |  |  |  |  | 20 | 68 |  |  |  |  | 15 | 59 | [5 empty] | 17.2 | 62.96 |  |  |  | 18.9 | 66.02 |  |  |  |  | 17.2 | 62.96 |  |  |  |  | 21.1 | 69.98
2004-06-19 | 22:00 | 20 | 68 | SATURDAY | #N/A | 1990-06-19 | 22:00 | 20.6 | 69.08 |  |  | 2003-06-19 | 22:00 | 18 | 64.4 |  |  | 1994-06-19 | 22:00 | 27.8 | 82.04 | [5 empty] | 25.6 | 78.08 |  |  |  | 14 | 57.2 |  |  |  |  | 19.4 | 66.92 |  |  |  |  | 14.4 | 57.92 | [5 empty] | 15 | 59 |  |  |  | 18.9 | 66.02 |  |  |  |  | 15 | 59 |  |  |  |  | 21.1 | 69.98
2004-06-19 | 23:00 | 19.4 | 66.92 | SATURDAY | #N/A | 1990-06-19 | 23:00 | 19.4 | 66.92 |  |  | 2003-06-19 | 23:00 | 18 | 64.4 |  |  | 1994-06-19 | 23:00 | 26.7 | 80.06 | [5 empty] | 24.4 | 75.92 |  |  |  | 14 | 57.2 |  |  |  |  | 18.3 | 64.94 |  |  |  |  | 14.4 | 57.92 | [5 empty] | 13.7 | 56.66 |  |  |  | 18.3 | 64.94 |  |  |  |  | 13.9 | 57.02 |  |  |  |  | 20.6 | 69.08
2004-06-19 | 24:00 | 18.3 | 64.94 | SATURDAY | #N/A | 1990-06-19 | 24:00 | 19.4 | 66.92 |  |  | 2003-06-19 | 24:00 | 19 | 66.2 |  |  | 1994-06-19 | 24:00 | 24.4 | 75.92 | [5 empty] | 22.8 | 73.04 |  |  |  | 13 | 55.4 |  |  |  |  | 17.8 | 64.04 |  |  |  |  | 14.4 | 57.92 | [5 empty] | 12.4 | 54.32 |  |  |  | 17.2 | 62.96 |  |  |  |  | 12.2 | 53.96 |  |  |  |  | 20.6 | 69.08
2004-06-20 | 1:00 | 17.2 | 62.96 | SUNDAY | #N/A | 1990-06-20 | 1:00 | 19.4 | 66.92 |  |  | 2003-06-20 | 1:00 | 18 | 64.4 |  |  | 1994-06-20 | 1:00 | 23.9 | 75.02 | [5 empty] | 21.7 | 71.06 |  |  |  | 13 | 55.4 |  |  |  |  | 16.7 | 62.06 |  |  |  |  | 14.4 | 57.92 | [5 empty] | 11.1 | 51.98 |  |  |  | 15.6 | 60.08 |  |  |  |  | 11.1 | 51.98 |  |  |  |  | 20 | 68
2004-06-20 | 2:00 | 16.7 | 62.06 | SUNDAY | #N/A | 1990-06-20 | 2:00 | 20 | 68 |  |  | 2003-06-20 | 2:00 | 18 | 64.4 |  |  | 1994-06-20 | 2:00 | 23.9 | 75.02 | [5 empty] | 21.1 | 69.98 |  |  |  | 12.3 | 54.14 |  |  |  |  | 15.6 | 60.08 |  |  |  |  | 14.4 | 57.92 | [5 empty] | 10.7 | 51.26 |  |  |  | 15.6 | 60.08 |  |  |  |  | 11.1 | 51.98 |  |  |  |  | 20 | 68
2004-06-20 | 3:00 | 16.1 | 60.98 | SUNDAY | #N/A | 1990-06-20 | 3:00 | 18.9 | 66.02 |  |  | 2003-06-20 | 3:00 | 18 | 64.4 |  |  | 1994-06-20 | 3:00 | 22.2 | 71.96 | [5 empty] | 20.6 | 69.08 |  |  |  | 11.7 | 53.06 |  |  |  |  | 15 | 59 |  |  |  |  | 15 | 59 | [5 empty] | 10.4 | 50.72 |  |  |  | 14.4 | 57.92 |  |  |  |  | 10 | 50 |  |  |  |  | 19.4 | 66.92
2004-06-20 | 4:00 | 15.6 | 60.08 | SUNDAY | #N/A | 1990-06-20 | 4:00 | 18.9 | 66.02 |  |  | 2003-06-20 | 4:00 | 18 | 64.4 |  |  | 1994-06-20 | 4:00 | 21.1 | 69.98 | [5 empty] | 18.9 | 66.02 |  |  |  | 11.2 | 52.16 |  |  |  |  | 14.4 | 57.92 |  |  |  |  | 15 | 59 | [5 empty] | 10 | 50 |  |  |  | 13.9 | 57.02 |  |  |  |  | 10 | 50 |  |  |  |  | 18.9 | 66.02
2004-06-20 | 5:00 | 15 | 59 | SUNDAY | #N/A | 1990-06-20 | 5:00 | 18.3 | 64.94 |  |  | 2003-06-20 | 5:00 | 18 | 64.4 |  |  | 1994-06-20 | 5:00 | 20.6 | 69.08 | [5 empty] | 18.9 | 66.02 |  |  |  | 11 | 51.8 |  |  |  |  | 15 | 59 |  |  |  |  | 15 | 59 | [5 empty] | 11.7 | 53.06 |  |  |  | 12.8 | 55.04 |  |  |  |  | 10 | 50 |  |  |  |  | 18.3 | 64.94
2004-06-20 | 6:00 | 15.6 | 60.08 | SUNDAY | #N/A | 1990-06-20 | 6:00 | 18.9 | 66.02 |  |  | 2003-06-20 | 6:00 | 18 | 64.4 |  |  | 1994-06-20 | 6:00 | 21.7 | 71.06 | [5 empty] | 20.6 | 69.08 |  |  |  | 11 | 51.8 |  |  |  |  | 15.6 | 60.08 |  |  |  |  | 15 | 59 | [5 empty] | 13.3 | 55.94 |  |  |  | 13.3 | 55.94 |  |  |  |  | 11.7 | 53.06 |  |  |  |  | 17.8 | 64.04
2004-06-20 | 7:00 | 16.1 | 60.98 | SUNDAY | #N/A | 1990-06-20 | 7:00 | 19.4 | 66.92 |  |  | 2003-06-20 | 7:00 | 18 | 64.4 |  |  | 1994-06-20 | 7:00 | 22.8 | 73.04 | [5 empty] | 22.8 | 73.04 |  |  |  | 16 | 60.8 |  |  |  |  | 16.7 | 62.06 |  |  |  |  | 15 | 59 | [5 empty] | 15 | 59 |  |  |  | 16.1 | 60.98 |  |  |  |  | 14.4 | 57.92 |  |  |  |  | 19.4 | 66.92
2004-06-20 | 8:00 | 17.2 | 62.96 | SUNDAY | #N/A | 1990-06-20 | 8:00 | 21.1 | 69.98 |  |  | 2003-06-20 | 8:00 | 18 | 64.4 |  |  | 1994-06-20 | 8:00 | 25 | 77 | [5 empty] | 23.9 | 75.02 |  |  |  | 19 | 66.2 |  |  |  |  | 20 | 68 |  |  |  |  | 15 | 59 | [5 empty] | 17.6 | 63.68 |  |  |  | 18.9 | 66.02 |  |  |  |  | 19.4 | 66.92 |  |  |  |  | 18.9 | 66.02
2004-06-20 | 9:00 | 17.8 | 64.04 | SUNDAY | #N/A | 1990-06-20 | 9:00 | 22.2 | 71.96 |  |  | 2003-06-20 | 9:00 | 18 | 64.4 |  |  | 1994-06-20 | 9:00 | 26.7 | 80.06 | [5 empty] | 26.1 | 78.98 |  |  |  | 19 | 66.2 |  |  |  |  | 21.7 | 71.06 |  |  |  |  | 16.1 | 60.98 | [5 empty] | 20.2 | 68.36 |  |  |  | 21.7 | 71.06 |  |  |  |  | 22.8 | 73.04 |  |  |  |  | 18.3 | 64.94
2004-06-20 | 10:00 | 18.3 | 64.94 | SUNDAY | #N/A | 1990-06-20 | 10:00 | 23.3 | 73.94 |  |  | 2003-06-20 | 10:00 | 18 | 64.4 |  |  | 1994-06-20 | 10:00 | 27.2 | 80.96 | [5 empty] | 26.1 | 78.98 |  |  |  | 23 | 73.4 |  |  |  |  | 22.8 | 73.04 |  |  |  |  | 17.2 | 62.96 | [5 empty] | 22.8 | 73.04 |  |  |  | 23.3 | 73.94 |  |  |  |  | 24.4 | 75.92 |  |  |  |  | 20 | 68
2004-06-20 | 11:00 | 20 | 68 | SUNDAY | #N/A | 1990-06-20 | 11:00 | 23.9 | 75.02 |  |  | 2003-06-20 | 11:00 | 18 | 64.4 |  |  | 1994-06-20 | 11:00 | 26.7 | 80.06 | [5 empty] | 25.6 | 78.08 |  |  |  | 24 | 75.2 |  |  |  |  | 25 | 77 |  |  |  |  | 18.3 | 64.94 | [5 empty] | 24.3 | 75.74 |  |  |  | 24.4 | 75.92 |  |  |  |  | 25.6 | 78.08 |  |  |  |  | 20 | 68
2004-06-20 | 12:00 | 20.6 | 69.08 | SUNDAY | #N/A | 1990-06-20 | 12:00 | 24.4 | 75.92 |  |  | 2003-06-20 | 12:00 | 19 | 66.2 |  |  | 1994-06-20 | 12:00 | 27.2 | 80.96 | [5 empty] | 26.1 | 78.98 |  |  |  | 24 | 75.2 |  |  |  |  | 25.6 | 78.08 |  |  |  |  | 19.4 | 66.92 | [5 empty] | 25.7 | 78.26 |  |  |  | 25.6 | 78.08 |  |  |  |  | 26.7 | 80.06 |  |  |  |  | 21.1 | 69.98
2004-06-20 | 13:00 | 21.1 | 69.98 | SUNDAY | #N/A | 1990-06-20 | 13:00 | 24.4 | 75.92 |  |  | 2003-06-20 | 13:00 | 19 | 66.2 |  |  | 1994-06-20 | 13:00 | 26.7 | 80.06 | [5 empty] | 27.2 | 80.96 |  |  |  | 24 | 75.2 |  |  |  |  | 26.7 | 80.06 |  |  |  |  | 21.1 | 69.98 | [5 empty] | 27.2 | 80.96 |  |  |  | 26.7 | 80.06 |  |  |  |  | 27.2 | 80.96 |  |  |  |  | 21.7 | 71.06
2004-06-20 | 14:00 | 22.2 | 71.96 | SUNDAY | #N/A | 1990-06-20 | 14:00 | 24.4 | 75.92 |  |  | 2003-06-20 | 14:00 | 20 | 68 |  |  | 1994-06-20 | 14:00 | 27.2 | 80.96 | [5 empty] | 26.1 | 78.98 |  |  |  | 26 | 78.8 |  |  |  |  | 27.2 | 80.96 |  |  |  |  | 22.2 | 71.96 | [5 empty] | 27.2 | 80.96 |  |  |  | 26.7 | 80.06 |  |  |  |  | 27.8 | 82.04 |  |  |  |  | 21.1 | 69.98
2004-06-20 | 15:00 | 22.8 | 73.04 | SUNDAY | #N/A | 1990-06-20 | 15:00 | 25 | 77 |  |  | 2003-06-20 | 15:00 | 21 | 69.8 |  |  | 1994-06-20 | 15:00 | 27.2 | 80.96 | [5 empty] | 25.6 | 78.08 |  |  |  | 24 | 75.2 |  |  |  |  | 27.2 | 80.96 |  |  |  |  | 23.9 | 75.02 | [5 empty] | 27.2 | 80.96 |  |  |  | 26.7 | 80.06 |  |  |  |  | 28.3 | 82.94 |  |  |  |  | 21.1 | 69.98
2004-06-20 | 16:00 | 22.8 | 73.04 | SUNDAY | #N/A | 1990-06-20 | 16:00 | 25.6 | 78.08 |  |  | 2003-06-20 | 16:00 | 20 | 68 |  |  | 1994-06-20 | 16:00 | 25.6 | 78.08 | [5 empty] | 25.6 | 78.08 |  |  |  | 26 | 78.8 |  |  |  |  | 26.7 | 80.06 |  |  |  |  | 23.9 | 75.02 | [5 empty] | 27.2 | 80.96 |  |  |  | 27.8 | 82.04 |  |  |  |  | 28.3 | 82.94 |  |  |  |  | 21.1 | 69.98
2004-06-20 | 17:00 | 23.3 | 73.94 | SUNDAY | #N/A | 1990-06-20 | 17:00 | 25.6 | 78.08 |  |  | 2003-06-20 | 17:00 | 19.6 | 67.28 |  |  | 1994-06-20 | 17:00 | 25 | 77 | [5 empty] | 25 | 77 |  |  |  | 26.3 | 79.34 |  |  |  |  | 26.7 | 80.06 |  |  |  |  | 23.9 | 75.02 | [5 empty] | 26.5 | 79.7 |  |  |  | 26.7 | 80.06 |  |  |  |  | 27.8 | 82.04 |  |  |  |  | 21.1 | 69.98
2004-06-20 | 18:00 | 22.2 | 71.96 | SUNDAY | #N/A | 1990-06-20 | 18:00 | 25 | 77 |  |  | 2003-06-20 | 18:00 | 19 | 66.2 |  |  | 1994-06-20 | 18:00 | 23.9 | 75.02 | [5 empty] | 23.9 | 75.02 |  |  |  | 26 | 78.8 |  |  |  |  | 26.7 | 80.06 |  |  |  |  | 22.8 | 73.04 | [5 empty] | 25.7 | 78.26 |  |  |  | 26.1 | 78.98 |  |  |  |  | 27.2 | 80.96 |  |  |  |  | 20 | 68
2004-06-20 | 19:00 | 22.2 | 71.96 | SUNDAY | #N/A | 1990-06-20 | 19:00 | 24.4 | 75.92 |  |  | 2003-06-20 | 19:00 | 18 | 64.4 |  |  | 1994-06-20 | 19:00 | 22.8 | 73.04 | [5 empty] | 22.8 | 73.04 |  |  |  | 24 | 75.2 |  |  |  |  | 24.4 | 75.92 |  |  |  |  | 21.1 | 69.98 | [5 empty] | 25 | 77 |  |  |  | 25 | 77 |  |  |  |  | 26.1 | 78.98 |  |  |  |  | 19.4 | 66.92
2004-06-20 | 20:00 | 21.1 | 69.98 | SUNDAY | #N/A | 1990-06-20 | 20:00 | 23.9 | 75.02 |  |  | 2003-06-20 | 20:00 | 18 | 64.4 |  |  | 1994-06-20 | 20:00 | 21.1 | 69.98 | [5 empty] | 21.7 | 71.06 |  |  |  | 19 | 66.2 |  |  |  |  | 23.3 | 73.94 |  |  |  |  | 18.9 | 66.02 | [5 empty] | 22.8 | 73.04 |  |  |  | 23.9 | 75.02 |  |  |  |  | 23.9 | 75.02 |  |  |  |  | 18.3 | 64.94
2004-06-20 | 21:00 | 21.1 | 69.98 | SUNDAY | #N/A | 1990-06-20 | 21:00 | 23.9 | 75.02 |  |  | 2003-06-20 | 21:00 | 17 | 62.6 |  |  | 1994-06-20 | 21:00 | 21.1 | 69.98 | [5 empty] | 21.1 | 69.98 |  |  |  | 17 | 62.6 |  |  |  |  | 22.2 | 71.96 |  |  |  |  | 17.2 | 62.96 | [5 empty] | 20.5 | 68.9 |  |  |  | 22.8 | 73.04 |  |  |  |  | 22.2 | 71.96 |  |  |  |  | 17.8 | 64.04
2004-06-20 | 22:00 | 21.1 | 69.98 | SUNDAY | #N/A | 1990-06-20 | 22:00 | 23.3 | 73.94 |  |  | 2003-06-20 | 22:00 | 16 | 60.8 |  |  | 1994-06-20 | 22:00 | 20.6 | 69.08 | [5 empty] | 21.1 | 69.98 |  |  |  | 16 | 60.8 |  |  |  |  | 21.7 | 71.06 |  |  |  |  | 16.1 | 60.98 | [5 empty] | 18.3 | 64.94 |  |  |  | 21.7 | 71.06 |  |  |  |  | 21.1 | 69.98 |  |  |  |  | 17.2 | 62.96
2004-06-20 | 23:00 | 20.6 | 69.08 | SUNDAY | #N/A | 1990-06-20 | 23:00 | 23.9 | 75.02 |  |  | 2003-06-20 | 23:00 | 16 | 60.8 |  |  | 1994-06-20 | 23:00 | 20.6 | 69.08 | [5 empty] | 20 | 68 |  |  |  | 16 | 60.8 |  |  |  |  | 21.1 | 69.98 |  |  |  |  | 11.7 | 53.06 | [5 empty] | 17.2 | 62.96 |  |  |  | 20 | 68 |  |  |  |  | 20 | 68 |  |  |  |  | 17.2 | 62.96
2004-06-20 | 24:00 | 20 | 68 | SUNDAY | #N/A | 1990-06-20 | 24:00 | 23.3 | 73.94 |  |  | 2003-06-20 | 24:00 | 16 | 60.8 |  |  | 1994-06-20 | 24:00 | 20.6 | 69.08 | [5 empty] | 20 | 68 |  |  |  | 15 | 59 |  |  |  |  | 20.6 | 69.08 |  |  |  |  | 11.7 | 53.06 | [5 empty] | 16.1 | 60.98 |  |  |  | 18.9 | 66.02 |  |  |  |  | 18.9 | 66.02 |  |  |  |  | 15.6 | 60.08
2004-06-21 | 1:00 | 20 | 68 | WEEKDAY | #N/A | 1990-06-21 | 1:00 | 23.3 | 73.94 |  |  | 2003-06-21 | 1:00 | 15 | 59 |  |  | 1994-06-21 | 1:00 | 20.6 | 69.08 | [5 empty] | 20 | 68 |  |  |  | 15 | 59 |  |  |  |  | 20.6 | 69.08 |  |  |  |  | 9.4 | 48.92 | [5 empty] | 15 | 59 |  |  |  | 18.3 | 64.94 |  |  |  |  | 18.9 | 66.02 |  |  |  |  | 14.4 | 57.92
2004-06-21 | 2:00 | 19.4 | 66.92 | WEEKDAY | #N/A | 1990-06-21 | 2:00 | 23.3 | 73.94 |  |  | 2003-06-21 | 2:00 | 15 | 59 |  |  | 1994-06-21 | 2:00 | 20 | 68 | [5 empty] | 19.4 | 66.92 |  |  |  | 16 | 60.8 |  |  |  |  | 20.6 | 69.08 |  |  |  |  | 9.4 | 48.92 | [5 empty] | 14.6 | 58.28 |  |  |  | 18.3 | 64.94 |  |  |  |  | 17.8 | 64.04 |  |  |  |  | 13.9 | 57.02
2004-06-21 | 3:00 | 18.9 | 66.02 | WEEKDAY | #N/A | 1990-06-21 | 3:00 | 22.8 | 73.04 |  |  | 2003-06-21 | 3:00 | 15 | 59 |  |  | 1994-06-21 | 3:00 | 20 | 68 | [5 empty] | 20 | 68 |  |  |  | 15.5 | 59.9 |  |  |  |  | 18.3 | 64.94 |  |  |  |  | 8.3 | 46.94 | [5 empty] | 14.3 | 57.74 |  |  |  | 17.8 | 64.04 |  |  |  |  | 17.8 | 64.04 |  |  |  |  | 13.3 | 55.94
2004-06-21 | 4:00 | 18.3 | 64.94 | WEEKDAY | #N/A | 1990-06-21 | 4:00 | 22.8 | 73.04 |  |  | 2003-06-21 | 4:00 | 15 | 59 |  |  | 1994-06-21 | 4:00 | 20 | 68 | [5 empty] | 19.4 | 66.92 |  |  |  | 15 | 59 |  |  |  |  | 17.8 | 64.04 |  |  |  |  | 7.8 | 46.04 | [5 empty] | 13.9 | 57.02 |  |  |  | 18.3 | 64.94 |  |  |  |  | 18.3 | 64.94 |  |  |  |  | 13.9 | 57.02
2004-06-21 | 5:00 | 17.8 | 64.04 | WEEKDAY | #N/A | 1990-06-21 | 5:00 | 22.2 | 71.96 |  |  | 2003-06-21 | 5:00 | 15 | 59 |  |  | 1994-06-21 | 5:00 | 20 | 68 | [5 empty] | 19.4 | 66.92 |  |  |  | 14 | 57.2 |  |  |  |  | 17.8 | 64.04 |  |  |  |  | 7.8 | 46.04 | [5 empty] | 16.1 | 60.98 |  |  |  | 18.3 | 64.94 |  |  |  |  | 18.9 | 66.02 |  |  |  |  | 13.9 | 57.02
2004-06-21 | 6:00 | 19.4 | 66.92 | WEEKDAY | #N/A | 1990-06-21 | 6:00 | 21.7 | 71.06 |  |  | 2003-06-21 | 6:00 | 15 | 59 |  |  | 1994-06-21 | 6:00 | 20.6 | 69.08 | [5 empty] | 20.6 | 69.08 |  |  |  | 16 | 60.8 |  |  |  |  | 17.8 | 64.04 |  |  |  |  | 10.6 | 51.08 | [5 empty] | 18.4 | 65.12 |  |  |  | 18.3 | 64.94 |  |  |  |  | 18.9 | 66.02 |  |  |  |  | 15.6 | 60.08
2004-06-21 | 7:00 | 20.6 | 69.08 | WEEKDAY | #N/A | 1990-06-21 | 7:00 | 20.6 | 69.08 |  |  | 2003-06-21 | 7:00 | 16 | 60.8 |  |  | 1994-06-21 | 7:00 | 21.1 | 69.98 | [5 empty] | 21.7 | 71.06 |  |  |  | 22 | 71.6 |  |  |  |  | 16.7 | 62.06 |  |  |  |  | 13.9 | 57.02 | [5 empty] | 20.6 | 69.08 |  |  |  | 19.4 | 66.92 |  |  |  |  | 20 | 68 |  |  |  |  | 17.8 | 64.04
2004-06-21 | 8:00 | 21.7 | 71.06 | WEEKDAY | #N/A | 1990-06-21 | 8:00 | 21.1 | 69.98 |  |  | 2003-06-21 | 8:00 | 16.1 | 60.98 |  |  | 1994-06-21 | 8:00 | 21.1 | 69.98 | [5 empty] | 22.8 | 73.04 |  |  |  | 22 | 71.6 |  |  |  |  | 17.8 | 64.04 |  |  |  |  | 16.1 | 60.98 | [5 empty] | 21.5 | 70.7 |  |  |  | 21.1 | 69.98 |  |  |  |  | 21.1 | 69.98 |  |  |  |  | 19.4 | 66.92
2004-06-21 | 9:00 | 22.2 | 71.96 | WEEKDAY | #N/A | 1990-06-21 | 9:00 | 20.6 | 69.08 |  |  | 2003-06-21 | 9:00 | 16 | 60.8 |  |  | 1994-06-21 | 9:00 | 21.1 | 69.98 | [5 empty] | 22.2 | 71.96 |  |  |  | 24 | 75.2 |  |  |  |  | 20 | 68 |  |  |  |  | 18.3 | 64.94 | [5 empty] | 22.4 | 72.32 |  |  |  | 18.9 | 66.02 |  |  |  |  | 22.2 | 71.96 |  |  |  |  | 20.6 | 69.08
2004-06-21 | 10:00 | 23.9 | 75.02 | WEEKDAY | #N/A | 1990-06-21 | 10:00 | 21.7 | 71.06 |  |  | 2003-06-21 | 10:00 | 17 | 62.6 |  |  | 1994-06-21 | 10:00 | 21.1 | 69.98 | [5 empty] | 21.7 | 71.06 |  |  |  | 24 | 75.2 |  |  |  |  | 18.9 | 66.02 |  |  |  |  | 20.6 | 69.08 | [5 empty] | 23.3 | 73.94 |  |  |  | 19.4 | 66.92 |  |  |  |  | 23.9 | 75.02 |  |  |  |  | 19.4 | 66.92
2004-06-21 | 11:00 | 24.4 | 75.92 | WEEKDAY | #N/A | 1990-06-21 | 11:00 | 21.7 | 71.06 |  |  | 2003-06-21 | 11:00 | 16 | 60.8 |  |  | 1994-06-21 | 11:00 | 21.1 | 69.98 | [5 empty] | 21.7 | 71.06 |  |  |  | 24 | 75.2 |  |  |  |  | 19.4 | 66.92 |  |  |  |  | 21.7 | 71.06 | [5 empty] | 23.9 | 75.02 |  |  |  | 19.4 | 66.92 |  |  |  |  | 24.4 | 75.92 |  |  |  |  | 19.4 | 66.92
2004-06-21 | 12:00 | 26.1 | 78.98 | WEEKDAY | #N/A | 1990-06-21 | 12:00 | 22.8 | 73.04 |  |  | 2003-06-21 | 12:00 | 16 | 60.8 |  |  | 1994-06-21 | 12:00 | 21.7 | 71.06 | [5 empty] | 22.2 | 71.96 |  |  |  | 24 | 75.2 |  |  |  |  | 21.1 | 69.98 |  |  |  |  | 22.8 | 73.04 | [5 empty] | 24.4 | 75.92 |  |  |  | 19.4 | 66.92 |  |  |  |  | 24.4 | 75.92 |  |  |  |  | 21.1 | 69.98
2004-06-21 | 13:00 | 26.7 | 80.06 | WEEKDAY | #N/A | 1990-06-21 | 13:00 | 22.8 | 73.04 |  |  | 2003-06-21 | 13:00 | 16 | 60.8 |  |  | 1994-06-21 | 13:00 | 21.7 | 71.06 | [5 empty] | 23.3 | 73.94 |  |  |  | 24 | 75.2 |  |  |  |  | 23.3 | 73.94 |  |  |  |  | 23.3 | 73.94 | [5 empty] | 25 | 77 |  |  |  | 19.4 | 66.92 |  |  |  |  | 23.9 | 75.02 |  |  |  |  | 21.1 | 69.98
2004-06-21 | 14:00 | 26.7 | 80.06 | WEEKDAY | #N/A | 1990-06-21 | 14:00 | 23.9 | 75.02 |  |  | 2003-06-21 | 14:00 | 15 | 59 |  |  | 1994-06-21 | 14:00 | 21.7 | 71.06 | [5 empty] | 21.7 | 71.06 |  |  |  | 27 | 80.6 |  |  |  |  | 26.1 | 78.98 |  |  |  |  | 24.4 | 75.92 | [5 empty] | 24.6 | 76.28 |  |  |  | 21.1 | 69.98 |  |  |  |  | 21.1 | 69.98 |  |  |  |  | 20 | 68
2004-06-21 | 15:00 | 26.1 | 78.98 | WEEKDAY | #N/A | 1990-06-21 | 15:00 | 24.4 | 75.92 |  |  | 2003-06-21 | 15:00 | 16 | 60.8 |  |  | 1994-06-21 | 15:00 | 22.2 | 71.96 | [5 empty] | 21.7 | 71.06 |  |  |  | 28 | 82.4 |  |  |  |  | 25.6 | 78.08 |  |  |  |  | 25 | 77 | [5 empty] | 24.3 | 75.74 |  |  |  | 21.7 | 71.06 |  |  |  |  | 21.7 | 71.06 |  |  |  |  | 21.7 | 71.06
2004-06-21 | 16:00 | 26.1 | 78.98 | WEEKDAY | #N/A | 1990-06-21 | 16:00 | 24.4 | 75.92 |  |  | 2003-06-21 | 16:00 | 17 | 62.6 |  |  | 1994-06-21 | 16:00 | 22.2 | 71.96 | [5 empty] | 22.2 | 71.96 |  |  |  | 27.2 | 80.96 |  |  |  |  | 27.8 | 82.04 |  |  |  |  | 25 | 77 | [5 empty] | 23.9 | 75.02 |  |  |  | 21.7 | 71.06 |  |  |  |  | 20.6 | 69.08 |  |  |  |  | 23.3 | 73.94
2004-06-21 | 17:00 | 25 | 77 | WEEKDAY | #N/A | 1990-06-21 | 17:00 | 25.6 | 78.08 |  |  | 2003-06-21 | 17:00 | 16 | 60.8 |  |  | 1994-06-21 | 17:00 | 22.8 | 73.04 | [5 empty] | 22.8 | 73.04 |  |  |  | 26 | 78.8 |  |  |  |  | 27.8 | 82.04 |  |  |  |  | 25 | 77 | [5 empty] | 21.5 | 70.7 |  |  |  | 21.7 | 71.06 |  |  |  |  | 21.1 | 69.98 |  |  |  |  | 22.8 | 73.04
2004-06-21 | 18:00 | 25 | 77 | WEEKDAY | #N/A | 1990-06-21 | 18:00 | 24.4 | 75.92 |  |  | 2003-06-21 | 18:00 | 16 | 60.8 |  |  | 1994-06-21 | 18:00 | 22.8 | 73.04 | [5 empty] | 22.2 | 71.96 |  |  |  | 25 | 77 |  |  |  |  | 26.1 | 78.98 |  |  |  |  | 25 | 77 | [5 empty] | 19.1 | 66.38 |  |  |  | 20.6 | 69.08 |  |  |  |  | 21.1 | 69.98 |  |  |  |  | 22.8 | 73.04
2004-06-21 | 19:00 | 23.3 | 73.94 | WEEKDAY | #N/A | 1990-06-21 | 19:00 | 23.3 | 73.94 |  |  | 2003-06-21 | 19:00 | 14 | 57.2 |  |  | 1994-06-21 | 19:00 | 22.2 | 71.96 | [5 empty] | 22.2 | 71.96 |  |  |  | 24 | 75.2 |  |  |  |  | 25.6 | 78.08 |  |  |  |  | 23.3 | 73.94 | [5 empty] | 16.7 | 62.06 |  |  |  | 19.4 | 66.92 |  |  |  |  | 21.1 | 69.98 |  |  |  |  | 21.1 | 69.98
2004-06-21 | 20:00 | 22.8 | 73.04 | WEEKDAY | #N/A | 1990-06-21 | 20:00 | 22.8 | 73.04 |  |  | 2003-06-21 | 20:00 | 14 | 57.2 |  |  | 1994-06-21 | 20:00 | 22.2 | 71.96 | [5 empty] | 21.7 | 71.06 |  |  |  | 24 | 75.2 |  |  |  |  | 23.9 | 75.02 |  |  |  |  | 18.3 | 64.94 | [5 empty] | 16.5 | 61.7 |  |  |  | 19.4 | 66.92 |  |  |  |  | 20.6 | 69.08 |  |  |  |  | 18.9 | 66.02
2004-06-21 | 21:00 | 22.2 | 71.96 | WEEKDAY | #N/A | 1990-06-21 | 21:00 | 21.7 | 71.06 |  |  | 2003-06-21 | 21:00 | 14 | 57.2 |  |  | 1994-06-21 | 21:00 | 22.2 | 71.96 | [5 empty] | 21.7 | 71.06 |  |  |  | 23 | 73.4 |  |  |  |  | 23.3 | 73.94 |  |  |  |  | 16.1 | 60.98 | [5 empty] | 16.3 | 61.34 |  |  |  | 19.4 | 66.92 |  |  |  |  | 18.3 | 64.94 |  |  |  |  | 16.1 | 60.98
2004-06-21 | 22:00 | 21.7 | 71.06 | WEEKDAY | #N/A | 1990-06-21 | 22:00 | 22.8 | 73.04 |  |  | 2003-06-21 | 22:00 | 14 | 57.2 |  |  | 1994-06-21 | 22:00 | 21.7 | 71.06 | [5 empty] | 22.2 | 71.96 |  |  |  | 23 | 73.4 |  |  |  |  | 22.2 | 71.96 |  |  |  |  | 15 | 59 | [5 empty] | 16.1 | 60.98 |  |  |  | 17.2 | 62.96 |  |  |  |  | 17.8 | 64.04 |  |  |  |  | 14.4 | 57.92
2004-06-21 | 23:00 | 21.1 | 69.98 | WEEKDAY | #N/A | 1990-06-21 | 23:00 | 22.2 | 71.96 |  |  | 2003-06-21 | 23:00 | 13 | 55.4 |  |  | 1994-06-21 | 23:00 | 21.7 | 71.06 | [5 empty] | 22.2 | 71.96 |  |  |  | 23 | 73.4 |  |  |  |  | 20.6 | 69.08 |  |  |  |  | 13.3 | 55.94 | [5 empty] | 16.1 | 60.98 |  |  |  | 16.7 | 62.06 |  |  |  |  | 18.3 | 64.94 |  |  |  |  | 14.4 | 57.92
2004-06-21 | 24:00 | 21.1 | 69.98 | WEEKDAY | #N/A | 1990-06-21 | 24:00 | 21.7 | 71.06 |  |  | 2003-06-21 | 24:00 | 13 | 55.4 |  |  | 1994-06-21 | 24:00 | 22.2 | 71.96 | [5 empty] | 22.2 | 71.96 |  |  |  | 23 | 73.4 |  |  |  |  | 18.3 | 64.94 |  |  |  |  | 15 | 59 | [5 empty] | 16.1 | 60.98 |  |  |  | 15.6 | 60.08 |  |  |  |  | 17.8 | 64.04 |  |  |  |  | 14.4 | 57.92
2004-06-22 | 1:00 | 21.1 | 69.98 | WEEKDAY | #N/A | 1990-06-22 | 1:00 | 21.7 | 71.06 |  |  | 2003-06-22 | 1:00 | 13 | 55.4 |  |  | 1994-06-22 | 1:00 | 24.4 | 75.92 | [5 empty] | 20.6 | 69.08 |  |  |  | 22.3 | 72.14 |  |  |  |  | 17.8 | 64.04 |  |  |  |  | 15 | 59 | [5 empty] | 16.1 | 60.98 |  |  |  | 15 | 59 |  |  |  |  | 17.2 | 62.96 |  |  |  |  | 14.4 | 57.92
2004-06-22 | 2:00 | 21.1 | 69.98 | WEEKDAY | #N/A | 1990-06-22 | 2:00 | 21.1 | 69.98 |  |  | 2003-06-22 | 2:00 | 13 | 55.4 |  |  | 1994-06-22 | 2:00 | 25 | 77 | [5 empty] | 20.6 | 69.08 |  |  |  | 21.6 | 70.88 |  |  |  |  | 17.2 | 62.96 |  |  |  |  | 15 | 59 | [5 empty] | 15.9 | 60.62 |  |  |  | 13.9 | 57.02 |  |  |  |  | 16.7 | 62.06 |  |  |  |  | 13.9 | 57.02
2004-06-22 | 3:00 | 21.1 | 69.98 | WEEKDAY | #N/A | 1990-06-22 | 3:00 | 20.6 | 69.08 |  |  | 2003-06-22 | 3:00 | 14 | 57.2 |  |  | 1994-06-22 | 3:00 | 24.4 | 75.92 | [5 empty] | 21.7 | 71.06 |  |  |  | 21 | 69.8 |  |  |  |  | 16.7 | 62.06 |  |  |  |  | 13.3 | 55.94 | [5 empty] | 15.8 | 60.44 |  |  |  | 13.3 | 55.94 |  |  |  |  | 17.2 | 62.96 |  |  |  |  | 13.3 | 55.94
2004-06-22 | 4:00 | 20.6 | 69.08 | WEEKDAY | #N/A | 1990-06-22 | 4:00 | 20 | 68 |  |  | 2003-06-22 | 4:00 | 13 | 55.4 |  |  | 1994-06-22 | 4:00 | 23.3 | 73.94 | [5 empty] | 20 | 68 |  |  |  | 21 | 69.8 |  |  |  |  | 15.6 | 60.08 |  |  |  |  | 13.3 | 55.94 | [5 empty] | 15.6 | 60.08 |  |  |  | 12.2 | 53.96 |  |  |  |  | 17.2 | 62.96 |  |  |  |  | 13.3 | 55.94
2004-06-22 | 5:00 | 20.6 | 69.08 | WEEKDAY | #N/A | 1990-06-22 | 5:00 | 20 | 68 |  |  | 2003-06-22 | 5:00 | 13 | 55.4 |  |  | 1994-06-22 | 5:00 | 22.8 | 73.04 | [5 empty] | 18.9 | 66.02 |  |  |  | 22 | 71.6 |  |  |  |  | 13.9 | 57.02 |  |  |  |  | 13.3 | 55.94 | [5 empty] | 16.1 | 60.98 |  |  |  | 12.2 | 53.96 |  |  |  |  | 18.3 | 64.94 |  |  |  |  | 14.4 | 57.92
2004-06-22 | 6:00 | 21.7 | 71.06 | WEEKDAY | #N/A | 1990-06-22 | 6:00 | 20.6 | 69.08 |  |  | 2003-06-22 | 6:00 | 14 | 57.2 |  |  | 1994-06-22 | 6:00 | 23.3 | 73.94 | [5 empty] | 20 | 68 |  |  |  | 22 | 71.6 |  |  |  |  | 15 | 59 |  |  |  |  | 16.1 | 60.98 | [5 empty] | 16.7 | 62.06 |  |  |  | 13.3 | 55.94 |  |  |  |  | 18.9 | 66.02 |  |  |  |  | 15.6 | 60.08
2004-06-22 | 7:00 | 22.2 | 71.96 | WEEKDAY | #N/A | 1990-06-22 | 7:00 | 25 | 77 |  |  | 2003-06-22 | 7:00 | 14 | 57.2 |  |  | 1994-06-22 | 7:00 | 23.9 | 75.02 | [5 empty] | 21.7 | 71.06 |  |  |  | 23 | 73.4 |  |  |  |  | 16.1 | 60.98 |  |  |  |  | 17.2 | 62.96 | [5 empty] | 17.2 | 62.96 |  |  |  | 14.4 | 57.92 |  |  |  |  | 19.4 | 66.92 |  |  |  |  | 15 | 59
2004-06-22 | 8:00 | 23.3 | 73.94 | WEEKDAY | #N/A | 1990-06-22 | 8:00 | 26.1 | 78.98 |  |  | 2003-06-22 | 8:00 | 14 | 57.2 |  |  | 1994-06-22 | 8:00 | 24.4 | 75.92 | [5 empty] | 22.8 | 73.04 |  |  |  | 22 | 71.6 |  |  |  |  | 18.3 | 64.94 |  |  |  |  | 18.9 | 66.02 | [5 empty] | 17.2 | 62.96 |  |  |  | 15 | 59 |  |  |  |  | 21.7 | 71.06 |  |  |  |  | 15.6 | 60.08
2004-06-22 | 9:00 | 23.9 | 75.02 | WEEKDAY | #N/A | 1990-06-22 | 9:00 | 28.9 | 84.02 |  |  | 2003-06-22 | 9:00 | 14 | 57.2 |  |  | 1994-06-22 | 9:00 | 25.6 | 78.08 | [5 empty] | 22.8 | 73.04 |  |  |  | 23 | 73.4 |  |  |  |  | 19.4 | 66.92 |  |  |  |  | 20.6 | 69.08 | [5 empty] | 17.2 | 62.96 |  |  |  | 17.2 | 62.96 |  |  |  |  | 24.4 | 75.92 |  |  |  |  | 16.1 | 60.98
2004-06-22 | 10:00 | 23.9 | 75.02 | WEEKDAY | #N/A | 1990-06-22 | 10:00 | 29.4 | 84.92 |  |  | 2003-06-22 | 10:00 | 15.1 | 59.18 |  |  | 1994-06-22 | 10:00 | 26.1 | 78.98 | [5 empty] | 23.9 | 75.02 |  |  |  | 25 | 77 |  |  |  |  | 20.6 | 69.08 |  |  |  |  | 22.2 | 71.96 | [5 empty] | 17.2 | 62.96 |  |  |  | 18.3 | 64.94 |  |  |  |  | 25.6 | 78.08 |  |  |  |  | 16.7 | 62.06
2004-06-22 | 11:00 | 21.1 | 69.98 | WEEKDAY | #N/A | 1990-06-22 | 11:00 | 30.6 | 87.08 |  |  | 2003-06-22 | 11:00 | 15.9 | 60.62 |  |  | 1994-06-22 | 11:00 | 26.7 | 80.06 | [5 empty] | 24.4 | 75.92 |  |  |  | 26 | 78.8 |  |  |  |  | 21.1 | 69.98 |  |  |  |  | 25 | 77 | [5 empty] | 19.8 | 67.64 |  |  |  | 19.4 | 66.92 |  |  |  |  | 25 | 77 |  |  |  |  | 19.4 | 66.92
2004-06-22 | 12:00 | 21.7 | 71.06 | WEEKDAY | #N/A | 1990-06-22 | 12:00 | 31.1 | 87.98 |  |  | 2003-06-22 | 12:00 | 16.6 | 61.88 |  |  | 1994-06-22 | 12:00 | 28.3 | 82.94 | [5 empty] | 25.6 | 78.08 |  |  |  | 28 | 82.4 |  |  |  |  | 21.7 | 71.06 |  |  |  |  | 25.6 | 78.08 | [5 empty] | 22.4 | 72.32 |  |  |  | 18.9 | 66.02 |  |  |  |  | 20.6 | 69.08 |  |  |  |  | 21.1 | 69.98
2004-06-22 | 13:00 | 23.3 | 73.94 | WEEKDAY | #N/A | 1990-06-22 | 13:00 | 31.7 | 89.06 |  |  | 2003-06-22 | 13:00 | 17 | 62.6 |  |  | 1994-06-22 | 13:00 | 28.3 | 82.94 | [5 empty] | 26.7 | 80.06 |  |  |  | 28 | 82.4 |  |  |  |  | 23.3 | 73.94 |  |  |  |  | 27.2 | 80.96 | [5 empty] | 25 | 77 |  |  |  | 20.6 | 69.08 |  |  |  |  | 20.6 | 69.08 |  |  |  |  | 21.1 | 69.98
2004-06-22 | 14:00 | 22.8 | 73.04 | WEEKDAY | #N/A | 1990-06-22 | 14:00 | 31.1 | 87.98 |  |  | 2003-06-22 | 14:00 | 16 | 60.8 |  |  | 1994-06-22 | 14:00 | 30 | 86 | [5 empty] | 27.2 | 80.96 |  |  |  | 29 | 84.2 |  |  |  |  | 23.3 | 73.94 |  |  |  |  | 27.8 | 82.04 | [5 empty] | 22.8 | 73.04 |  |  |  | 20.6 | 69.08 |  |  |  |  | 23.9 | 75.02 |  |  |  |  | 19.4 | 66.92
2004-06-22 | 15:00 | 23.3 | 73.94 | WEEKDAY | #N/A | 1990-06-22 | 15:00 | 31.1 | 87.98 |  |  | 2003-06-22 | 15:00 | 17 | 62.6 |  |  | 1994-06-22 | 15:00 | 30.6 | 87.08 | [5 empty] | 27.2 | 80.96 |  |  |  | 28 | 82.4 |  |  |  |  | 23.3 | 73.94 |  |  |  |  | 26.7 | 80.06 | [5 empty] | 20.5 | 68.9 |  |  |  | 20.6 | 69.08 |  |  |  |  | 24.4 | 75.92 |  |  |  |  | 18.3 | 64.94
2004-06-22 | 16:00 | 23.9 | 75.02 | WEEKDAY | #N/A | 1990-06-22 | 16:00 | 29.4 | 84.92 |  |  | 2003-06-22 | 16:00 | 17 | 62.6 |  |  | 1994-06-22 | 16:00 | 29.4 | 84.92 | [5 empty] | 27.8 | 82.04 |  |  |  | 28 | 82.4 |  |  |  |  | 23.3 | 73.94 |  |  |  |  | 26.1 | 78.98 | [5 empty] | 18.3 | 64.94 |  |  |  | 20.6 | 69.08 |  |  |  |  | 21.1 | 69.98 |  |  |  |  | 18.3 | 64.94
2004-06-22 | 17:00 | 24.4 | 75.92 | WEEKDAY | #N/A | 1990-06-22 | 17:00 | 28.9 | 84.02 |  |  | 2003-06-22 | 17:00 | 17 | 62.6 |  |  | 1994-06-22 | 17:00 | 29.4 | 84.92 | [5 empty] | 27.8 | 82.04 |  |  |  | 28.3 | 82.94 |  |  |  |  | 23.3 | 73.94 |  |  |  |  | 25 | 77 | [5 empty] | 17.9 | 64.22 |  |  |  | 20 | 68 |  |  |  |  | 18.9 | 66.02 |  |  |  |  | 17.2 | 62.96
2004-06-22 | 18:00 | 24.4 | 75.92 | WEEKDAY | #N/A | 1990-06-22 | 18:00 | 27.8 | 82.04 |  |  | 2003-06-22 | 18:00 | 17 | 62.6 |  |  | 1994-06-22 | 18:00 | 28.9 | 84.02 | [5 empty] | 26.7 | 80.06 |  |  |  | 28 | 82.4 |  |  |  |  | 22.8 | 73.04 |  |  |  |  | 26.1 | 78.98 | [5 empty] | 17.6 | 63.68 |  |  |  | 20 | 68 |  |  |  |  | 17.8 | 64.04 |  |  |  |  | 16.1 | 60.98
2004-06-22 | 19:00 | 24.4 | 75.92 | WEEKDAY | #N/A | 1990-06-22 | 19:00 | 28.3 | 82.94 |  |  | 2003-06-22 | 19:00 | 17 | 62.6 |  |  | 1994-06-22 | 19:00 | 27.8 | 82.04 | [5 empty] | 25.6 | 78.08 |  |  |  | 27 | 80.6 |  |  |  |  | 21.7 | 71.06 |  |  |  |  | 23.9 | 75.02 | [5 empty] | 17.2 | 62.96 |  |  |  | 18.9 | 66.02 |  |  |  |  | 17.2 | 62.96 |  |  |  |  | 16.1 | 60.98
2004-06-22 | 20:00 | 24.4 | 75.92 | WEEKDAY | #N/A | 1990-06-22 | 20:00 | 25 | 77 |  |  | 2003-06-22 | 20:00 | 16 | 60.8 |  |  | 1994-06-22 | 20:00 | 26.7 | 80.06 | [5 empty] | 23.9 | 75.02 |  |  |  | 24 | 75.2 |  |  |  |  | 19.4 | 66.92 |  |  |  |  | 22.8 | 73.04 | [5 empty] | 16.8 | 62.24 |  |  |  | 17.2 | 62.96 |  |  |  |  | 16.7 | 62.06 |  |  |  |  | 15.6 | 60.08
2004-06-22 | 21:00 | 24.4 | 75.92 | WEEKDAY | #N/A | 1990-06-22 | 21:00 | 25 | 77 |  |  | 2003-06-22 | 21:00 | 14 | 57.2 |  |  | 1994-06-22 | 21:00 | 26.1 | 78.98 | [5 empty] | 22.2 | 71.96 |  |  |  | 22 | 71.6 |  |  |  |  | 18.3 | 64.94 |  |  |  |  | 21.1 | 69.98 | [5 empty] | 16.5 | 61.7 |  |  |  | 16.7 | 62.06 |  |  |  |  | 15 | 59 |  |  |  |  | 15.6 | 60.08
2004-06-22 | 22:00 | 25 | 77 | WEEKDAY | #N/A | 1990-06-22 | 22:00 | 24.4 | 75.92 |  |  | 2003-06-22 | 22:00 | 14 | 57.2 |  |  | 1994-06-22 | 22:00 | 25 | 77 | [5 empty] | 21.7 | 71.06 |  |  |  | 21 | 69.8 |  |  |  |  | 17.8 | 64.04 |  |  |  |  | 21.1 | 69.98 | [5 empty] | 16.1 | 60.98 |  |  |  | 16.1 | 60.98 |  |  |  |  | 13.9 | 57.02 |  |  |  |  | 15.6 | 60.08
2004-06-22 | 23:00 | 24.4 | 75.92 | WEEKDAY | #N/A | 1990-06-22 | 23:00 | 23.9 | 75.02 |  |  | 2003-06-22 | 23:00 | 13 | 55.4 |  |  | 1994-06-22 | 23:00 | 24.4 | 75.92 | [5 empty] | 21.1 | 69.98 |  |  |  | 18 | 64.4 |  |  |  |  | 16.7 | 62.06 |  |  |  |  | 21.1 | 69.98 | [5 empty] | 15.2 | 59.36 |  |  |  | 16.1 | 60.98 |  |  |  |  | 13.3 | 55.94 |  |  |  |  | 14.4 | 57.92
2004-06-22 | 24:00 | 24.4 | 75.92 | WEEKDAY | #N/A | 1990-06-22 | 24:00 | 23.3 | 73.94 |  |  | 2003-06-22 | 24:00 | 13 | 55.4 |  |  | 1994-06-22 | 24:00 | 23.9 | 75.02 | [5 empty] | 20 | 68 |  |  |  | 17 | 62.6 |  |  |  |  | 16.7 | 62.06 |  |  |  |  | 21.1 | 69.98 | [5 empty] | 14.2 | 57.56 |  |  |  | 15 | 59 |  |  |  |  | 13.9 | 57.02 |  |  |  |  | 13.3 | 55.94
2004-06-23 | 1:00 | 23.3 | 73.94 | WEEKDAY | #N/A | 1990-06-23 | 1:00 | 22.8 | 73.04 |  |  | 2003-06-23 | 1:00 | 13 | 55.4 |  |  | 1994-06-23 | 1:00 | 23.3 | 73.94 | [5 empty] | 19.4 | 66.92 |  |  |  | 16 | 60.8 |  |  |  |  | 16.1 | 60.98 |  |  |  |  | 20 | 68 | [5 empty] | 13.3 | 55.94 |  |  |  | 15.6 | 60.08 |  |  |  |  | 13.9 | 57.02 |  |  |  |  | 13.9 | 57.02
2004-06-23 | 2:00 | 22.8 | 73.04 | WEEKDAY | #N/A | 1990-06-23 | 2:00 | 22.2 | 71.96 |  |  | 2003-06-23 | 2:00 | 13 | 55.4 |  |  | 1994-06-23 | 2:00 | 21.7 | 71.06 | [5 empty] | 17.8 | 64.04 |  |  |  | 15.4 | 59.72 |  |  |  |  | 15.6 | 60.08 |  |  |  |  | 20 | 68 | [5 empty] | 13.1 | 55.58 |  |  |  | 15.6 | 60.08 |  |  |  |  | 13.3 | 55.94 |  |  |  |  | 14.4 | 57.92
2004-06-23 | 3:00 | 22.8 | 73.04 | WEEKDAY | #N/A | 1990-06-23 | 3:00 | 21.7 | 71.06 |  |  | 2003-06-23 | 3:00 | 13 | 55.4 |  |  | 1994-06-23 | 3:00 | 21.1 | 69.98 | [5 empty] | 17.8 | 64.04 |  |  |  | 15 | 59 |  |  |  |  | 15 | 59 |  |  |  |  | 20 | 68 | [5 empty] | 13 | 55.4 |  |  |  | 16.1 | 60.98 |  |  |  |  | 12.2 | 53.96 |  |  |  |  | 14.4 | 57.92
2004-06-23 | 4:00 | 22.2 | 71.96 | WEEKDAY | #N/A | 1990-06-23 | 4:00 | 22.2 | 71.96 |  |  | 2003-06-23 | 4:00 | 14 | 57.2 |  |  | 1994-06-23 | 4:00 | 20.6 | 69.08 | [5 empty] | 16.7 | 62.06 |  |  |  | 14 | 57.2 |  |  |  |  | 14.4 | 57.92 |  |  |  |  | 19.4 | 66.92 | [5 empty] | 12.8 | 55.04 |  |  |  | 15 | 59 |  |  |  |  | 11.7 | 53.06 |  |  |  |  | 13.9 | 57.02
2004-06-23 | 5:00 | 21.7 | 71.06 | WEEKDAY | #N/A | 1990-06-23 | 5:00 | 21.7 | 71.06 |  |  | 2003-06-23 | 5:00 | 13 | 55.4 |  |  | 1994-06-23 | 5:00 | 20.6 | 69.08 | [5 empty] | 16.7 | 62.06 |  |  |  | 13 | 55.4 |  |  |  |  | 14.4 | 57.92 |  |  |  |  | 18.3 | 64.94 | [5 empty] | 12.8 | 55.04 |  |  |  | 13.3 | 55.94 |  |  |  |  | 11.1 | 51.98 |  |  |  |  | 15 | 59
2004-06-23 | 6:00 | 21.7 | 71.06 | WEEKDAY | #N/A | 1990-06-23 | 6:00 | 21.7 | 71.06 |  |  | 2003-06-23 | 6:00 | 16 | 60.8 |  |  | 1994-06-23 | 6:00 | 21.1 | 69.98 | [5 empty] | 18.9 | 66.02 |  |  |  | 17 | 62.6 |  |  |  |  | 15.6 | 60.08 |  |  |  |  | 18.3 | 64.94 | [5 empty] | 12.8 | 55.04 |  |  |  | 13.9 | 57.02 |  |  |  |  | 11.7 | 53.06 |  |  |  |  | 15 | 59
2004-06-23 | 7:00 | 21.7 | 71.06 | WEEKDAY | #N/A | 1990-06-23 | 7:00 | 22.8 | 73.04 |  |  | 2003-06-23 | 7:00 | 17 | 62.6 |  |  | 1994-06-23 | 7:00 | 22.8 | 73.04 | [5 empty] | 21.7 | 71.06 |  |  |  | 22 | 71.6 |  |  |  |  | 16.7 | 62.06 |  |  |  |  | 18.9 | 66.02 | [5 empty] | 12.8 | 55.04 |  |  |  | 13.9 | 57.02 |  |  |  |  | 11.1 | 51.98 |  |  |  |  | 15.6 | 60.08
2004-06-23 | 8:00 | 21.7 | 71.06 | WEEKDAY | #N/A | 1990-06-23 | 8:00 | 23.3 | 73.94 |  |  | 2003-06-23 | 8:00 | 20 | 68 |  |  | 1994-06-23 | 8:00 | 26.7 | 80.06 | [5 empty] | 24.4 | 75.92 |  |  |  | 23 | 73.4 |  |  |  |  | 20 | 68 |  |  |  |  | 20.6 | 69.08 | [5 empty] | 12.8 | 55.04 |  |  |  | 15 | 59 |  |  |  |  | 11.7 | 53.06 |  |  |  |  | 16.7 | 62.06
2004-06-23 | 9:00 | 22.2 | 71.96 | WEEKDAY | #N/A | 1990-06-23 | 9:00 | 25 | 77 |  |  | 2003-06-23 | 9:00 | 22 | 71.6 |  |  | 1994-06-23 | 9:00 | 26.7 | 80.06 | [5 empty] | 26.7 | 80.06 |  |  |  | 22 | 71.6 |  |  |  |  | 21.1 | 69.98 |  |  |  |  | 21.7 | 71.06 | [5 empty] | 12.8 | 55.04 |  |  |  | 15.6 | 60.08 |  |  |  |  | 12.2 | 53.96 |  |  |  |  | 17.2 | 62.96
2004-06-23 | 10:00 | 23.3 | 73.94 | WEEKDAY | #N/A | 1990-06-23 | 10:00 | 25 | 77 |  |  | 2003-06-23 | 10:00 | 23 | 73.4 |  |  | 1994-06-23 | 10:00 | 30 | 86 | [5 empty] | 28.3 | 82.94 |  |  |  | 23 | 73.4 |  |  |  |  | 22.2 | 71.96 |  |  |  |  | 23.9 | 75.02 | [5 empty] | 12.8 | 55.04 |  |  |  | 17.2 | 62.96 |  |  |  |  | 12.2 | 53.96 |  |  |  |  | 18.9 | 66.02
2004-06-23 | 11:00 | 24.4 | 75.92 | WEEKDAY | #N/A | 1990-06-23 | 11:00 | 25 | 77 |  |  | 2003-06-23 | 11:00 | 24 | 75.2 |  |  | 1994-06-23 | 11:00 | 28.9 | 84.02 | [5 empty] | 29.4 | 84.92 |  |  |  | 24 | 75.2 |  |  |  |  | 23.9 | 75.02 |  |  |  |  | 25 | 77 | [5 empty] | 13.3 | 55.94 |  |  |  | 17.8 | 64.04 |  |  |  |  | 12.8 | 55.04 |  |  |  |  | 18.9 | 66.02
2004-06-23 | 12:00 | 25.6 | 78.08 | WEEKDAY | #N/A | 1990-06-23 | 12:00 | 25.6 | 78.08 |  |  | 2003-06-23 | 12:00 | 26 | 78.8 |  |  | 1994-06-23 | 12:00 | 28.9 | 84.02 | [5 empty] | 28.9 | 84.02 |  |  |  | 25 | 77 |  |  |  |  | 23.9 | 75.02 |  |  |  |  | 26.7 | 80.06 | [5 empty] | 13.9 | 57.02 |  |  |  | 17.8 | 64.04 |  |  |  |  | 13.9 | 57.02 |  |  |  |  | 19.4 | 66.92
2004-06-23 | 13:00 | 26.7 | 80.06 | WEEKDAY | #N/A | 1990-06-23 | 13:00 | 26.1 | 78.98 |  |  | 2003-06-23 | 13:00 | 28 | 82.4 |  |  | 1994-06-23 | 13:00 | 30 | 86 | [5 empty] | 29.4 | 84.92 |  |  |  | 24 | 75.2 |  |  |  |  | 25.6 | 78.08 |  |  |  |  | 27.2 | 80.96 | [5 empty] | 14.4 | 57.92 |  |  |  | 18.9 | 66.02 |  |  |  |  | 12.8 | 55.04 |  |  |  |  | 20.6 | 69.08
2004-06-23 | 14:00 | 27.8 | 82.04 | WEEKDAY | #N/A | 1990-06-23 | 14:00 | 28.9 | 84.02 |  |  | 2003-06-23 | 14:00 | 29 | 84.2 |  |  | 1994-06-23 | 14:00 | 28.3 | 82.94 | [5 empty] | 29.4 | 84.92 |  |  |  | 26 | 78.8 |  |  |  |  | 25 | 77 |  |  |  |  | 27.2 | 80.96 | [5 empty] | 13.7 | 56.66 |  |  |  | 19.4 | 66.92 |  |  |  |  | 13.9 | 57.02 |  |  |  |  | 20.6 | 69.08
2004-06-23 | 15:00 | 28.3 | 82.94 | WEEKDAY | #N/A | 1990-06-23 | 15:00 | 28.9 | 84.02 |  |  | 2003-06-23 | 15:00 | 29 | 84.2 |  |  | 1994-06-23 | 15:00 | 27.8 | 82.04 | [5 empty] | 28.3 | 82.94 |  |  |  | 26 | 78.8 |  |  |  |  | 25.6 | 78.08 |  |  |  |  | 27.2 | 80.96 | [5 empty] | 12.9 | 55.22 |  |  |  | 18.9 | 66.02 |  |  |  |  | 13.9 | 57.02 |  |  |  |  | 20.6 | 69.08
2004-06-23 | 16:00 | 28.3 | 82.94 | WEEKDAY | #N/A | 1990-06-23 | 16:00 | 27.8 | 82.04 |  |  | 2003-06-23 | 16:00 | 30 | 86 |  |  | 1994-06-23 | 16:00 | 28.3 | 82.94 | [5 empty] | 27.8 | 82.04 |  |  |  | 27 | 80.6 |  |  |  |  | 25 | 77 |  |  |  |  | 26.7 | 80.06 | [5 empty] | 12.2 | 53.96 |  |  |  | 19.4 | 66.92 |  |  |  |  | 12.8 | 55.04 |  |  |  |  | 19.4 | 66.92
2004-06-23 | 17:00 | 28.3 | 82.94 | WEEKDAY | #N/A | 1990-06-23 | 17:00 | 27.8 | 82.04 |  |  | 2003-06-23 | 17:00 | 28.3 | 82.94 |  |  | 1994-06-23 | 17:00 | 26.1 | 78.98 | [5 empty] | 27.8 | 82.04 |  |  |  | 27 | 80.6 |  |  |  |  | 25 | 77 |  |  |  |  | 26.1 | 78.98 | [5 empty] | 11.7 | 53.06 |  |  |  | 20.6 | 69.08 |  |  |  |  | 12.2 | 53.96 |  |  |  |  | 20 | 68
2004-06-23 | 18:00 | 26.7 | 80.06 | WEEKDAY | #N/A | 1990-06-23 | 18:00 | 28.9 | 84.02 |  |  | 2003-06-23 | 18:00 | 26.3 | 79.34 |  |  | 1994-06-23 | 18:00 | 25 | 77 | [5 empty] | 26.7 | 80.06 |  |  |  | 26 | 78.8 |  |  |  |  | 23.3 | 73.94 |  |  |  |  | 25.6 | 78.08 | [5 empty] | 11.1 | 51.98 |  |  |  | 20 | 68 |  |  |  |  | 12.2 | 53.96 |  |  |  |  | 20 | 68
2004-06-23 | 19:00 | 25 | 77 | WEEKDAY | #N/A | 1990-06-23 | 19:00 | 27.8 | 82.04 |  |  | 2003-06-23 | 19:00 | 24 | 75.2 |  |  | 1994-06-23 | 19:00 | 23.9 | 75.02 | [5 empty] | 24.4 | 75.92 |  |  |  | 24 | 75.2 |  |  |  |  | 22.2 | 71.96 |  |  |  |  | 24.4 | 75.92 | [5 empty] | 10.6 | 51.08 |  |  |  | 18.3 | 64.94 |  |  |  |  | 12.2 | 53.96 |  |  |  |  | 19.4 | 66.92
2004-06-23 | 20:00 | 23.9 | 75.02 | WEEKDAY | #N/A | 1990-06-23 | 20:00 | 27.2 | 80.96 |  |  | 2003-06-23 | 20:00 | 22 | 71.6 |  |  | 1994-06-23 | 20:00 | 23.3 | 73.94 | [5 empty] | 23.3 | 73.94 |  |  |  | 18 | 64.4 |  |  |  |  | 21.7 | 71.06 |  |  |  |  | 21.7 | 71.06 | [5 empty] | 10.6 | 51.08 |  |  |  | 16.7 | 62.06 |  |  |  |  | 11.7 | 53.06 |  |  |  |  | 16.1 | 60.98
2004-06-23 | 21:00 | 23.3 | 73.94 | WEEKDAY | #N/A | 1990-06-23 | 21:00 | 26.7 | 80.06 |  |  | 2003-06-23 | 21:00 | 21 | 69.8 |  |  | 1994-06-23 | 21:00 | 22.8 | 73.04 | [5 empty] | 22.8 | 73.04 |  |  |  | 17 | 62.6 |  |  |  |  | 21.1 | 69.98 |  |  |  |  | 18.9 | 66.02 | [5 empty] | 10.6 | 51.08 |  |  |  | 16.1 | 60.98 |  |  |  |  | 10 | 50 |  |  |  |  | 14.4 | 57.92
2004-06-23 | 22:00 | 22.8 | 73.04 | WEEKDAY | #N/A | 1990-06-23 | 22:00 | 25 | 77 |  |  | 2003-06-23 | 22:00 | 20 | 68 |  |  | 1994-06-23 | 22:00 | 22.8 | 73.04 | [5 empty] | 22.8 | 73.04 |  |  |  | 16 | 60.8 |  |  |  |  | 21.1 | 69.98 |  |  |  |  | 17.8 | 64.04 | [5 empty] | 10.6 | 51.08 |  |  |  | 15.6 | 60.08 |  |  |  |  | 9.4 | 48.92 |  |  |  |  | 12.8 | 55.04
2004-06-23 | 23:00 | 23.3 | 73.94 | WEEKDAY | #N/A | 1990-06-23 | 23:00 | 25 | 77 |  |  | 2003-06-23 | 23:00 | 19 | 66.2 |  |  | 1994-06-23 | 23:00 | 22.2 | 71.96 | [5 empty] | 22.8 | 73.04 |  |  |  | 15 | 59 |  |  |  |  | 20 | 68 |  |  |  |  | 17.2 | 62.96 | [5 empty] | 10.6 | 51.08 |  |  |  | 14.4 | 57.92 |  |  |  |  | 9.4 | 48.92 |  |  |  |  | 12.8 | 55.04
2004-06-23 | 24:00 | 23.3 | 73.94 | WEEKDAY | #N/A | 1990-06-23 | 24:00 | 24.4 | 75.92 |  |  | 2003-06-23 | 24:00 | 18 | 64.4 |  |  | 1994-06-23 | 24:00 | 22.2 | 71.96 | [5 empty] | 22.2 | 71.96 |  |  |  | 15 | 59 |  |  |  |  | 19.4 | 66.92 |  |  |  |  | 16.1 | 60.98 | [5 empty] | 10.6 | 51.08 |  |  |  | 13.9 | 57.02 |  |  |  |  | 9.4 | 48.92 |  |  |  |  | 12.2 | 53.96
2004-06-24 | 1:00 | 23.3 | 73.94 | WEEKDAY | #N/A | 1990-06-24 | 1:00 | 23.9 | 75.02 |  |  | 2003-06-24 | 1:00 | 18 | 64.4 |  |  | 1994-06-24 | 1:00 | 22.2 | 71.96 | [5 empty] | 22.2 | 71.96 |  |  |  | 14 | 57.2 |  |  |  |  | 18.3 | 64.94 |  |  |  |  | 15 | 59 | [5 empty] | 10.6 | 51.08 |  |  |  | 13.9 | 57.02 |  |  |  |  | 9.4 | 48.92 |  |  |  |  | 11.7 | 53.06
2004-06-24 | 2:00 | 20 | 68 | WEEKDAY | #N/A | 1990-06-24 | 2:00 | 23.3 | 73.94 |  |  | 2003-06-24 | 2:00 | 17 | 62.6 |  |  | 1994-06-24 | 2:00 | 22.2 | 71.96 | [5 empty] | 22.2 | 71.96 |  |  |  | 13 | 55.4 |  |  |  |  | 17.2 | 62.96 |  |  |  |  | 14.4 | 57.92 | [5 empty] | 10.4 | 50.72 |  |  |  | 11.7 | 53.06 |  |  |  |  | 9.4 | 48.92 |  |  |  |  | 11.1 | 51.98
2004-06-24 | 3:00 | 19.4 | 66.92 | WEEKDAY | #N/A | 1990-06-24 | 3:00 | 22.8 | 73.04 |  |  | 2003-06-24 | 3:00 | 17 | 62.6 |  |  | 1994-06-24 | 3:00 | 22.2 | 71.96 | [5 empty] | 22.2 | 71.96 |  |  |  | 12 | 53.6 |  |  |  |  | 17.2 | 62.96 |  |  |  |  | 13.9 | 57.02 | [5 empty] | 10.2 | 50.36 |  |  |  | 11.7 | 53.06 |  |  |  |  | 9.4 | 48.92 |  |  |  |  | 11.1 | 51.98
2004-06-24 | 4:00 | 19.4 | 66.92 | WEEKDAY | #N/A | 1990-06-24 | 4:00 | 22.8 | 73.04 |  |  | 2003-06-24 | 4:00 | 17 | 62.6 |  |  | 1994-06-24 | 4:00 | 22.2 | 71.96 | [5 empty] | 22.2 | 71.96 |  |  |  | 12 | 53.6 |  |  |  |  | 16.7 | 62.06 |  |  |  |  | 13.9 | 57.02 | [5 empty] | 10 | 50 |  |  |  | 11.1 | 51.98 |  |  |  |  | 9.4 | 48.92 |  |  |  |  | 11.1 | 51.98
2004-06-24 | 5:00 | 18.3 | 64.94 | WEEKDAY | #N/A | 1990-06-24 | 5:00 | 22.8 | 73.04 |  |  | 2003-06-24 | 5:00 | 17 | 62.6 |  |  | 1994-06-24 | 5:00 | 21.7 | 71.06 | [5 empty] | 21.7 | 71.06 |  |  |  | 12 | 53.6 |  |  |  |  | 15.6 | 60.08 |  |  |  |  | 14.4 | 57.92 | [5 empty] | 10.4 | 50.72 |  |  |  | 10.6 | 51.08 |  |  |  |  | 9.4 | 48.92 |  |  |  |  | 12.8 | 55.04
2004-06-24 | 6:00 | 18.9 | 66.02 | WEEKDAY | #N/A | 1990-06-24 | 6:00 | 22.8 | 73.04 |  |  | 2003-06-24 | 6:00 | 18 | 64.4 |  |  | 1994-06-24 | 6:00 | 22.2 | 71.96 | [5 empty] | 21.7 | 71.06 |  |  |  | 14 | 57.2 |  |  |  |  | 15.6 | 60.08 |  |  |  |  | 17.8 | 64.04 | [5 empty] | 10.7 | 51.26 |  |  |  | 11.7 | 53.06 |  |  |  |  | 10 | 50 |  |  |  |  | 13.3 | 55.94
2004-06-24 | 7:00 | 20 | 68 | WEEKDAY | #N/A | 1990-06-24 | 7:00 | 22.8 | 73.04 |  |  | 2003-06-24 | 7:00 | 21 | 69.8 |  |  | 1994-06-24 | 7:00 | 22.8 | 73.04 | [5 empty] | 22.2 | 71.96 |  |  |  | 18 | 64.4 |  |  |  |  | 15.6 | 60.08 |  |  |  |  | 19.4 | 66.92 | [5 empty] | 11.1 | 51.98 |  |  |  | 13.3 | 55.94 |  |  |  |  | 10.6 | 51.08 |  |  |  |  | 14.4 | 57.92
2004-06-24 | 8:00 | 20.6 | 69.08 | WEEKDAY | #N/A | 1990-06-24 | 8:00 | 23.3 | 73.94 |  |  | 2003-06-24 | 8:00 | 23 | 73.4 |  |  | 1994-06-24 | 8:00 | 23.9 | 75.02 | [5 empty] | 22.8 | 73.04 |  |  |  | 21 | 69.8 |  |  |  |  | 15.6 | 60.08 |  |  |  |  | 21.7 | 71.06 | [5 empty] | 12 | 53.6 |  |  |  | 15.6 | 60.08 |  |  |  |  | 12.8 | 55.04 |  |  |  |  | 17.8 | 64.04
2004-06-24 | 9:00 | 22.8 | 73.04 | WEEKDAY | #N/A | 1990-06-24 | 9:00 | 24.4 | 75.92 |  |  | 2003-06-24 | 9:00 | 25 | 77 |  |  | 1994-06-24 | 9:00 | 24.4 | 75.92 | [5 empty] | 23.3 | 73.94 |  |  |  | 22 | 71.6 |  |  |  |  | 16.1 | 60.98 |  |  |  |  | 22.2 | 71.96 | [5 empty] | 13 | 55.4 |  |  |  | 17.8 | 64.04 |  |  |  |  | 14.4 | 57.92 |  |  |  |  | 20.6 | 69.08
2004-06-24 | 10:00 | 24.4 | 75.92 | WEEKDAY | #N/A | 1990-06-24 | 10:00 | 25 | 77 |  |  | 2003-06-24 | 10:00 | 27 | 80.6 |  |  | 1994-06-24 | 10:00 | 26.1 | 78.98 | [5 empty] | 23.9 | 75.02 |  |  |  | 24 | 75.2 |  |  |  |  | 16.1 | 60.98 |  |  |  |  | 22.2 | 71.96 | [5 empty] | 13.9 | 57.02 |  |  |  | 18.9 | 66.02 |  |  |  |  | 15.6 | 60.08 |  |  |  |  | 20.6 | 69.08
2004-06-24 | 11:00 | 27.2 | 80.96 | WEEKDAY | #N/A | 1990-06-24 | 11:00 | 26.1 | 78.98 |  |  | 2003-06-24 | 11:00 | 28 | 82.4 |  |  | 1994-06-24 | 11:00 | 26.7 | 80.06 | [5 empty] | 25.6 | 78.08 |  |  |  | 26 | 78.8 |  |  |  |  | 16.7 | 62.06 |  |  |  |  | 23.3 | 73.94 | [5 empty] | 14.3 | 57.74 |  |  |  | 20 | 68 |  |  |  |  | 15.6 | 60.08 |  |  |  |  | 21.7 | 71.06
2004-06-24 | 12:00 | 27.2 | 80.96 | WEEKDAY | #N/A | 1990-06-24 | 12:00 | 25.6 | 78.08 |  |  | 2003-06-24 | 12:00 | 29 | 84.2 |  |  | 1994-06-24 | 12:00 | 26.7 | 80.06 | [5 empty] | 25 | 77 |  |  |  | 26 | 78.8 |  |  |  |  | 17.2 | 62.96 |  |  |  |  | 23.3 | 73.94 | [5 empty] | 14.6 | 58.28 |  |  |  | 21.1 | 69.98 |  |  |  |  | 16.7 | 62.06 |  |  |  |  | 21.1 | 69.98
2004-06-24 | 13:00 | 27.2 | 80.96 | WEEKDAY | #N/A | 1990-06-24 | 13:00 | 25 | 77 |  |  | 2003-06-24 | 13:00 | 31 | 87.8 |  |  | 1994-06-24 | 13:00 | 27.8 | 82.04 | [5 empty] | 25.6 | 78.08 |  |  |  | 26 | 78.8 |  |  |  |  | 17.2 | 62.96 |  |  |  |  | 21.7 | 71.06 | [5 empty] | 15 | 59 |  |  |  | 22.8 | 73.04 |  |  |  |  | 17.2 | 62.96 |  |  |  |  | 21.1 | 69.98
2004-06-24 | 14:00 | 26.7 | 80.06 | WEEKDAY | #N/A | 1990-06-24 | 14:00 | 25.6 | 78.08 |  |  | 2003-06-24 | 14:00 | 32 | 89.6 |  |  | 1994-06-24 | 14:00 | 26.7 | 80.06 | [5 empty] | 24.4 | 75.92 |  |  |  | 28 | 82.4 |  |  |  |  | 17.8 | 64.04 |  |  |  |  | 21.1 | 69.98 | [5 empty] | 15.7 | 60.26 |  |  |  | 22.8 | 73.04 |  |  |  |  | 18.3 | 64.94 |  |  |  |  | 21.1 | 69.98
2004-06-24 | 15:00 | 27.2 | 80.96 | WEEKDAY | #N/A | 1990-06-24 | 15:00 | 26.7 | 80.06 |  |  | 2003-06-24 | 15:00 | 32 | 89.6 |  |  | 1994-06-24 | 15:00 | 26.1 | 78.98 | [5 empty] | 25 | 77 |  |  |  | 29 | 84.2 |  |  |  |  | 18.3 | 64.94 |  |  |  |  | 22.8 | 73.04 | [5 empty] | 16.5 | 61.7 |  |  |  | 23.9 | 75.02 |  |  |  |  | 18.3 | 64.94 |  |  |  |  | 21.1 | 69.98
2004-06-24 | 16:00 | 26.1 | 78.98 | WEEKDAY | #N/A | 1990-06-24 | 16:00 | 26.1 | 78.98 |  |  | 2003-06-24 | 16:00 | 32 | 89.6 |  |  | 1994-06-24 | 16:00 | 25 | 77 | [5 empty] | 24.4 | 75.92 |  |  |  | 29 | 84.2 |  |  |  |  | 18.3 | 64.94 |  |  |  |  | 21.7 | 71.06 | [5 empty] | 17.2 | 62.96 |  |  |  | 22.8 | 73.04 |  |  |  |  | 17.8 | 64.04 |  |  |  |  | 20 | 68
2004-06-24 | 17:00 | 25.6 | 78.08 | WEEKDAY | #N/A | 1990-06-24 | 17:00 | 25.6 | 78.08 |  |  | 2003-06-24 | 17:00 | 32 | 89.6 |  |  | 1994-06-24 | 17:00 | 23.3 | 73.94 | [5 empty] | 23.3 | 73.94 |  |  |  | 27 | 80.6 |  |  |  |  | 18.9 | 66.02 |  |  |  |  | 20.6 | 69.08 | [5 empty] | 16.7 | 62.06 |  |  |  | 23.3 | 73.94 |  |  |  |  | 18.3 | 64.94 |  |  |  |  | 20 | 68
2004-06-24 | 18:00 | 25 | 77 | WEEKDAY | #N/A | 1990-06-24 | 18:00 | 25.6 | 78.08 |  |  | 2003-06-24 | 18:00 | 29 | 84.2 |  |  | 1994-06-24 | 18:00 | 22.8 | 73.04 | [5 empty] | 22.2 | 71.96 |  |  |  | 27 | 80.6 |  |  |  |  | 18.9 | 66.02 |  |  |  |  | 19.4 | 66.92 | [5 empty] | 16.1 | 60.98 |  |  |  | 23.3 | 73.94 |  |  |  |  | 18.9 | 66.02 |  |  |  |  | 19.4 | 66.92
2004-06-24 | 19:00 | 23.9 | 75.02 | WEEKDAY | #N/A | 1990-06-24 | 19:00 | 25 | 77 |  |  | 2003-06-24 | 19:00 | 27 | 80.6 |  |  | 1994-06-24 | 19:00 | 22.2 | 71.96 | [5 empty] | 21.7 | 71.06 |  |  |  | 26 | 78.8 |  |  |  |  | 18.3 | 64.94 |  |  |  |  | 18.3 | 64.94 | [5 empty] | 15.6 | 60.08 |  |  |  | 22.2 | 71.96 |  |  |  |  | 17.8 | 64.04 |  |  |  |  | 18.3 | 64.94
2004-06-24 | 20:00 | 22.8 | 73.04 | WEEKDAY | #N/A | 1990-06-24 | 20:00 | 24.4 | 75.92 |  |  | 2003-06-24 | 20:00 | 25 | 77 |  |  | 1994-06-24 | 20:00 | 22.2 | 71.96 | [5 empty] | 21.1 | 69.98 |  |  |  | 24 | 75.2 |  |  |  |  | 17.2 | 62.96 |  |  |  |  | 17.2 | 62.96 | [5 empty] | 13.7 | 56.66 |  |  |  | 20 | 68 |  |  |  |  | 15 | 59 |  |  |  |  | 16.7 | 62.06
2004-06-24 | 21:00 | 22.8 | 73.04 | WEEKDAY | #N/A | 1990-06-24 | 21:00 | 23.9 | 75.02 |  |  | 2003-06-24 | 21:00 | 23 | 73.4 |  |  | 1994-06-24 | 21:00 | 21.7 | 71.06 | [5 empty] | 20 | 68 |  |  |  | 23 | 73.4 |  |  |  |  | 17.2 | 62.96 |  |  |  |  | 16.1 | 60.98 | [5 empty] | 11.9 | 53.42 |  |  |  | 16.7 | 62.06 |  |  |  |  | 12.8 | 55.04 |  |  |  |  | 16.1 | 60.98
2004-06-24 | 22:00 | 21.7 | 71.06 | WEEKDAY | #N/A | 1990-06-24 | 22:00 | 23.3 | 73.94 |  |  | 2003-06-24 | 22:00 | 22 | 71.6 |  |  | 1994-06-24 | 22:00 | 21.7 | 71.06 | [5 empty] | 19.4 | 66.92 |  |  |  | 22 | 71.6 |  |  |  |  | 17.8 | 64.04 |  |  |  |  | 14.4 | 57.92 | [5 empty] | 10 | 50 |  |  |  | 15.6 | 60.08 |  |  |  |  | 11.7 | 53.06 |  |  |  |  | 16.1 | 60.98
2004-06-24 | 23:00 | 21.1 | 69.98 | WEEKDAY | #N/A | 1990-06-24 | 23:00 | 22.8 | 73.04 |  |  | 2003-06-24 | 23:00 | 22 | 71.6 |  |  | 1994-06-24 | 23:00 | 21.1 | 69.98 | [5 empty] | 20 | 68 |  |  |  | 22 | 71.6 |  |  |  |  | 17.8 | 64.04 |  |  |  |  | 12.8 | 55.04 | [5 empty] | 9.1 | 48.38 |  |  |  | 16.7 | 62.06 |  |  |  |  | 11.7 | 53.06 |  |  |  |  | 13.9 | 57.02
2004-06-24 | 24:00 | 20.6 | 69.08 | WEEKDAY | #N/A | 1990-06-24 | 24:00 | 22.2 | 71.96 |  |  | 2003-06-24 | 24:00 | 22 | 71.6 |  |  | 1994-06-24 | 24:00 | 21.7 | 71.06 | [5 empty] | 20 | 68 |  |  |  | 22 | 71.6 |  |  |  |  | 17.8 | 64.04 |  |  |  |  | 12.8 | 55.04 | [5 empty] | 8.1 | 46.58 |  |  |  | 15.6 | 60.08 |  |  |  |  | 10.6 | 51.08 |  |  |  |  | 14.4 | 57.92
2004-06-25 | 1:00 | 20.6 | 69.08 | WEEKDAY | #N/A | 1990-06-25 | 1:00 | 21.1 | 69.98 |  |  | 2003-06-25 | 1:00 | 22 | 71.6 |  |  | 1994-06-25 | 1:00 | 21.7 | 71.06 | [5 empty] | 20 | 68 |  |  |  | 22 | 71.6 |  |  |  |  | 17.8 | 64.04 |  |  |  |  | 12.2 | 53.96 | [5 empty] | 7.2 | 44.96 |  |  |  | 12.8 | 55.04 |  |  |  |  | 8.9 | 48.02 |  |  |  |  | 15.6 | 60.08
2004-06-25 | 2:00 | 20.6 | 69.08 | WEEKDAY | #N/A | 1990-06-25 | 2:00 | 20.6 | 69.08 |  |  | 2003-06-25 | 2:00 | 22 | 71.6 |  |  | 1994-06-25 | 2:00 | 21.7 | 71.06 | [5 empty] | 20.6 | 69.08 |  |  |  | 19 | 66.2 |  |  |  |  | 17.2 | 62.96 |  |  |  |  | 11.7 | 53.06 | [5 empty] | 6.5 | 43.7 |  |  |  | 12.8 | 55.04 |  |  |  |  | 7.2 | 44.96 |  |  |  |  | 16.1 | 60.98
2004-06-25 | 3:00 | 20.6 | 69.08 | WEEKDAY | #N/A | 1990-06-25 | 3:00 | 20 | 68 |  |  | 2003-06-25 | 3:00 | 21 | 69.8 |  |  | 1994-06-25 | 3:00 | 22.2 | 71.96 | [5 empty] | 21.1 | 69.98 |  |  |  | 22 | 71.6 |  |  |  |  | 17.8 | 64.04 |  |  |  |  | 11.7 | 53.06 | [5 empty] | 5.7 | 42.26 |  |  |  | 11.7 | 53.06 |  |  |  |  | 6.7 | 44.06 |  |  |  |  | 15.6 | 60.08
2004-06-25 | 4:00 | 20 | 68 | WEEKDAY | #N/A | 1990-06-25 | 4:00 | 19.4 | 66.92 |  |  | 2003-06-25 | 4:00 | 19 | 66.2 |  |  | 1994-06-25 | 4:00 | 22.8 | 73.04 | [5 empty] | 22.8 | 73.04 |  |  |  | 21 | 69.8 |  |  |  |  | 17.8 | 64.04 |  |  |  |  | 11.1 | 51.98 | [5 empty] | 5 | 41 |  |  |  | 11.7 | 53.06 |  |  |  |  | 5.6 | 42.08 |  |  |  |  | 20 | 68
2004-06-25 | 5:00 | 20.6 | 69.08 | WEEKDAY | #N/A | 1990-06-25 | 5:00 | 19.4 | 66.92 |  |  | 2003-06-25 | 5:00 | 20 | 68 |  |  | 1994-06-25 | 5:00 | 22.8 | 73.04 | [5 empty] | 22.8 | 73.04 |  |  |  | 21 | 69.8 |  |  |  |  | 17.8 | 64.04 |  |  |  |  | 10 | 50 | [5 empty] | 7.2 | 44.96 |  |  |  | 11.1 | 51.98 |  |  |  |  | 6.7 | 44.06 |  |  |  |  | 20.6 | 69.08
2004-06-25 | 6:00 | 21.1 | 69.98 | WEEKDAY | #N/A | 1990-06-25 | 6:00 | 20.6 | 69.08 |  |  | 2003-06-25 | 6:00 | 21 | 69.8 |  |  | 1994-06-25 | 6:00 | 22.8 | 73.04 | [5 empty] | 22.8 | 73.04 |  |  |  | 22 | 71.6 |  |  |  |  | 18.3 | 64.94 |  |  |  |  | 12.2 | 53.96 | [5 empty] | 9.5 | 49.1 |  |  |  | 12.2 | 53.96 |  |  |  |  | 7.8 | 46.04 |  |  |  |  | 21.1 | 69.98
2004-06-25 | 7:00 | 22.2 | 71.96 | WEEKDAY | #N/A | 1990-06-25 | 7:00 | 20.6 | 69.08 |  |  | 2003-06-25 | 7:00 | 23 | 73.4 |  |  | 1994-06-25 | 7:00 | 23.9 | 75.02 | [5 empty] | 23.3 | 73.94 |  |  |  | 23 | 73.4 |  |  |  |  | 18.9 | 66.02 |  |  |  |  | 13.9 | 57.02 | [5 empty] | 11.7 | 53.06 |  |  |  | 15 | 59 |  |  |  |  | 11.1 | 51.98 |  |  |  |  | 21.1 | 69.98
2004-06-25 | 8:00 | 23.3 | 73.94 | WEEKDAY | #N/A | 1990-06-25 | 8:00 | 21.7 | 71.06 |  |  | 2003-06-25 | 8:00 | 25 | 77 |  |  | 1994-06-25 | 8:00 | 24.4 | 75.92 | [5 empty] | 25 | 77 |  |  |  | 24 | 75.2 |  |  |  |  | 20.6 | 69.08 |  |  |  |  | 15 | 59 | [5 empty] | 13.9 | 57.02 |  |  |  | 18.3 | 64.94 |  |  |  |  | 16.1 | 60.98 |  |  |  |  | 21.7 | 71.06
2004-06-25 | 9:00 | 23.9 | 75.02 | WEEKDAY | #N/A | 1990-06-25 | 9:00 | 21.7 | 71.06 |  |  | 2003-06-25 | 9:00 | 26 | 78.8 |  |  | 1994-06-25 | 9:00 | 25.6 | 78.08 | [5 empty] | 26.1 | 78.98 |  |  |  | 26 | 78.8 |  |  |  |  | 21.1 | 69.98 |  |  |  |  | 15.6 | 60.08 | [5 empty] | 16.1 | 60.98 |  |  |  | 20.6 | 69.08 |  |  |  |  | 18.3 | 64.94 |  |  |  |  | 21.7 | 71.06
2004-06-25 | 10:00 | 25 | 77 | WEEKDAY | #N/A | 1990-06-25 | 10:00 | 22.8 | 73.04 |  |  | 2003-06-25 | 10:00 | 28 | 82.4 |  |  | 1994-06-25 | 10:00 | 26.1 | 78.98 | [5 empty] | 27.2 | 80.96 |  |  |  | 27 | 80.6 |  |  |  |  | 21.7 | 71.06 |  |  |  |  | 17.2 | 62.96 | [5 empty] | 18.3 | 64.94 |  |  |  | 22.8 | 73.04 |  |  |  |  | 18.9 | 66.02 |  |  |  |  | 23.3 | 73.94
2004-06-25 | 11:00 | 25 | 77 | WEEKDAY | #N/A | 1990-06-25 | 11:00 | 22.8 | 73.04 |  |  | 2003-06-25 | 11:00 | 29 | 84.2 |  |  | 1994-06-25 | 11:00 | 25 | 77 | [5 empty] | 26.7 | 80.06 |  |  |  | 29.2 | 84.56 |  |  |  |  | 22.8 | 73.04 |  |  |  |  | 17.8 | 64.04 | [5 empty] | 18.9 | 66.02 |  |  |  | 23.9 | 75.02 |  |  |  |  | 18.9 | 66.02 |  |  |  |  | 25 | 77
2004-06-25 | 12:00 | 26.1 | 78.98 | WEEKDAY | #N/A | 1990-06-25 | 12:00 | 24.4 | 75.92 |  |  | 2003-06-25 | 12:00 | 30 | 86 |  |  | 1994-06-25 | 12:00 | 26.1 | 78.98 | [5 empty] | 26.7 | 80.06 |  |  |  | 31 | 87.8 |  |  |  |  | 21.1 | 69.98 |  |  |  |  | 17.8 | 64.04 | [5 empty] | 19.4 | 66.92 |  |  |  | 25 | 77 |  |  |  |  | 20 | 68 |  |  |  |  | 26.7 | 80.06
2004-06-25 | 13:00 | 27.2 | 80.96 | WEEKDAY | #N/A | 1990-06-25 | 13:00 | 25 | 77 |  |  | 2003-06-25 | 13:00 | 31 | 87.8 |  |  | 1994-06-25 | 13:00 | 26.7 | 80.06 | [5 empty] | 27.2 | 80.96 |  |  |  | 31 | 87.8 |  |  |  |  | 22.8 | 73.04 |  |  |  |  | 18.3 | 64.94 | [5 empty] | 20 | 68 |  |  |  | 26.1 | 78.98 |  |  |  |  | 20 | 68 |  |  |  |  | 27.2 | 80.96
2004-06-25 | 14:00 | 27.8 | 82.04 | WEEKDAY | #N/A | 1990-06-25 | 14:00 | 25 | 77 |  |  | 2003-06-25 | 14:00 | 31 | 87.8 |  |  | 1994-06-25 | 14:00 | 26.7 | 80.06 | [5 empty] | 27.8 | 82.04 |  |  |  | 32 | 89.6 |  |  |  |  | 21.1 | 69.98 |  |  |  |  | 18.3 | 64.94 | [5 empty] | 20.4 | 68.72 |  |  |  | 26.1 | 78.98 |  |  |  |  | 19.4 | 66.92 |  |  |  |  | 27.2 | 80.96
2004-06-25 | 15:00 | 27.8 | 82.04 | WEEKDAY | #N/A | 1990-06-25 | 15:00 | 26.1 | 78.98 |  |  | 2003-06-25 | 15:00 | 31 | 87.8 |  |  | 1994-06-25 | 15:00 | 26.7 | 80.06 | [5 empty] | 27.2 | 80.96 |  |  |  | 31 | 87.8 |  |  |  |  | 23.9 | 75.02 |  |  |  |  | 18.9 | 66.02 | [5 empty] | 20.7 | 69.26 |  |  |  | 26.7 | 80.06 |  |  |  |  | 20.6 | 69.08 |  |  |  |  | 27.2 | 80.96
2004-06-25 | 16:00 | 25.6 | 78.08 | WEEKDAY | #N/A | 1990-06-25 | 16:00 | 25.6 | 78.08 |  |  | 2003-06-25 | 16:00 | 32 | 89.6 |  |  | 1994-06-25 | 16:00 | 26.1 | 78.98 | [5 empty] | 26.7 | 80.06 |  |  |  | 31 | 87.8 |  |  |  |  | 24.4 | 75.92 |  |  |  |  | 18.3 | 64.94 | [5 empty] | 21.1 | 69.98 |  |  |  | 27.8 | 82.04 |  |  |  |  | 21.1 | 69.98 |  |  |  |  | 26.7 | 80.06
2004-06-25 | 17:00 | 24.4 | 75.92 | WEEKDAY | #N/A | 1990-06-25 | 17:00 | 25 | 77 |  |  | 2003-06-25 | 17:00 | 31 | 87.8 |  |  | 1994-06-25 | 17:00 | 25.6 | 78.08 | [5 empty] | 26.1 | 78.98 |  |  |  | 31 | 87.8 |  |  |  |  | 23.9 | 75.02 |  |  |  |  | 18.3 | 64.94 | [5 empty] | 20.2 | 68.36 |  |  |  | 27.2 | 80.96 |  |  |  |  | 20.6 | 69.08 |  |  |  |  | 26.1 | 78.98
2004-06-25 | 18:00 | 21.1 | 69.98 | WEEKDAY | #N/A | 1990-06-25 | 18:00 | 24.4 | 75.92 |  |  | 2003-06-25 | 18:00 | 31 | 87.8 |  |  | 1994-06-25 | 18:00 | 25 | 77 | [5 empty] | 25.6 | 78.08 |  |  |  | 29 | 84.2 |  |  |  |  | 22.2 | 71.96 |  |  |  |  | 17.8 | 64.04 | [5 empty] | 19.2 | 66.56 |  |  |  | 26.7 | 80.06 |  |  |  |  | 20 | 68 |  |  |  |  | 23.9 | 75.02
2004-06-25 | 19:00 | 21.7 | 71.06 | WEEKDAY | #N/A | 1990-06-25 | 19:00 | 23.9 | 75.02 |  |  | 2003-06-25 | 19:00 | 27 | 80.6 |  |  | 1994-06-25 | 19:00 | 28.3 | 82.94 | [5 empty] | 24.4 | 75.92 |  |  |  | 28 | 82.4 |  |  |  |  | 20 | 68 |  |  |  |  | 16.7 | 62.06 | [5 empty] | 18.3 | 64.94 |  |  |  | 25.6 | 78.08 |  |  |  |  | 18.9 | 66.02 |  |  |  |  | 22.8 | 73.04
2004-06-25 | 20:00 | 20.6 | 69.08 | WEEKDAY | #N/A | 1990-06-25 | 20:00 | 22.8 | 73.04 |  |  | 2003-06-25 | 20:00 | 26 | 78.8 |  |  | 1994-06-25 | 20:00 | 27.8 | 82.04 | [5 empty] | 24.4 | 75.92 |  |  |  | 24 | 75.2 |  |  |  |  | 18.9 | 66.02 |  |  |  |  | 15 | 59 | [5 empty] | 15.9 | 60.62 |  |  |  | 24.4 | 75.92 |  |  |  |  | 16.1 | 60.98 |  |  |  |  | 20.6 | 69.08
2004-06-25 | 21:00 | 20 | 68 | WEEKDAY | #N/A | 1990-06-25 | 21:00 | 22.8 | 73.04 |  |  | 2003-06-25 | 21:00 | 25 | 77 |  |  | 1994-06-25 | 21:00 | 26.7 | 80.06 | [5 empty] | 23.3 | 73.94 |  |  |  | 23 | 73.4 |  |  |  |  | 17.8 | 64.04 |  |  |  |  | 13.9 | 57.02 | [5 empty] | 13.5 | 56.3 |  |  |  | 22.8 | 73.04 |  |  |  |  | 13.9 | 57.02 |  |  |  |  | 18.9 | 66.02
2004-06-25 | 22:00 | 20.6 | 69.08 | WEEKDAY | #N/A | 1990-06-25 | 22:00 | 22.2 | 71.96 |  |  | 2003-06-25 | 22:00 | 24 | 75.2 |  |  | 1994-06-25 | 22:00 | 25.6 | 78.08 | [5 empty] | 23.3 | 73.94 |  |  |  | 22 | 71.6 |  |  |  |  | 17.2 | 62.96 |  |  |  |  | 12.8 | 55.04 | [5 empty] | 11.1 | 51.98 |  |  |  | 22.2 | 71.96 |  |  |  |  | 12.8 | 55.04 |  |  |  |  | 16.1 | 60.98
2004-06-25 | 23:00 | 21.1 | 69.98 | WEEKDAY | #N/A | 1990-06-25 | 23:00 | 21.7 | 71.06 |  |  | 2003-06-25 | 23:00 | 24 | 75.2 |  |  | 1994-06-25 | 23:00 | 24.4 | 75.92 | [5 empty] | 22.2 | 71.96 |  |  |  | 22 | 71.6 |  |  |  |  | 17.2 | 62.96 |  |  |  |  | 11.7 | 53.06 | [5 empty] | 9.8 | 49.64 |  |  |  | 21.7 | 71.06 |  |  |  |  | 11.7 | 53.06 |  |  |  |  | 15 | 59
2004-06-25 | 24:00 | 21.1 | 69.98 | WEEKDAY | #N/A | 1990-06-25 | 24:00 | 21.7 | 71.06 |  |  | 2003-06-25 | 24:00 | 23 | 73.4 |  |  | 1994-06-25 | 24:00 | 23.3 | 73.94 | [5 empty] | 23.3 | 73.94 |  |  |  | 22 | 71.6 |  |  |  |  | 16.7 | 62.06 |  |  |  |  | 11.7 | 53.06 | [5 empty] | 8.5 | 47.3 |  |  |  | 21.1 | 69.98 |  |  |  |  | 10 | 50 |  |  |  |  | 13.9 | 57.02
2004-06-26 | 1:00 | 20.6 | 69.08 | SATURDAY | #N/A | 1990-06-26 | 1:00 | 20.6 | 69.08 |  |  | 2003-06-26 | 1:00 | 23 | 73.4 |  |  | 1994-06-26 | 1:00 | 22.2 | 71.96 | [5 empty] | 21.1 | 69.98 |  |  |  | 22 | 71.6 |  |  |  |  | 16.1 | 60.98 |  |  |  |  | 11.1 | 51.98 | [5 empty] | 7.2 | 44.96 |  |  |  | 21.1 | 69.98 |  |  |  |  | 8.3 | 46.94 |  |  |  |  | 15 | 59
2004-06-26 | 2:00 | 20.6 | 69.08 | SATURDAY | #N/A | 1990-06-26 | 2:00 | 20.6 | 69.08 |  |  | 2003-06-26 | 2:00 | 22 | 71.6 |  |  | 1994-06-26 | 2:00 | 21.7 | 71.06 | [5 empty] | 20 | 68 |  |  |  | 20 | 68 |  |  |  |  | 15 | 59 |  |  |  |  | 8.3 | 46.94 | [5 empty] | 7 | 44.6 |  |  |  | 21.1 | 69.98 |  |  |  |  | 8.3 | 46.94 |  |  |  |  | 15 | 59
2004-06-26 | 3:00 | 20.6 | 69.08 | SATURDAY | #N/A | 1990-06-26 | 3:00 | 20 | 68 |  |  | 2003-06-26 | 3:00 | 22 | 71.6 |  |  | 1994-06-26 | 3:00 | 21.1 | 69.98 | [5 empty] | 19.4 | 66.92 |  |  |  | 20 | 68 |  |  |  |  | 15 | 59 |  |  |  |  | 8.3 | 46.94 | [5 empty] | 6.9 | 44.42 |  |  |  | 21.1 | 69.98 |  |  |  |  | 7.8 | 46.04 |  |  |  |  | 14.4 | 57.92
2004-06-26 | 4:00 | 20.6 | 69.08 | SATURDAY | #N/A | 1990-06-26 | 4:00 | 19.4 | 66.92 |  |  | 2003-06-26 | 4:00 | 21 | 69.8 |  |  | 1994-06-26 | 4:00 | 20.6 | 69.08 | [5 empty] | 18.9 | 66.02 |  |  |  | 21 | 69.8 |  |  |  |  | 15 | 59 |  |  |  |  | 10 | 50 | [5 empty] | 6.7 | 44.06 |  |  |  | 20.6 | 69.08 |  |  |  |  | 7.2 | 44.96 |  |  |  |  | 14.4 | 57.92
2004-06-26 | 5:00 | 21.1 | 69.98 | SATURDAY | #N/A | 1990-06-26 | 5:00 | 19.4 | 66.92 |  |  | 2003-06-26 | 5:00 | 22 | 71.6 |  |  | 1994-06-26 | 5:00 | 20.6 | 69.08 | [5 empty] | 18.9 | 66.02 |  |  |  | 20 | 68 |  |  |  |  | 15 | 59 |  |  |  |  | 10 | 50 | [5 empty] | 8.4 | 47.12 |  |  |  | 20.6 | 69.08 |  |  |  |  | 6.7 | 44.06 |  |  |  |  | 13.9 | 57.02
2004-06-26 | 6:00 | 21.1 | 69.98 | SATURDAY | #N/A | 1990-06-26 | 6:00 | 19.4 | 66.92 |  |  | 2003-06-26 | 6:00 | 23 | 73.4 |  |  | 1994-06-26 | 6:00 | 21.7 | 71.06 | [5 empty] | 20.6 | 69.08 |  |  |  | 21 | 69.8 |  |  |  |  | 15.6 | 60.08 |  |  |  |  | 11.1 | 51.98 | [5 empty] | 10 | 50 |  |  |  | 20.6 | 69.08 |  |  |  |  | 8.9 | 48.02 |  |  |  |  | 13.3 | 55.94
2004-06-26 | 7:00 | 21.7 | 71.06 | SATURDAY | #N/A | 1990-06-26 | 7:00 | 21.1 | 69.98 |  |  | 2003-06-26 | 7:00 | 26 | 78.8 |  |  | 1994-06-26 | 7:00 | 23.3 | 73.94 | [5 empty] | 22.2 | 71.96 |  |  |  | 22 | 71.6 |  |  |  |  | 17.2 | 62.96 |  |  |  |  | 13.9 | 57.02 | [5 empty] | 11.7 | 53.06 |  |  |  | 20 | 68 |  |  |  |  | 11.1 | 51.98 |  |  |  |  | 12.8 | 55.04
2004-06-26 | 8:00 | 22.2 | 71.96 | SATURDAY | #N/A | 1990-06-26 | 8:00 | 22.8 | 73.04 |  |  | 2003-06-26 | 8:00 | 27 | 80.6 |  |  | 1994-06-26 | 8:00 | 23.9 | 75.02 | [5 empty] | 24.4 | 75.92 |  |  |  | 22 | 71.6 |  |  |  |  | 19.4 | 66.92 |  |  |  |  | 16.7 | 62.06 | [5 empty] | 14.8 | 58.64 |  |  |  | 21.7 | 71.06 |  |  |  |  | 15 | 59 |  |  |  |  | 12.8 | 55.04
2004-06-26 | 9:00 | 22.8 | 73.04 | SATURDAY | #N/A | 1990-06-26 | 9:00 | 23.9 | 75.02 |  |  | 2003-06-26 | 9:00 | 28 | 82.4 |  |  | 1994-06-26 | 9:00 | 25 | 77 | [5 empty] | 26.7 | 80.06 |  |  |  | 24 | 75.2 |  |  |  |  | 21.1 | 69.98 |  |  |  |  | 17.8 | 64.04 | [5 empty] | 18 | 64.4 |  |  |  | 23.3 | 73.94 |  |  |  |  | 18.3 | 64.94 |  |  |  |  | 12.8 | 55.04
2004-06-26 | 10:00 | 23.3 | 73.94 | SATURDAY | #N/A | 1990-06-26 | 10:00 | 25 | 77 |  |  | 2003-06-26 | 10:00 | 29 | 84.2 |  |  | 1994-06-26 | 10:00 | 26.1 | 78.98 | [5 empty] | 26.1 | 78.98 |  |  |  | 27 | 80.6 |  |  |  |  | 22.8 | 73.04 |  |  |  |  | 19.4 | 66.92 | [5 empty] | 21.1 | 69.98 |  |  |  | 23.3 | 73.94 |  |  |  |  | 20.6 | 69.08 |  |  |  |  | 13.9 | 57.02
2004-06-26 | 11:00 | 24.4 | 75.92 | SATURDAY | #N/A | 1990-06-26 | 11:00 | 26.7 | 80.06 |  |  | 2003-06-26 | 11:00 | 31 | 87.8 |  |  | 1994-06-26 | 11:00 | 27.8 | 82.04 | [5 empty] | 26.7 | 80.06 |  |  |  | 28 | 82.4 |  |  |  |  | 23.9 | 75.02 |  |  |  |  | 21.7 | 71.06 | [5 empty] | 22 | 71.6 |  |  |  | 23.3 | 73.94 |  |  |  |  | 22.2 | 71.96 |  |  |  |  | 14.4 | 57.92
2004-06-26 | 12:00 | 25.6 | 78.08 | SATURDAY | #N/A | 1990-06-26 | 12:00 | 27.2 | 80.96 |  |  | 2003-06-26 | 12:00 | 31 | 87.8 |  |  | 1994-06-26 | 12:00 | 26.7 | 80.06 | [5 empty] | 26.7 | 80.06 |  |  |  | 30 | 86 |  |  |  |  | 24.4 | 75.92 |  |  |  |  | 21.7 | 71.06 | [5 empty] | 23 | 73.4 |  |  |  | 24.4 | 75.92 |  |  |  |  | 23.3 | 73.94 |  |  |  |  | 14.4 | 57.92
2004-06-26 | 13:00 | 24.4 | 75.92 | SATURDAY | #N/A | 1990-06-26 | 13:00 | 28.3 | 82.94 |  |  | 2003-06-26 | 13:00 | 32 | 89.6 |  |  | 1994-06-26 | 13:00 | 27.2 | 80.96 | [5 empty] | 27.2 | 80.96 |  |  |  | 31 | 87.8 |  |  |  |  | 25.6 | 78.08 |  |  |  |  | 22.2 | 71.96 | [5 empty] | 23.9 | 75.02 |  |  |  | 26.1 | 78.98 |  |  |  |  | 24.4 | 75.92 |  |  |  |  | 14.4 | 57.92
2004-06-26 | 14:00 | 25 | 77 | SATURDAY | #N/A | 1990-06-26 | 14:00 | 28.9 | 84.02 |  |  | 2003-06-26 | 14:00 | 32 | 89.6 |  |  | 1994-06-26 | 14:00 | 27.2 | 80.96 | [5 empty] | 27.2 | 80.96 |  |  |  | 32 | 89.6 |  |  |  |  | 25 | 77 |  |  |  |  | 21.7 | 71.06 | [5 empty] | 24.5 | 76.1 |  |  |  | 27.2 | 80.96 |  |  |  |  | 25.6 | 78.08 |  |  |  |  | 13.9 | 57.02
2004-06-26 | 15:00 | 25.6 | 78.08 | SATURDAY | #N/A | 1990-06-26 | 15:00 | 27.8 | 82.04 |  |  | 2003-06-26 | 15:00 | 33 | 91.4 |  |  | 1994-06-26 | 15:00 | 27.2 | 80.96 | [5 empty] | 26.1 | 78.98 |  |  |  | 32 | 89.6 |  |  |  |  | 26.7 | 80.06 |  |  |  |  | 21.7 | 71.06 | [5 empty] | 25 | 77 |  |  |  | 27.8 | 82.04 |  |  |  |  | 24.4 | 75.92 |  |  |  |  | 13.9 | 57.02
2004-06-26 | 16:00 | 25.6 | 78.08 | SATURDAY | #N/A | 1990-06-26 | 16:00 | 27.8 | 82.04 |  |  | 2003-06-26 | 16:00 | 33 | 91.4 |  |  | 1994-06-26 | 16:00 | 26.1 | 78.98 | [5 empty] | 26.7 | 80.06 |  |  |  | 32 | 89.6 |  |  |  |  | 26.1 | 78.98 |  |  |  |  | 21.7 | 71.06 | [5 empty] | 25.6 | 78.08 |  |  |  | 28.3 | 82.94 |  |  |  |  | 23.9 | 75.02 |  |  |  |  | 13.9 | 57.02
2004-06-26 | 17:00 | 24.4 | 75.92 | SATURDAY | #N/A | 1990-06-26 | 17:00 | 26.7 | 80.06 |  |  | 2003-06-26 | 17:00 | 32 | 89.6 |  |  | 1994-06-26 | 17:00 | 25.6 | 78.08 | [5 empty] | 25.6 | 78.08 |  |  |  | 31 | 87.8 |  |  |  |  | 26.1 | 78.98 |  |  |  |  | 21.1 | 69.98 | [5 empty] | 25 | 77 |  |  |  | 26.7 | 80.06 |  |  |  |  | 23.3 | 73.94 |  |  |  |  | 15 | 59
2004-06-26 | 18:00 | 24.4 | 75.92 | SATURDAY | #N/A | 1990-06-26 | 18:00 | 25.6 | 78.08 |  |  | 2003-06-26 | 18:00 | 32 | 89.6 |  |  | 1994-06-26 | 18:00 | 24.4 | 75.92 | [5 empty] | 25 | 77 |  |  |  | 29 | 84.2 |  |  |  |  | 25 | 77 |  |  |  |  | 21.1 | 69.98 | [5 empty] | 24.5 | 76.1 |  |  |  | 25 | 77 |  |  |  |  | 21.1 | 69.98 |  |  |  |  | 15 | 59
2004-06-26 | 19:00 | 23.3 | 73.94 | SATURDAY | #N/A | 1990-06-26 | 19:00 | 26.1 | 78.98 |  |  | 2003-06-26 | 19:00 | 29 | 84.2 |  |  | 1994-06-26 | 19:00 | 23.3 | 73.94 | [5 empty] | 23.9 | 75.02 |  |  |  | 28 | 82.4 |  |  |  |  | 22.8 | 73.04 |  |  |  |  | 20 | 68 | [5 empty] | 23.9 | 75.02 |  |  |  | 25 | 77 |  |  |  |  | 20 | 68 |  |  |  |  | 14.4 | 57.92
2004-06-26 | 20:00 | 22.8 | 73.04 | SATURDAY | #N/A | 1990-06-26 | 20:00 | 25.6 | 78.08 |  |  | 2003-06-26 | 20:00 | 26 | 78.8 |  |  | 1994-06-26 | 20:00 | 22.8 | 73.04 | [5 empty] | 23.3 | 73.94 |  |  |  | 27 | 80.6 |  |  |  |  | 21.7 | 71.06 |  |  |  |  | 18.9 | 66.02 | [5 empty] | 22.6 | 72.68 |  |  |  | 23.3 | 73.94 |  |  |  |  | 18.9 | 66.02 |  |  |  |  | 13.9 | 57.02
2004-06-26 | 21:00 | 22.2 | 71.96 | SATURDAY | #N/A | 1990-06-26 | 21:00 | 25 | 77 |  |  | 2003-06-26 | 21:00 | 26 | 78.8 |  |  | 1994-06-26 | 21:00 | 22.2 | 71.96 | [5 empty] | 22.8 | 73.04 |  |  |  | 27 | 80.6 |  |  |  |  | 21.1 | 69.98 |  |  |  |  | 17.8 | 64.04 | [5 empty] | 21.3 | 70.34 |  |  |  | 22.2 | 71.96 |  |  |  |  | 17.2 | 62.96 |  |  |  |  | 13.3 | 55.94
2004-06-26 | 22:00 | 21.7 | 71.06 | SATURDAY | #N/A | 1990-06-26 | 22:00 | 24.4 | 75.92 |  |  | 2003-06-26 | 22:00 | 26 | 78.8 |  |  | 1994-06-26 | 22:00 | 22.2 | 71.96 | [5 empty] | 22.2 | 71.96 |  |  |  | 25 | 77 |  |  |  |  | 21.1 | 69.98 |  |  |  |  | 16.7 | 62.06 | [5 empty] | 20 | 68 |  |  |  | 21.7 | 71.06 |  |  |  |  | 16.7 | 62.06 |  |  |  |  | 13.3 | 55.94
2004-06-26 | 23:00 | 20.6 | 69.08 | SATURDAY | #N/A | 1990-06-26 | 23:00 | 23.9 | 75.02 |  |  | 2003-06-26 | 23:00 | 24 | 75.2 |  |  | 1994-06-26 | 23:00 | 21.7 | 71.06 | [5 empty] | 22.2 | 71.96 |  |  |  | 23.9 | 75.02 |  |  |  |  | 20 | 68 |  |  |  |  | 17.2 | 62.96 | [5 empty] | 19.8 | 67.64 |  |  |  | 21.7 | 71.06 |  |  |  |  | 13.9 | 57.02 |  |  |  |  | 12.8 | 55.04
2004-06-26 | 24:00 | 20 | 68 | SATURDAY | #N/A | 1990-06-26 | 24:00 | 23.3 | 73.94 |  |  | 2003-06-26 | 24:00 | 24 | 75.2 |  |  | 1994-06-26 | 24:00 | 21.7 | 71.06 | [5 empty] | 22.2 | 71.96 |  |  |  | 23 | 73.4 |  |  |  |  | 20 | 68 |  |  |  |  | 17.2 | 62.96 | [5 empty] | 19.6 | 67.28 |  |  |  | 21.1 | 69.98 |  |  |  |  | 15.6 | 60.08 |  |  |  |  | 12.2 | 53.96
2004-06-27 | 1:00 | 19.4 | 66.92 | SUNDAY | #N/A | 1990-06-27 | 1:00 | 23.3 | 73.94 |  |  | 2003-06-27 | 1:00 | 25 | 77 |  |  | 1994-06-27 | 1:00 | 21.1 | 69.98 | [5 empty] | 22.8 | 73.04 |  |  |  | 23 | 73.4 |  |  |  |  | 20 | 68 |  |  |  |  | 16.7 | 62.06 | [5 empty] | 19.4 | 66.92 |  |  |  | 20.6 | 69.08 |  |  |  |  | 16.7 | 62.06 |  |  |  |  | 11.7 | 53.06
2004-06-27 | 2:00 | 18.9 | 66.02 | SUNDAY | #N/A | 1990-06-27 | 2:00 | 22.8 | 73.04 |  |  | 2003-06-27 | 2:00 | 23 | 73.4 |  |  | 1994-06-27 | 2:00 | 21.7 | 71.06 | [5 empty] | 22.8 | 73.04 |  |  |  | 24 | 75.2 |  |  |  |  | 19.4 | 66.92 |  |  |  |  | 16.1 | 60.98 | [5 empty] | 18.7 | 65.66 |  |  |  | 21.1 | 69.98 |  |  |  |  | 17.2 | 62.96 |  |  |  |  | 11.1 | 51.98
2004-06-27 | 3:00 | 18.3 | 64.94 | SUNDAY | #N/A | 1990-06-27 | 3:00 | 22.8 | 73.04 |  |  | 2003-06-27 | 3:00 | 23 | 73.4 |  |  | 1994-06-27 | 3:00 | 21.7 | 71.06 | [5 empty] | 22.8 | 73.04 |  |  |  | 22.9 | 73.22 |  |  |  |  | 19.4 | 66.92 |  |  |  |  | 15.6 | 60.08 | [5 empty] | 17.9 | 64.22 |  |  |  | 20 | 68 |  |  |  |  | 17.2 | 62.96 |  |  |  |  | 11.1 | 51.98
2004-06-27 | 4:00 | 17.8 | 64.04 | SUNDAY | #N/A | 1990-06-27 | 4:00 | 22.8 | 73.04 |  |  | 2003-06-27 | 4:00 | 23 | 73.4 |  |  | 1994-06-27 | 4:00 | 21.7 | 71.06 | [5 empty] | 22.8 | 73.04 |  |  |  | 21.8 | 71.24 |  |  |  |  | 19.4 | 66.92 |  |  |  |  | 15 | 59 | [5 empty] | 17.2 | 62.96 |  |  |  | 20.6 | 69.08 |  |  |  |  | 17.2 | 62.96 |  |  |  |  | 10.6 | 51.08
2004-06-27 | 5:00 | 17.8 | 64.04 | SUNDAY | #N/A | 1990-06-27 | 5:00 | 22.8 | 73.04 |  |  | 2003-06-27 | 5:00 | 22 | 71.6 |  |  | 1994-06-27 | 5:00 | 21.1 | 69.98 | [5 empty] | 22.8 | 73.04 |  |  |  | 21 | 69.8 |  |  |  |  | 19.4 | 66.92 |  |  |  |  | 15.6 | 60.08 | [5 empty] | 17.8 | 64.04 |  |  |  | 21.1 | 69.98 |  |  |  |  | 16.7 | 62.06 |  |  |  |  | 10.6 | 51.08
2004-06-27 | 6:00 | 17.8 | 64.04 | SUNDAY | #N/A | 1990-06-27 | 6:00 | 22.8 | 73.04 |  |  | 2003-06-27 | 6:00 | 24 | 75.2 |  |  | 1994-06-27 | 6:00 | 21.7 | 71.06 | [5 empty] | 22.8 | 73.04 |  |  |  | 21 | 69.8 |  |  |  |  | 19.4 | 66.92 |  |  |  |  | 17.2 | 62.96 | [5 empty] | 18.3 | 64.94 |  |  |  | 21.7 | 71.06 |  |  |  |  | 17.2 | 62.96 |  |  |  |  | 11.7 | 53.06
2004-06-27 | 7:00 | 18.3 | 64.94 | SUNDAY | #N/A | 1990-06-27 | 7:00 | 23.3 | 73.94 |  |  | 2003-06-27 | 7:00 | 26 | 78.8 |  |  | 1994-06-27 | 7:00 | 22.8 | 73.04 | [5 empty] | 23.9 | 75.02 |  |  |  | 24 | 75.2 |  |  |  |  | 19.4 | 66.92 |  |  |  |  | 18.9 | 66.02 | [5 empty] | 18.9 | 66.02 |  |  |  | 23.3 | 73.94 |  |  |  |  | 18.3 | 64.94 |  |  |  |  | 14.4 | 57.92
2004-06-27 | 8:00 | 19.4 | 66.92 | SUNDAY | #N/A | 1990-06-27 | 8:00 | 25 | 77 |  |  | 2003-06-27 | 8:00 | 27 | 80.6 |  |  | 1994-06-27 | 8:00 | 23.3 | 73.94 | [5 empty] | 24.4 | 75.92 |  |  |  | 26 | 78.8 |  |  |  |  | 18.9 | 66.02 |  |  |  |  | 20.6 | 69.08 | [5 empty] | 20.4 | 68.72 |  |  |  | 25 | 77 |  |  |  |  | 19.4 | 66.92 |  |  |  |  | 16.7 | 62.06
2004-06-27 | 9:00 | 20.6 | 69.08 | SUNDAY | #N/A | 1990-06-27 | 9:00 | 26.1 | 78.98 |  |  | 2003-06-27 | 9:00 | 28 | 82.4 |  |  | 1994-06-27 | 9:00 | 24.4 | 75.92 | [5 empty] | 25.6 | 78.08 |  |  |  | 27 | 80.6 |  |  |  |  | 20.6 | 69.08 |  |  |  |  | 22.2 | 71.96 | [5 empty] | 21.8 | 71.24 |  |  |  | 26.7 | 80.06 |  |  |  |  | 22.8 | 73.04 |  |  |  |  | 18.3 | 64.94
2004-06-27 | 10:00 | 22.2 | 71.96 | SUNDAY | #N/A | 1990-06-27 | 10:00 | 26.1 | 78.98 |  |  | 2003-06-27 | 10:00 | 29 | 84.2 |  |  | 1994-06-27 | 10:00 | 24.4 | 75.92 | [5 empty] | 25 | 77 |  |  |  | 28 | 82.4 |  |  |  |  | 20.6 | 69.08 |  |  |  |  | 24.4 | 75.92 | [5 empty] | 23.3 | 73.94 |  |  |  | 27.2 | 80.96 |  |  |  |  | 23.9 | 75.02 |  |  |  |  | 20 | 68
2004-06-27 | 11:00 | 23.3 | 73.94 | SUNDAY | #N/A | 1990-06-27 | 11:00 | 28.3 | 82.94 |  |  | 2003-06-27 | 11:00 | 30 | 86 |  |  | 1994-06-27 | 11:00 | 25 | 77 | [5 empty] | 25 | 77 |  |  |  | 28 | 82.4 |  |  |  |  | 21.7 | 71.06 |  |  |  |  | 26.1 | 78.98 | [5 empty] | 24.2 | 75.56 |  |  |  | 28.3 | 82.94 |  |  |  |  | 24.4 | 75.92 |  |  |  |  | 22.2 | 71.96
2004-06-27 | 12:00 | 24.4 | 75.92 | SUNDAY | #N/A | 1990-06-27 | 12:00 | 30 | 86 |  |  | 2003-06-27 | 12:00 | 31 | 87.8 |  |  | 1994-06-27 | 12:00 | 26.1 | 78.98 | [5 empty] | 26.1 | 78.98 |  |  |  | 29 | 84.2 |  |  |  |  | 23.3 | 73.94 |  |  |  |  | 25.6 | 78.08 | [5 empty] | 25.2 | 77.36 |  |  |  | 30 | 86 |  |  |  |  | 25 | 77 |  |  |  |  | 23.3 | 73.94
2004-06-27 | 13:00 | 25 | 77 | SUNDAY | #N/A | 1990-06-27 | 13:00 | 30 | 86 |  |  | 2003-06-27 | 13:00 | 31 | 87.8 |  |  | 1994-06-27 | 13:00 | 26.7 | 80.06 | [5 empty] | 26.7 | 80.06 |  |  |  | 28 | 82.4 |  |  |  |  | 22.2 | 71.96 |  |  |  |  | 25.6 | 78.08 | [5 empty] | 26.1 | 78.98 |  |  |  | 30.6 | 87.08 |  |  |  |  | 26.7 | 80.06 |  |  |  |  | 23.9 | 75.02
2004-06-27 | 14:00 | 25.6 | 78.08 | SUNDAY | #N/A | 1990-06-27 | 14:00 | 28.9 | 84.02 |  |  | 2003-06-27 | 14:00 | 30 | 86 |  |  | 1994-06-27 | 14:00 | 27.2 | 80.96 | [5 empty] | 26.7 | 80.06 |  |  |  | 22 | 71.6 |  |  |  |  | 21.1 | 69.98 |  |  |  |  | 27.2 | 80.96 | [5 empty] | 26.1 | 78.98 |  |  |  | 27.2 | 80.96 |  |  |  |  | 27.8 | 82.04 |  |  |  |  | 25.6 | 78.08
2004-06-27 | 15:00 | 26.1 | 78.98 | SUNDAY | #N/A | 1990-06-27 | 15:00 | 28.3 | 82.94 |  |  | 2003-06-27 | 15:00 | 31 | 87.8 |  |  | 1994-06-27 | 15:00 | 22.2 | 71.96 | [5 empty] | 26.7 | 80.06 |  |  |  | 24 | 75.2 |  |  |  |  | 18.3 | 64.94 |  |  |  |  | 28.3 | 82.94 | [5 empty] | 26.1 | 78.98 |  |  |  | 25.6 | 78.08 |  |  |  |  | 25 | 77 |  |  |  |  | 25 | 77
2004-06-27 | 16:00 | 26.1 | 78.98 | SUNDAY | #N/A | 1990-06-27 | 16:00 | 27.2 | 80.96 |  |  | 2003-06-27 | 16:00 | 31 | 87.8 |  |  | 1994-06-27 | 16:00 | 23.9 | 75.02 | [5 empty] | 25.6 | 78.08 |  |  |  | 23 | 73.4 |  |  |  |  | 18.9 | 66.02 |  |  |  |  | 29.4 | 84.92 | [5 empty] | 26.1 | 78.98 |  |  |  | 26.1 | 78.98 |  |  |  |  | 23.3 | 73.94 |  |  |  |  | 25.6 | 78.08
2004-06-27 | 17:00 | 26.1 | 78.98 | SUNDAY | #N/A | 1990-06-27 | 17:00 | 26.1 | 78.98 |  |  | 2003-06-27 | 17:00 | 30 | 86 |  |  | 1994-06-27 | 17:00 | 22.8 | 73.04 | [5 empty] | 25.6 | 78.08 |  |  |  | 22 | 71.6 |  |  |  |  | 18.3 | 64.94 |  |  |  |  | 27.8 | 82.04 | [5 empty] | 23.5 | 74.3 |  |  |  | 26.7 | 80.06 |  |  |  |  | 22.8 | 73.04 |  |  |  |  | 25.6 | 78.08
2004-06-27 | 18:00 | 26.1 | 78.98 | SUNDAY | #N/A | 1990-06-27 | 18:00 | 26.1 | 78.98 |  |  | 2003-06-27 | 18:00 | 28 | 82.4 |  |  | 1994-06-27 | 18:00 | 22.8 | 73.04 | [5 empty] | 25 | 77 |  |  |  | 23 | 73.4 |  |  |  |  | 17.8 | 64.04 |  |  |  |  | 26.7 | 80.06 | [5 empty] | 20.9 | 69.62 |  |  |  | 25.6 | 78.08 |  |  |  |  | 21.1 | 69.98 |  |  |  |  | 24.4 | 75.92
2004-06-27 | 19:00 | 25.6 | 78.08 | SUNDAY | #N/A | 1990-06-27 | 19:00 | 25 | 77 |  |  | 2003-06-27 | 19:00 | 26 | 78.8 |  |  | 1994-06-27 | 19:00 | 21.7 | 71.06 | [5 empty] | 23.9 | 75.02 |  |  |  | 22 | 71.6 |  |  |  |  | 17.8 | 64.04 |  |  |  |  | 25 | 77 | [5 empty] | 18.3 | 64.94 |  |  |  | 24.4 | 75.92 |  |  |  |  | 20.6 | 69.08 |  |  |  |  | 22.8 | 73.04
2004-06-27 | 20:00 | 25 | 77 | SUNDAY | #N/A | 1990-06-27 | 20:00 | 26.1 | 78.98 |  |  | 2003-06-27 | 20:00 | 25 | 77 |  |  | 1994-06-27 | 20:00 | 20.6 | 69.08 | [5 empty] | 23.3 | 73.94 |  |  |  | 21 | 69.8 |  |  |  |  | 17.8 | 64.04 |  |  |  |  | 23.9 | 75.02 | [5 empty] | 18.3 | 64.94 |  |  |  | 23.9 | 75.02 |  |  |  |  | 19.4 | 66.92 |  |  |  |  | 18.9 | 66.02
2004-06-27 | 21:00 | 24.4 | 75.92 | SUNDAY | #N/A | 1990-06-27 | 21:00 | 26.1 | 78.98 |  |  | 2003-06-27 | 21:00 | 24 | 75.2 |  |  | 1994-06-27 | 21:00 | 21.1 | 69.98 | [5 empty] | 23.3 | 73.94 |  |  |  | 20 | 68 |  |  |  |  | 18.3 | 64.94 |  |  |  |  | 23.3 | 73.94 | [5 empty] | 18.3 | 64.94 |  |  |  | 22.2 | 71.96 |  |  |  |  | 19.4 | 66.92 |  |  |  |  | 16.1 | 60.98
2004-06-27 | 22:00 | 23.9 | 75.02 | SUNDAY | #N/A | 1990-06-27 | 22:00 | 25 | 77 |  |  | 2003-06-27 | 22:00 | 23 | 73.4 |  |  | 1994-06-27 | 22:00 | 20.6 | 69.08 | [5 empty] | 22.8 | 73.04 |  |  |  | 18 | 64.4 |  |  |  |  | 18.3 | 64.94 |  |  |  |  | 23.3 | 73.94 | [5 empty] | 18.3 | 64.94 |  |  |  | 21.7 | 71.06 |  |  |  |  | 19.4 | 66.92 |  |  |  |  | 16.1 | 60.98
2004-06-27 | 23:00 | 23.3 | 73.94 | SUNDAY | #N/A | 1990-06-27 | 23:00 | 25 | 77 |  |  | 2003-06-27 | 23:00 | 21 | 69.8 |  |  | 1994-06-27 | 23:00 | 20 | 68 | [5 empty] | 21.7 | 71.06 |  |  |  | 17 | 62.6 |  |  |  |  | 18.3 | 64.94 |  |  |  |  | 22.8 | 73.04 | [5 empty] | 17.8 | 64.04 |  |  |  | 20.6 | 69.08 |  |  |  |  | 18.3 | 64.94 |  |  |  |  | 14.4 | 57.92
2004-06-27 | 24:00 | 23.3 | 73.94 | SUNDAY | #N/A | 1990-06-27 | 24:00 | 25 | 77 |  |  | 2003-06-27 | 24:00 | 20 | 68 |  |  | 1994-06-27 | 24:00 | 20.6 | 69.08 | [5 empty] | 21.7 | 71.06 |  |  |  | 16 | 60.8 |  |  |  |  | 17.8 | 64.04 |  |  |  |  | 21.7 | 71.06 | [5 empty] | 17.2 | 62.96 |  |  |  | 21.1 | 69.98 |  |  |  |  | 18.3 | 64.94 |  |  |  |  | 12.2 | 53.96
2004-06-28 | 1:00 | 22.2 | 71.96 | WEEKDAY | #N/A | 1990-06-28 | 1:00 | 24.4 | 75.92 |  |  | 2003-06-28 | 1:00 | 18 | 64.4 |  |  | 1994-06-28 | 1:00 | 19.4 | 66.92 | [5 empty] | 21.1 | 69.98 |  |  |  | 16 | 60.8 |  |  |  |  | 17.2 | 62.96 |  |  |  |  | 21.1 | 69.98 | [5 empty] | 16.7 | 62.06 |  |  |  | 20 | 68 |  |  |  |  | 18.3 | 64.94 |  |  |  |  | 11.7 | 53.06
2004-06-28 | 2:00 | 21.1 | 69.98 | WEEKDAY | #N/A | 1990-06-28 | 2:00 | 25 | 77 |  |  | 2003-06-28 | 2:00 | 17 | 62.6 |  |  | 1994-06-28 | 2:00 | 19.4 | 66.92 | [5 empty] | 21.1 | 69.98 |  |  |  | 16 | 60.8 |  |  |  |  | 17.2 | 62.96 |  |  |  |  | 22.2 | 71.96 | [5 empty] | 16.7 | 62.06 |  |  |  | 19.4 | 66.92 |  |  |  |  | 16.7 | 62.06 |  |  |  |  | 11.1 | 51.98
2004-06-28 | 3:00 | 21.1 | 69.98 | WEEKDAY | #N/A | 1990-06-28 | 3:00 | 23.3 | 73.94 |  |  | 2003-06-28 | 3:00 | 17 | 62.6 |  |  | 1994-06-28 | 3:00 | 18.9 | 66.02 | [5 empty] | 20.6 | 69.08 |  |  |  | 16 | 60.8 |  |  |  |  | 16.7 | 62.06 |  |  |  |  | 22.8 | 73.04 | [5 empty] | 16.7 | 62.06 |  |  |  | 18.9 | 66.02 |  |  |  |  | 16.7 | 62.06 |  |  |  |  | 11.1 | 51.98
2004-06-28 | 4:00 | 21.1 | 69.98 | WEEKDAY | #N/A | 1990-06-28 | 4:00 | 22.2 | 71.96 |  |  | 2003-06-28 | 4:00 | 17 | 62.6 |  |  | 1994-06-28 | 4:00 | 19.4 | 66.92 | [5 empty] | 20.6 | 69.08 |  |  |  | 16 | 60.8 |  |  |  |  | 15.6 | 60.08 |  |  |  |  | 21.1 | 69.98 | [5 empty] | 16.7 | 62.06 |  |  |  | 17.8 | 64.04 |  |  |  |  | 16.7 | 62.06 |  |  |  |  | 10.6 | 51.08
2004-06-28 | 5:00 | 20 | 68 | WEEKDAY | #N/A | 1990-06-28 | 5:00 | 22.2 | 71.96 |  |  | 2003-06-28 | 5:00 | 18 | 64.4 |  |  | 1994-06-28 | 5:00 | 19.4 | 66.92 | [5 empty] | 20 | 68 |  |  |  | 15 | 59 |  |  |  |  | 15.6 | 60.08 |  |  |  |  | 20.6 | 69.08 | [5 empty] | 17.2 | 62.96 |  |  |  | 17.2 | 62.96 |  |  |  |  | 16.7 | 62.06 |  |  |  |  | 11.7 | 53.06
2004-06-28 | 6:00 | 20.6 | 69.08 | WEEKDAY | #N/A | 1990-06-28 | 6:00 | 22.8 | 73.04 |  |  | 2003-06-28 | 6:00 | 18 | 64.4 |  |  | 1994-06-28 | 6:00 | 19.4 | 66.92 | [5 empty] | 21.1 | 69.98 |  |  |  | 16 | 60.8 |  |  |  |  | 15.6 | 60.08 |  |  |  |  | 21.1 | 69.98 | [5 empty] | 17.8 | 64.04 |  |  |  | 17.2 | 62.96 |  |  |  |  | 15.6 | 60.08 |  |  |  |  | 14.4 | 57.92
2004-06-28 | 7:00 | 21.1 | 69.98 | WEEKDAY | #N/A | 1990-06-28 | 7:00 | 23.9 | 75.02 |  |  | 2003-06-28 | 7:00 | 19 | 66.2 |  |  | 1994-06-28 | 7:00 | 21.1 | 69.98 | [5 empty] | 21.7 | 71.06 |  |  |  | 19 | 66.2 |  |  |  |  | 15.6 | 60.08 |  |  |  |  | 22.2 | 71.96 | [5 empty] | 18.3 | 64.94 |  |  |  | 17.8 | 64.04 |  |  |  |  | 16.1 | 60.98 |  |  |  |  | 17.2 | 62.96
2004-06-28 | 8:00 | 22.2 | 71.96 | WEEKDAY | #N/A | 1990-06-28 | 8:00 | 25.6 | 78.08 |  |  | 2003-06-28 | 8:00 | 21 | 69.8 |  |  | 1994-06-28 | 8:00 | 20.6 | 69.08 | [5 empty] | 22.8 | 73.04 |  |  |  | 21 | 69.8 |  |  |  |  | 15.6 | 60.08 |  |  |  |  | 22.2 | 71.96 | [5 empty] | 17.8 | 64.04 |  |  |  | 18.9 | 66.02 |  |  |  |  | 16.7 | 62.06 |  |  |  |  | 20 | 68
2004-06-28 | 9:00 | 23.9 | 75.02 | WEEKDAY | #N/A | 1990-06-28 | 9:00 | 26.7 | 80.06 |  |  | 2003-06-28 | 9:00 | 22 | 71.6 |  |  | 1994-06-28 | 9:00 | 21.7 | 71.06 | [5 empty] | 23.9 | 75.02 |  |  |  | 21 | 69.8 |  |  |  |  | 16.1 | 60.98 |  |  |  |  | 23.9 | 75.02 | [5 empty] | 17.2 | 62.96 |  |  |  | 20.6 | 69.08 |  |  |  |  | 17.2 | 62.96 |  |  |  |  | 21.7 | 71.06
2004-06-28 | 10:00 | 24.4 | 75.92 | WEEKDAY | #N/A | 1990-06-28 | 10:00 | 27.2 | 80.96 |  |  | 2003-06-28 | 10:00 | 23 | 73.4 |  |  | 1994-06-28 | 10:00 | 25 | 77 | [5 empty] | 24.4 | 75.92 |  |  |  | 23 | 73.4 |  |  |  |  | 17.2 | 62.96 |  |  |  |  | 25.6 | 78.08 | [5 empty] | 16.7 | 62.06 |  |  |  | 22.8 | 73.04 |  |  |  |  | 17.2 | 62.96 |  |  |  |  | 23.9 | 75.02
2004-06-28 | 11:00 | 24.4 | 75.92 | WEEKDAY | #N/A | 1990-06-28 | 11:00 | 28.9 | 84.02 |  |  | 2003-06-28 | 11:00 | 24 | 75.2 |  |  | 1994-06-28 | 11:00 | 24.4 | 75.92 | [5 empty] | 25.6 | 78.08 |  |  |  | 25 | 77 |  |  |  |  | 17.8 | 64.04 |  |  |  |  | 27.2 | 80.96 | [5 empty] | 16.9 | 62.42 |  |  |  | 22.2 | 71.96 |  |  |  |  | 17.2 | 62.96 |  |  |  |  | 25 | 77
2004-06-28 | 12:00 | 26.1 | 78.98 | WEEKDAY | #N/A | 1990-06-28 | 12:00 | 30 | 86 |  |  | 2003-06-28 | 12:00 | 25 | 77 |  |  | 1994-06-28 | 12:00 | 23.3 | 73.94 | [5 empty] | 25.6 | 78.08 |  |  |  | 25 | 77 |  |  |  |  | 18.9 | 66.02 |  |  |  |  | 28.3 | 82.94 | [5 empty] | 17 | 62.6 |  |  |  | 22.2 | 71.96 |  |  |  |  | 17.2 | 62.96 |  |  |  |  | 26.1 | 78.98
2004-06-28 | 13:00 | 25 | 77 | WEEKDAY | #N/A | 1990-06-28 | 13:00 | 30.6 | 87.08 |  |  | 2003-06-28 | 13:00 | 26 | 78.8 |  |  | 1994-06-28 | 13:00 | 23.9 | 75.02 | [5 empty] | 24.4 | 75.92 |  |  |  | 25 | 77 |  |  |  |  | 20.6 | 69.08 |  |  |  |  | 28.9 | 84.02 | [5 empty] | 17.2 | 62.96 |  |  |  | 23.3 | 73.94 |  |  |  |  | 17.8 | 64.04 |  |  |  |  | 25.6 | 78.08
2004-06-28 | 14:00 | 25 | 77 | WEEKDAY | #N/A | 1990-06-28 | 14:00 | 30 | 86 |  |  | 2003-06-28 | 14:00 | 27 | 80.6 |  |  | 1994-06-28 | 14:00 | 21.7 | 71.06 | [5 empty] | 25 | 77 |  |  |  | 27 | 80.6 |  |  |  |  | 21.1 | 69.98 |  |  |  |  | 28.9 | 84.02 | [5 empty] | 17.8 | 64.04 |  |  |  | 23.9 | 75.02 |  |  |  |  | 18.9 | 66.02 |  |  |  |  | 27.2 | 80.96
2004-06-28 | 15:00 | 24.4 | 75.92 | WEEKDAY | #N/A | 1990-06-28 | 15:00 | 30.6 | 87.08 |  |  | 2003-06-28 | 15:00 | 26 | 78.8 |  |  | 1994-06-28 | 15:00 | 22.8 | 73.04 | [5 empty] | 25 | 77 |  |  |  | 28 | 82.4 |  |  |  |  | 21.1 | 69.98 |  |  |  |  | 29.4 | 84.92 | [5 empty] | 18.3 | 64.94 |  |  |  | 25 | 77 |  |  |  |  | 18.9 | 66.02 |  |  |  |  | 27.8 | 82.04
2004-06-28 | 16:00 | 24.4 | 75.92 | WEEKDAY | #N/A | 1990-06-28 | 16:00 | 30.6 | 87.08 |  |  | 2003-06-28 | 16:00 | 27 | 80.6 |  |  | 1994-06-28 | 16:00 | 23.3 | 73.94 | [5 empty] | 25 | 77 |  |  |  | 27 | 80.6 |  |  |  |  | 21.7 | 71.06 |  |  |  |  | 28.9 | 84.02 | [5 empty] | 18.9 | 66.02 |  |  |  | 26.1 | 78.98 |  |  |  |  | 18.9 | 66.02 |  |  |  |  | 27.2 | 80.96
2004-06-28 | 17:00 | 24.4 | 75.92 | WEEKDAY | #N/A | 1990-06-28 | 17:00 | 28.9 | 84.02 |  |  | 2003-06-28 | 17:00 | 26 | 78.8 |  |  | 1994-06-28 | 17:00 | 22.8 | 73.04 | [5 empty] | 24.4 | 75.92 |  |  |  | 26 | 78.8 |  |  |  |  | 22.2 | 71.96 |  |  |  |  | 29.4 | 84.92 | [5 empty] | 18.5 | 65.3 |  |  |  | 26.1 | 78.98 |  |  |  |  | 18.3 | 64.94 |  |  |  |  | 26.7 | 80.06
2004-06-28 | 18:00 | 23.9 | 75.02 | WEEKDAY | #N/A | 1990-06-28 | 18:00 | 30 | 86 |  |  | 2003-06-28 | 18:00 | 24 | 75.2 |  |  | 1994-06-28 | 18:00 | 22.8 | 73.04 | [5 empty] | 23.9 | 75.02 |  |  |  | 25.2 | 77.36 |  |  |  |  | 21.7 | 71.06 |  |  |  |  | 28.9 | 84.02 | [5 empty] | 18.2 | 64.76 |  |  |  | 21.7 | 71.06 |  |  |  |  | 18.3 | 64.94 |  |  |  |  | 25 | 77
2004-06-28 | 19:00 | 23.3 | 73.94 | WEEKDAY | #N/A | 1990-06-28 | 19:00 | 28.3 | 82.94 |  |  | 2003-06-28 | 19:00 | 22 | 71.6 |  |  | 1994-06-28 | 19:00 | 24.4 | 75.92 | [5 empty] | 22.8 | 73.04 |  |  |  | 24 | 75.2 |  |  |  |  | 20.6 | 69.08 |  |  |  |  | 26.7 | 80.06 | [5 empty] | 17.8 | 64.04 |  |  |  | 21.7 | 71.06 |  |  |  |  | 17.8 | 64.04 |  |  |  |  | 23.9 | 75.02
2004-06-28 | 20:00 | 22.8 | 73.04 | WEEKDAY | #N/A | 1990-06-28 | 20:00 | 27.2 | 80.96 |  |  | 2003-06-28 | 20:00 | 22 | 71.6 |  |  | 1994-06-28 | 20:00 | 22.2 | 71.96 | [5 empty] | 21.7 | 71.06 |  |  |  | 23 | 73.4 |  |  |  |  | 19.4 | 66.92 |  |  |  |  | 25 | 77 | [5 empty] | 16.9 | 62.42 |  |  |  | 20 | 68 |  |  |  |  | 16.7 | 62.06 |  |  |  |  | 20.6 | 69.08
2004-06-28 | 21:00 | 22.8 | 73.04 | WEEKDAY | #N/A | 1990-06-28 | 21:00 | 26.7 | 80.06 |  |  | 2003-06-28 | 21:00 | 21 | 69.8 |  |  | 1994-06-28 | 21:00 | 21.1 | 69.98 | [5 empty] | 21.7 | 71.06 |  |  |  | 21 | 69.8 |  |  |  |  | 18.3 | 64.94 |  |  |  |  | 23.9 | 75.02 | [5 empty] | 15.9 | 60.62 |  |  |  | 19.4 | 66.92 |  |  |  |  | 15.6 | 60.08 |  |  |  |  | 15.6 | 60.08
2004-06-28 | 22:00 | 21.7 | 71.06 | WEEKDAY | #N/A | 1990-06-28 | 22:00 | 25.6 | 78.08 |  |  | 2003-06-28 | 22:00 | 19 | 66.2 |  |  | 1994-06-28 | 22:00 | 21.7 | 71.06 | [5 empty] | 21.7 | 71.06 |  |  |  | 19 | 66.2 |  |  |  |  | 17.8 | 64.04 |  |  |  |  | 22.8 | 73.04 | [5 empty] | 15 | 59 |  |  |  | 18.9 | 66.02 |  |  |  |  | 14.4 | 57.92 |  |  |  |  | 15 | 59
2004-06-28 | 23:00 | 21.7 | 71.06 | WEEKDAY | #N/A | 1990-06-28 | 23:00 | 26.1 | 78.98 |  |  | 2003-06-28 | 23:00 | 19 | 66.2 |  |  | 1994-06-28 | 23:00 | 19.4 | 66.92 | [5 empty] | 21.1 | 69.98 |  |  |  | 18 | 64.4 |  |  |  |  | 17.8 | 64.04 |  |  |  |  | 21.7 | 71.06 | [5 empty] | 14.4 | 57.92 |  |  |  | 19.4 | 66.92 |  |  |  |  | 12.8 | 55.04 |  |  |  |  | 14.4 | 57.92
2004-06-28 | 24:00 | 21.1 | 69.98 | WEEKDAY | #N/A | 1990-06-28 | 24:00 | 23.9 | 75.02 |  |  | 2003-06-28 | 24:00 | 19 | 66.2 |  |  | 1994-06-28 | 24:00 | 20.6 | 69.08 | [5 empty] | 20 | 68 |  |  |  | 18 | 64.4 |  |  |  |  | 17.8 | 64.04 |  |  |  |  | 21.1 | 69.98 | [5 empty] | 13.9 | 57.02 |  |  |  | 19.4 | 66.92 |  |  |  |  | 13.9 | 57.02 |  |  |  |  | 12.8 | 55.04
2004-06-29 | 1:00 | 22.2 | 71.96 | WEEKDAY | #N/A | 1990-06-29 | 1:00 | 22.8 | 73.04 |  |  | 2003-06-29 | 1:00 | 19 | 66.2 |  |  | 1994-06-29 | 1:00 | 20 | 68 | [5 empty] | 20 | 68 |  |  |  | 18 | 64.4 |  |  |  |  | 17.2 | 62.96 |  |  |  |  | 21.7 | 71.06 | [5 empty] | 13.3 | 55.94 |  |  |  | 18.9 | 66.02 |  |  |  |  | 13.3 | 55.94 |  |  |  |  | 12.2 | 53.96
2004-06-29 | 2:00 | 17.8 | 64.04 | WEEKDAY | #N/A | 1990-06-29 | 2:00 | 22.8 | 73.04 |  |  | 2003-06-29 | 2:00 | 18 | 64.4 |  |  | 1994-06-29 | 2:00 | 18.3 | 64.94 | [5 empty] | 20.6 | 69.08 |  |  |  | 17.6 | 63.68 |  |  |  |  | 16.7 | 62.06 |  |  |  |  | 21.1 | 69.98 | [5 empty] | 13.1 | 55.58 |  |  |  | 18.9 | 66.02 |  |  |  |  | 13.9 | 57.02 |  |  |  |  | 12.8 | 55.04
2004-06-29 | 3:00 | 18.3 | 64.94 | WEEKDAY | #N/A | 1990-06-29 | 3:00 | 22.2 | 71.96 |  |  | 2003-06-29 | 3:00 | 19 | 66.2 |  |  | 1994-06-29 | 3:00 | 18.9 | 66.02 | [5 empty] | 20.6 | 69.08 |  |  |  | 17.2 | 62.96 |  |  |  |  | 17.2 | 62.96 |  |  |  |  | 20 | 68 | [5 empty] | 13 | 55.4 |  |  |  | 18.3 | 64.94 |  |  |  |  | 13.3 | 55.94 |  |  |  |  | 12.8 | 55.04
2004-06-29 | 4:00 | 18.3 | 64.94 | WEEKDAY | #N/A | 1990-06-29 | 4:00 | 21.7 | 71.06 |  |  | 2003-06-29 | 4:00 | 18 | 64.4 |  |  | 1994-06-29 | 4:00 | 18.9 | 66.02 | [5 empty] | 20.6 | 69.08 |  |  |  | 17 | 62.6 |  |  |  |  | 17.2 | 62.96 |  |  |  |  | 18.3 | 64.94 | [5 empty] | 12.8 | 55.04 |  |  |  | 19.4 | 66.92 |  |  |  |  | 13.3 | 55.94 |  |  |  |  | 12.2 | 53.96
2004-06-29 | 5:00 | 17.8 | 64.04 | WEEKDAY | #N/A | 1990-06-29 | 5:00 | 21.1 | 69.98 |  |  | 2003-06-29 | 5:00 | 19 | 66.2 |  |  | 1994-06-29 | 5:00 | 18.9 | 66.02 | [5 empty] | 21.1 | 69.98 |  |  |  | 17 | 62.6 |  |  |  |  | 17.8 | 64.04 |  |  |  |  | 16.1 | 60.98 | [5 empty] | 13.7 | 56.66 |  |  |  | 20.6 | 69.08 |  |  |  |  | 13.3 | 55.94 |  |  |  |  | 14.4 | 57.92
2004-06-29 | 6:00 | 18.3 | 64.94 | WEEKDAY | #N/A | 1990-06-29 | 6:00 | 21.1 | 69.98 |  |  | 2003-06-29 | 6:00 | 18 | 64.4 |  |  | 1994-06-29 | 6:00 | 18.9 | 66.02 | [5 empty] | 21.7 | 71.06 |  |  |  | 17 | 62.6 |  |  |  |  | 18.3 | 64.94 |  |  |  |  | 19.4 | 66.92 | [5 empty] | 14.7 | 58.46 |  |  |  | 20.6 | 69.08 |  |  |  |  | 13.9 | 57.02 |  |  |  |  | 17.8 | 64.04
2004-06-29 | 7:00 | 18.3 | 64.94 | WEEKDAY | #N/A | 1990-06-29 | 7:00 | 21.7 | 71.06 |  |  | 2003-06-29 | 7:00 | 19 | 66.2 |  |  | 1994-06-29 | 7:00 | 19.4 | 66.92 | [5 empty] | 21.7 | 71.06 |  |  |  | 18 | 64.4 |  |  |  |  | 20 | 68 |  |  |  |  | 20.6 | 69.08 | [5 empty] | 15.6 | 60.08 |  |  |  | 21.7 | 71.06 |  |  |  |  | 15.6 | 60.08 |  |  |  |  | 18.9 | 66.02
2004-06-29 | 8:00 | 19.4 | 66.92 | WEEKDAY | #N/A | 1990-06-29 | 8:00 | 21.7 | 71.06 |  |  | 2003-06-29 | 8:00 | 19 | 66.2 |  |  | 1994-06-29 | 8:00 | 20 | 68 | [5 empty] | 21.7 | 71.06 |  |  |  | 19 | 66.2 |  |  |  |  | 21.7 | 71.06 |  |  |  |  | 22.8 | 73.04 | [5 empty] | 17.4 | 63.32 |  |  |  | 22.8 | 73.04 |  |  |  |  | 17.8 | 64.04 |  |  |  |  | 22.2 | 71.96
2004-06-29 | 9:00 | 20 | 68 | WEEKDAY | #N/A | 1990-06-29 | 9:00 | 21.1 | 69.98 |  |  | 2003-06-29 | 9:00 | 21 | 69.8 |  |  | 1994-06-29 | 9:00 | 21.1 | 69.98 | [5 empty] | 21.7 | 71.06 |  |  |  | 21 | 69.8 |  |  |  |  | 22.2 | 71.96 |  |  |  |  | 23.9 | 75.02 | [5 empty] | 19.3 | 66.74 |  |  |  | 24.4 | 75.92 |  |  |  |  | 20 | 68 |  |  |  |  | 25 | 77
2004-06-29 | 10:00 | 21.7 | 71.06 | WEEKDAY | #N/A | 1990-06-29 | 10:00 | 22.8 | 73.04 |  |  | 2003-06-29 | 10:00 | 23 | 73.4 |  |  | 1994-06-29 | 10:00 | 21.7 | 71.06 | [5 empty] | 22.2 | 71.96 |  |  |  | 22 | 71.6 |  |  |  |  | 23.9 | 75.02 |  |  |  |  | 25 | 77 | [5 empty] | 21.1 | 69.98 |  |  |  | 23.9 | 75.02 |  |  |  |  | 22.8 | 73.04 |  |  |  |  | 26.1 | 78.98
2004-06-29 | 11:00 | 22.2 | 71.96 | WEEKDAY | #N/A | 1990-06-29 | 11:00 | 23.3 | 73.94 |  |  | 2003-06-29 | 11:00 | 23.5 | 74.3 |  |  | 1994-06-29 | 11:00 | 22.2 | 71.96 | [5 empty] | 22.2 | 71.96 |  |  |  | 23 | 73.4 |  |  |  |  | 23.9 | 75.02 |  |  |  |  | 26.1 | 78.98 | [5 empty] | 22.2 | 71.96 |  |  |  | 25 | 77 |  |  |  |  | 23.9 | 75.02 |  |  |  |  | 23.9 | 75.02
2004-06-29 | 12:00 | 23.3 | 73.94 | WEEKDAY | #N/A | 1990-06-29 | 12:00 | 23.3 | 73.94 |  |  | 2003-06-29 | 12:00 | 24 | 75.2 |  |  | 1994-06-29 | 12:00 | 21.7 | 71.06 | [5 empty] | 22.8 | 73.04 |  |  |  | 24 | 75.2 |  |  |  |  | 24.4 | 75.92 |  |  |  |  | 26.1 | 78.98 | [5 empty] | 23.3 | 73.94 |  |  |  | 25.6 | 78.08 |  |  |  |  | 25 | 77 |  |  |  |  | 25.6 | 78.08
2004-06-29 | 13:00 | 25 | 77 | WEEKDAY | #N/A | 1990-06-29 | 13:00 | 23.3 | 73.94 |  |  | 2003-06-29 | 13:00 | 26 | 78.8 |  |  | 1994-06-29 | 13:00 | 22.2 | 71.96 | [5 empty] | 23.3 | 73.94 |  |  |  | 24 | 75.2 |  |  |  |  | 24.4 | 75.92 |  |  |  |  | 26.7 | 80.06 | [5 empty] | 24.4 | 75.92 |  |  |  | 26.1 | 78.98 |  |  |  |  | 26.1 | 78.98 |  |  |  |  | 27.2 | 80.96
2004-06-29 | 14:00 | 25 | 77 | WEEKDAY | #N/A | 1990-06-29 | 14:00 | 26.7 | 80.06 |  |  | 2003-06-29 | 14:00 | 26 | 78.8 |  |  | 1994-06-29 | 14:00 | 22.8 | 73.04 | [5 empty] | 22.2 | 71.96 |  |  |  | 26 | 78.8 |  |  |  |  | 26.7 | 80.06 |  |  |  |  | 26.7 | 80.06 | [5 empty] | 25.2 | 77.36 |  |  |  | 26.1 | 78.98 |  |  |  |  | 27.2 | 80.96 |  |  |  |  | 27.8 | 82.04
2004-06-29 | 15:00 | 26.1 | 78.98 | WEEKDAY | #N/A | 1990-06-29 | 15:00 | 30 | 86 |  |  | 2003-06-29 | 15:00 | 26 | 78.8 |  |  | 1994-06-29 | 15:00 | 22.8 | 73.04 | [5 empty] | 22.2 | 71.96 |  |  |  | 26 | 78.8 |  |  |  |  | 23.9 | 75.02 |  |  |  |  | 26.7 | 80.06 | [5 empty] | 25.9 | 78.62 |  |  |  | 25.6 | 78.08 |  |  |  |  | 26.7 | 80.06 |  |  |  |  | 28.9 | 84.02
2004-06-29 | 16:00 | 26.1 | 78.98 | WEEKDAY | #N/A | 1990-06-29 | 16:00 | 30.6 | 87.08 |  |  | 2003-06-29 | 16:00 | 25 | 77 |  |  | 1994-06-29 | 16:00 | 22.8 | 73.04 | [5 empty] | 23.3 | 73.94 |  |  |  | 25 | 77 |  |  |  |  | 24.4 | 75.92 |  |  |  |  | 26.7 | 80.06 | [5 empty] | 26.7 | 80.06 |  |  |  | 26.7 | 80.06 |  |  |  |  | 22.8 | 73.04 |  |  |  |  | 27.8 | 82.04
2004-06-29 | 17:00 | 26.7 | 80.06 | WEEKDAY | #N/A | 1990-06-29 | 17:00 | 28.3 | 82.94 |  |  | 2003-06-29 | 17:00 | 24 | 75.2 |  |  | 1994-06-29 | 17:00 | 22.2 | 71.96 | [5 empty] | 23.9 | 75.02 |  |  |  | 21 | 69.8 |  |  |  |  | 25 | 77 |  |  |  |  | 25.6 | 78.08 | [5 empty] | 25.8 | 78.44 |  |  |  | 25 | 77 |  |  |  |  | 19.4 | 66.92 |  |  |  |  | 28.3 | 82.94
2004-06-29 | 18:00 | 25 | 77 | WEEKDAY | #N/A | 1990-06-29 | 18:00 | 27.8 | 82.04 |  |  | 2003-06-29 | 18:00 | 23 | 73.4 |  |  | 1994-06-29 | 18:00 | 20 | 68 | [5 empty] | 23.3 | 73.94 |  |  |  | 21.2 | 70.16 |  |  |  |  | 25 | 77 |  |  |  |  | 25 | 77 | [5 empty] | 24.8 | 76.64 |  |  |  | 24.4 | 75.92 |  |  |  |  | 18.3 | 64.94 |  |  |  |  | 27.8 | 82.04
2004-06-29 | 19:00 | 25.6 | 78.08 | WEEKDAY | #N/A | 1990-06-29 | 19:00 | 28.3 | 82.94 |  |  | 2003-06-29 | 19:00 | 22 | 71.6 |  |  | 1994-06-29 | 19:00 | 19.4 | 66.92 | [5 empty] | 21.7 | 71.06 |  |  |  | 21 | 69.8 |  |  |  |  | 23.9 | 75.02 |  |  |  |  | 22.8 | 73.04 | [5 empty] | 23.9 | 75.02 |  |  |  | 23.3 | 73.94 |  |  |  |  | 18.3 | 64.94 |  |  |  |  | 25.6 | 78.08
2004-06-29 | 20:00 | 25 | 77 | WEEKDAY | #N/A | 1990-06-29 | 20:00 | 28.3 | 82.94 |  |  | 2003-06-29 | 20:00 | 21 | 69.8 |  |  | 1994-06-29 | 20:00 | 18.9 | 66.02 | [5 empty] | 21.1 | 69.98 |  |  |  | 20 | 68 |  |  |  |  | 23.3 | 73.94 |  |  |  |  | 16.1 | 60.98 | [5 empty] | 22.6 | 72.68 |  |  |  | 22.2 | 71.96 |  |  |  |  | 18.3 | 64.94 |  |  |  |  | 24.4 | 75.92
2004-06-29 | 21:00 | 24.4 | 75.92 | WEEKDAY | #N/A | 1990-06-29 | 21:00 | 27.2 | 80.96 |  |  | 2003-06-29 | 21:00 | 21 | 69.8 |  |  | 1994-06-29 | 21:00 | 19.4 | 66.92 | [5 empty] | 20.6 | 69.08 |  |  |  | 19 | 66.2 |  |  |  |  | 19.4 | 66.92 |  |  |  |  | 16.1 | 60.98 | [5 empty] | 21.3 | 70.34 |  |  |  | 21.1 | 69.98 |  |  |  |  | 18.3 | 64.94 |  |  |  |  | 21.1 | 69.98
2004-06-29 | 22:00 | 24.4 | 75.92 | WEEKDAY | #N/A | 1990-06-29 | 22:00 | 22.2 | 71.96 |  |  | 2003-06-29 | 22:00 | 20 | 68 |  |  | 1994-06-29 | 22:00 | 20.6 | 69.08 | [5 empty] | 20 | 68 |  |  |  | 17.3 | 63.14 |  |  |  |  | 17.8 | 64.04 |  |  |  |  | 13.9 | 57.02 | [5 empty] | 20 | 68 |  |  |  | 20 | 68 |  |  |  |  | 18.3 | 64.94 |  |  |  |  | 22.2 | 71.96
2004-06-29 | 23:00 | 23.9 | 75.02 | WEEKDAY | #N/A | 1990-06-29 | 23:00 | 23.3 | 73.94 |  |  | 2003-06-29 | 23:00 | 19 | 66.2 |  |  | 1994-06-29 | 23:00 | 20 | 68 | [5 empty] | 20 | 68 |  |  |  | 16 | 60.8 |  |  |  |  | 17.2 | 62.96 |  |  |  |  | 13.3 | 55.94 | [5 empty] | 19.8 | 67.64 |  |  |  | 19.4 | 66.92 |  |  |  |  | 18.9 | 66.02 |  |  |  |  | 21.1 | 69.98
2004-06-29 | 24:00 | 22.8 | 73.04 | WEEKDAY | #N/A | 1990-06-29 | 24:00 | 21.7 | 71.06 |  |  | 2003-06-29 | 24:00 | 19 | 66.2 |  |  | 1994-06-29 | 24:00 | 20 | 68 | [5 empty] | 20 | 68 |  |  |  | 15 | 59 |  |  |  |  | 16.7 | 62.06 |  |  |  |  | 14.4 | 57.92 | [5 empty] | 19.6 | 67.28 |  |  |  | 18.9 | 66.02 |  |  |  |  | 18.3 | 64.94 |  |  |  |  | 22.8 | 73.04
2004-06-30 | 1:00 | 22.2 | 71.96 | WEEKDAY | #N/A | 1990-06-30 | 1:00 | 22.8 | 73.04 |  |  | 2003-06-30 | 1:00 | 19 | 66.2 |  |  | 1994-06-30 | 1:00 | 20 | 68 | [5 empty] | 20 | 68 |  |  |  | 15 | 59 |  |  |  |  | 16.7 | 62.06 |  |  |  |  | 13.9 | 57.02 | [5 empty] | 19.4 | 66.92 |  |  |  | 18.3 | 64.94 |  |  |  |  | 19.4 | 66.92 |  |  |  |  | 22.8 | 73.04
2004-06-30 | 2:00 | 22.2 | 71.96 | WEEKDAY | #N/A | 1990-06-30 | 2:00 | 22.2 | 71.96 |  |  | 2003-06-30 | 2:00 | 19 | 66.2 |  |  | 1994-06-30 | 2:00 | 21.7 | 71.06 | [5 empty] | 20.6 | 69.08 |  |  |  | 15 | 59 |  |  |  |  | 17.8 | 64.04 |  |  |  |  | 12.8 | 55.04 | [5 empty] | 19.4 | 66.92 |  |  |  | 17.2 | 62.96 |  |  |  |  | 18.9 | 66.02 |  |  |  |  | 22.2 | 71.96
2004-06-30 | 3:00 | 22.2 | 71.96 | WEEKDAY | #N/A | 1990-06-30 | 3:00 | 22.8 | 73.04 |  |  | 2003-06-30 | 3:00 | 19 | 66.2 |  |  | 1994-06-30 | 3:00 | 21.7 | 71.06 | [5 empty] | 20.6 | 69.08 |  |  |  | 14.5 | 58.1 |  |  |  |  | 17.2 | 62.96 |  |  |  |  | 11.7 | 53.06 | [5 empty] | 19.4 | 66.92 |  |  |  | 17.2 | 62.96 |  |  |  |  | 18.9 | 66.02 |  |  |  |  | 21.1 | 69.98
2004-06-30 | 4:00 | 21.7 | 71.06 | WEEKDAY | #N/A | 1990-06-30 | 4:00 | 23.3 | 73.94 |  |  | 2003-06-30 | 4:00 | 19 | 66.2 |  |  | 1994-06-30 | 4:00 | 21.1 | 69.98 | [5 empty] | 20 | 68 |  |  |  | 14 | 57.2 |  |  |  |  | 16.7 | 62.06 |  |  |  |  | 11.1 | 51.98 | [5 empty] | 19.4 | 66.92 |  |  |  | 16.7 | 62.06 |  |  |  |  | 18.9 | 66.02 |  |  |  |  | 19.4 | 66.92
2004-06-30 | 5:00 | 20.6 | 69.08 | WEEKDAY | #N/A | 1990-06-30 | 5:00 | 23.3 | 73.94 |  |  | 2003-06-30 | 5:00 | 19 | 66.2 |  |  | 1994-06-30 | 5:00 | 20.6 | 69.08 | [5 empty] | 20.6 | 69.08 |  |  |  | 14 | 57.2 |  |  |  |  | 16.1 | 60.98 |  |  |  |  | 11.7 | 53.06 | [5 empty] | 19.4 | 66.92 |  |  |  | 16.1 | 60.98 |  |  |  |  | 18.9 | 66.02 |  |  |  |  | 20 | 68
2004-06-30 | 6:00 | 20.6 | 69.08 | WEEKDAY | #N/A | 1990-06-30 | 6:00 | 23.9 | 75.02 |  |  | 2003-06-30 | 6:00 | 20 | 68 |  |  | 1994-06-30 | 6:00 | 20.6 | 69.08 | [5 empty] | 20.6 | 69.08 |  |  |  | 14 | 57.2 |  |  |  |  | 16.1 | 60.98 |  |  |  |  | 15.6 | 60.08 | [5 empty] | 19.4 | 66.92 |  |  |  | 16.7 | 62.06 |  |  |  |  | 19.4 | 66.92 |  |  |  |  | 20.6 | 69.08
2004-06-30 | 7:00 | 21.7 | 71.06 | WEEKDAY | #N/A | 1990-06-30 | 7:00 | 24.4 | 75.92 |  |  | 2003-06-30 | 7:00 | 22 | 71.6 |  |  | 1994-06-30 | 7:00 | 21.7 | 71.06 | [5 empty] | 21.1 | 69.98 |  |  |  | 16 | 60.8 |  |  |  |  | 17.8 | 64.04 |  |  |  |  | 17.2 | 62.96 | [5 empty] | 19.4 | 66.92 |  |  |  | 18.3 | 64.94 |  |  |  |  | 20 | 68 |  |  |  |  | 21.1 | 69.98
2004-06-30 | 8:00 | 23.3 | 73.94 | WEEKDAY | #N/A | 1990-06-30 | 8:00 | 25 | 77 |  |  | 2003-06-30 | 8:00 | 24 | 75.2 |  |  | 1994-06-30 | 8:00 | 21.7 | 71.06 | [5 empty] | 22.2 | 71.96 |  |  |  | 19 | 66.2 |  |  |  |  | 18.9 | 66.02 |  |  |  |  | 18.9 | 66.02 | [5 empty] | 19.8 | 67.64 |  |  |  | 18.9 | 66.02 |  |  |  |  | 19.4 | 66.92 |  |  |  |  | 23.3 | 73.94
2004-06-30 | 9:00 | 24.4 | 75.92 | WEEKDAY | #N/A | 1990-06-30 | 9:00 | 25 | 77 |  |  | 2003-06-30 | 9:00 | 26 | 78.8 |  |  | 1994-06-30 | 9:00 | 21.1 | 69.98 | [5 empty] | 22.2 | 71.96 |  |  |  | 21 | 69.8 |  |  |  |  | 19.4 | 66.92 |  |  |  |  | 20 | 68 | [5 empty] | 20.2 | 68.36 |  |  |  | 20 | 68 |  |  |  |  | 20 | 68 |  |  |  |  | 25.6 | 78.08
2004-06-30 | 10:00 | 25.6 | 78.08 | WEEKDAY | #N/A | 1990-06-30 | 10:00 | 25.6 | 78.08 |  |  | 2003-06-30 | 10:00 | 26 | 78.8 |  |  | 1994-06-30 | 10:00 | 21.7 | 71.06 | [5 empty] | 21.7 | 71.06 |  |  |  | 22 | 71.6 |  |  |  |  | 20.6 | 69.08 |  |  |  |  | 21.1 | 69.98 | [5 empty] | 20.6 | 69.08 |  |  |  | 20.6 | 69.08 |  |  |  |  | 21.1 | 69.98 |  |  |  |  | 27.2 | 80.96
2004-06-30 | 11:00 | 26.7 | 80.06 | WEEKDAY | #N/A | 1990-06-30 | 11:00 | 26.7 | 80.06 |  |  | 2003-06-30 | 11:00 | 26.5 | 79.7 |  |  | 1994-06-30 | 11:00 | 22.2 | 71.96 | [5 empty] | 23.3 | 73.94 |  |  |  | 23 | 73.4 |  |  |  |  | 20 | 68 |  |  |  |  | 22.2 | 71.96 | [5 empty] | 21.3 | 70.34 |  |  |  | 21.1 | 69.98 |  |  |  |  | 22.8 | 73.04 |  |  |  |  | 28.3 | 82.94
2004-06-30 | 12:00 | 28.3 | 82.94 | WEEKDAY | #N/A | 1990-06-30 | 12:00 | 26.7 | 80.06 |  |  | 2003-06-30 | 12:00 | 27 | 80.6 |  |  | 1994-06-30 | 12:00 | 21.7 | 71.06 | [5 empty] | 23.9 | 75.02 |  |  |  | 23.7 | 74.66 |  |  |  |  | 19.4 | 66.92 |  |  |  |  | 23.3 | 73.94 | [5 empty] | 22.1 | 71.78 |  |  |  | 21.7 | 71.06 |  |  |  |  | 23.9 | 75.02 |  |  |  |  | 29.4 | 84.92
2004-06-30 | 13:00 | 28.3 | 82.94 | WEEKDAY | #N/A | 1990-06-30 | 13:00 | 27.8 | 82.04 |  |  | 2003-06-30 | 13:00 | 26 | 78.8 |  |  | 1994-06-30 | 13:00 | 23.3 | 73.94 | [5 empty] | 23.3 | 73.94 |  |  |  | 24 | 75.2 |  |  |  |  | 18.9 | 66.02 |  |  |  |  | 23.9 | 75.02 | [5 empty] | 22.8 | 73.04 |  |  |  | 22.8 | 73.04 |  |  |  |  | 26.1 | 78.98 |  |  |  |  | 27.8 | 82.04
2004-06-30 | 14:00 | 28.9 | 84.02 | WEEKDAY | #N/A | 1990-06-30 | 14:00 | 29.4 | 84.92 |  |  | 2003-06-30 | 14:00 | 24 | 75.2 |  |  | 1994-06-30 | 14:00 | 22.8 | 73.04 | [5 empty] | 25 | 77 |  |  |  | 25 | 77 |  |  |  |  | 20 | 68 |  |  |  |  | 24.4 | 75.92 | [5 empty] | 23.9 | 75.02 |  |  |  | 23.3 | 73.94 |  |  |  |  | 27.2 | 80.96 |  |  |  |  | 27.2 | 80.96
2004-06-30 | 15:00 | 28.3 | 82.94 | WEEKDAY | #N/A | 1990-06-30 | 15:00 | 28.3 | 82.94 |  |  | 2003-06-30 | 15:00 | 24 | 75.2 |  |  | 1994-06-30 | 15:00 | 22.8 | 73.04 | [5 empty] | 23.3 | 73.94 |  |  |  | 25 | 77 |  |  |  |  | 20.6 | 69.08 |  |  |  |  | 22.8 | 73.04 | [5 empty] | 25 | 77 |  |  |  | 24.4 | 75.92 |  |  |  |  | 26.7 | 80.06 |  |  |  |  | 27.2 | 80.96
2004-06-30 | 16:00 | 27.8 | 82.04 | WEEKDAY | #N/A | 1990-06-30 | 16:00 | 29.4 | 84.92 |  |  | 2003-06-30 | 16:00 | 24 | 75.2 |  |  | 1994-06-30 | 16:00 | 21.7 | 71.06 | [5 empty] | 23.3 | 73.94 |  |  |  | 25 | 77 |  |  |  |  | 20 | 68 |  |  |  |  | 25 | 77 | [5 empty] | 26.1 | 78.98 |  |  |  | 24.4 | 75.92 |  |  |  |  | 26.7 | 80.06 |  |  |  |  | 27.2 | 80.96
2004-06-30 | 17:00 | 29.4 | 84.92 | WEEKDAY | #N/A | 1990-06-30 | 17:00 | 29.4 | 84.92 |  |  | 2003-06-30 | 17:00 | 24 | 75.2 |  |  | 1994-06-30 | 17:00 | 20.6 | 69.08 | [5 empty] | 22.8 | 73.04 |  |  |  | 25 | 77 |  |  |  |  | 21.1 | 69.98 |  |  |  |  | 23.9 | 75.02 | [5 empty] | 25.5 | 77.9 |  |  |  | 23.9 | 75.02 |  |  |  |  | 26.7 | 80.06 |  |  |  |  | 23.9 | 75.02
2004-06-30 | 18:00 | 28.3 | 82.94 | WEEKDAY | #N/A | 1990-06-30 | 18:00 | 30 | 86 |  |  | 2003-06-30 | 18:00 | 23 | 73.4 |  |  | 1994-06-30 | 18:00 | 20 | 68 | [5 empty] | 21.7 | 71.06 |  |  |  | 23 | 73.4 |  |  |  |  | 20 | 68 |  |  |  |  | 21.7 | 71.06 | [5 empty] | 25 | 77 |  |  |  | 23.3 | 73.94 |  |  |  |  | 21.7 | 71.06 |  |  |  |  | 22.2 | 71.96
2004-06-30 | 19:00 | 26.1 | 78.98 | WEEKDAY | #N/A | 1990-06-30 | 19:00 | 27.2 | 80.96 |  |  | 2003-06-30 | 19:00 | 22 | 71.6 |  |  | 1994-06-30 | 19:00 | 19.4 | 66.92 | [5 empty] | 20.6 | 69.08 |  |  |  | 22 | 71.6 |  |  |  |  | 19.4 | 66.92 |  |  |  |  | 21.1 | 69.98 | [5 empty] | 24.4 | 75.92 |  |  |  | 22.2 | 71.96 |  |  |  |  | 21.1 | 69.98 |  |  |  |  | 21.7 | 71.06
2004-06-30 | 20:00 | 25.6 | 78.08 | WEEKDAY | #N/A | 1990-06-30 | 20:00 | 26.1 | 78.98 |  |  | 2003-06-30 | 20:00 | 21 | 69.8 |  |  | 1994-06-30 | 20:00 | 20.6 | 69.08 | [5 empty] | 20 | 68 |  |  |  | 18 | 64.4 |  |  |  |  | 18.9 | 66.02 |  |  |  |  | 20 | 68 | [5 empty] | 23.5 | 74.3 |  |  |  | 20 | 68 |  |  |  |  | 20.6 | 69.08 |  |  |  |  | 21.1 | 69.98
2004-06-30 | 21:00 | 26.1 | 78.98 | WEEKDAY | #N/A | 1990-06-30 | 21:00 | 23.3 | 73.94 |  |  | 2003-06-30 | 21:00 | 21 | 69.8 |  |  | 1994-06-30 | 21:00 | 20 | 68 | [5 empty] | 20 | 68 |  |  |  | 16 | 60.8 |  |  |  |  | 18.3 | 64.94 |  |  |  |  | 18.3 | 64.94 | [5 empty] | 22.6 | 72.68 |  |  |  | 18.3 | 64.94 |  |  |  |  | 20 | 68 |  |  |  |  | 21.1 | 69.98
2004-06-30 | 22:00 | 25.3 | 77.54 | WEEKDAY | #N/A | 1990-06-30 | 22:00 | 23.3 | 73.94 |  |  | 2003-06-30 | 22:00 | 20.2 | 68.36 |  |  | 1994-06-30 | 22:00 | 20 | 68 | [5 empty] | 19.8 | 67.64 |  |  |  | 16.3 | 61.34 |  |  |  |  | 17.4 | 63.32 |  |  |  |  | 18.9 | 66.02 | [5 empty] | 21.5 | 70.7 |  |  |  | 17.8 | 64.04 |  |  |  |  | 19.8 | 67.64 |  |  |  |  | 20.1 | 68.18
2004-06-30 | 23:00 | 24.5 | 76.1 | WEEKDAY | #N/A | 1990-06-30 | 23:00 | 23.3 | 73.94 |  |  | 2003-06-30 | 23:00 | 19.3 | 66.74 |  |  | 1994-06-30 | 23:00 | 20 | 68 | [5 empty] | 19.7 | 67.46 |  |  |  | 16.6 | 61.88 |  |  |  |  | 16.6 | 61.88 |  |  |  |  | 19.6 | 67.28 | [5 empty] | 20.4 | 68.72 |  |  |  | 17.4 | 63.32 |  |  |  |  | 19.5 | 67.1 |  |  |  |  | 19.2 | 66.56
2004-06-30 | 24:00 | 23.7 | 74.66 | WEEKDAY | #N/A | 1990-06-30 | 24:00 | 23.3 | 73.94 |  |  | 2003-06-30 | 24:00 | 18.5 | 65.3 |  |  | 1994-06-30 | 24:00 | 20 | 68 | [5 empty] | 19.5 | 67.1 |  |  |  | 16.9 | 62.42 |  |  |  |  | 15.7 | 60.26 |  |  |  |  | 20.2 | 68.36 | [5 empty] | 19.3 | 66.74 |  |  |  | 16.9 | 62.42 |  |  |  |  | 19.3 | 66.74 |  |  |  |  | 18.2 | 64.76
1994-07-01 | 1:00 | 23 | 73.4 | WEEKDAY | #N/A | 1987-07-01 | 1:00 | 23.3 | 73.94 |  |  | 1991-07-01 | 1:00 | 17.7 | 63.86 |  |  | 1994-07-01 | 1:00 | 20 | 68 | [5 empty] | 19.4 | 66.92 |  |  |  | 17.1 | 62.78 |  |  |  |  | 14.8 | 58.64 |  |  |  |  | 20.9 | 69.62 | [5 empty] | 18.3 | 64.94 |  |  |  | 16.4 | 61.52 |  |  |  |  | 19 | 66.2 |  |  |  |  | 17.3 | 63.14
1994-07-01 | 2:00 | 22.2 | 71.96 | WEEKDAY | #N/A | 1987-07-01 | 2:00 | 23.3 | 73.94 |  |  | 1991-07-01 | 2:00 | 16.9 | 62.42 |  |  | 1994-07-01 | 2:00 | 20 | 68 | [5 empty] | 19.2 | 66.56 |  |  |  | 17.4 | 63.32 |  |  |  |  | 13.9 | 57.02 |  |  |  |  | 21.5 | 70.7 | [5 empty] | 17.2 | 62.96 |  |  |  | 15.9 | 60.62 |  |  |  |  | 18.8 | 65.84 |  |  |  |  | 16.3 | 61.34
1994-07-01 | 3:00 | 21.4 | 70.52 | WEEKDAY | #N/A | 1987-07-01 | 3:00 | 23.3 | 73.94 |  |  | 1991-07-01 | 3:00 | 16 | 60.8 |  |  | 1994-07-01 | 3:00 | 20 | 68 | [5 empty] | 19.1 | 66.38 |  |  |  | 17.7 | 63.86 |  |  |  |  | 13.1 | 55.58 |  |  |  |  | 22.2 | 71.96 | [5 empty] | 16.1 | 60.98 |  |  |  | 15.5 | 59.9 |  |  |  |  | 18.5 | 65.3 |  |  |  |  | 15.4 | 59.72
1994-07-01 | 4:00 | 20.6 | 69.08 | WEEKDAY | #N/A | 1987-07-01 | 4:00 | 23.3 | 73.94 |  |  | 1991-07-01 | 4:00 | 15.2 | 59.36 |  |  | 1994-07-01 | 4:00 | 20 | 68 | [5 empty] | 18.9 | 66.02 |  |  |  | 18 | 64.4 |  |  |  |  | 12.2 | 53.96 |  |  |  |  | 22.8 | 73.04 | [5 empty] | 15 | 59 |  |  |  | 15 | 59 |  |  |  |  | 18.3 | 64.94 |  |  |  |  | 14.4 | 57.92
1994-07-01 | 5:00 | 20 | 68 | WEEKDAY | #N/A | 1987-07-01 | 5:00 | 22.8 | 73.04 |  |  | 1991-07-01 | 5:00 | 13.9 | 57.02 |  |  | 1994-07-01 | 5:00 | 20 | 68 | [5 empty] | 18.3 | 64.94 |  |  |  | 18 | 64.4 |  |  |  |  | 10.6 | 51.08 |  |  |  |  | 23 | 73.4 | [5 empty] | 15 | 59 |  |  |  | 14.4 | 57.92 |  |  |  |  | 18.9 | 66.02 |  |  |  |  | 14.4 | 57.92
1994-07-01 | 6:00 | 22.2 | 71.96 | WEEKDAY | #N/A | 1987-07-01 | 6:00 | 22.8 | 73.04 |  |  | 1991-07-01 | 6:00 | 16.7 | 62.06 |  |  | 1994-07-01 | 6:00 | 20.6 | 69.08 | [5 empty] | 19.4 | 66.92 |  |  |  | 18 | 64.4 |  |  |  |  | 12.2 | 53.96 |  |  |  |  | 23.1 | 73.58 | [5 empty] | 15.6 | 60.08 |  |  |  | 15.6 | 60.08 |  |  |  |  | 18.9 | 66.02 |  |  |  |  | 15 | 59
1994-07-01 | 7:00 | 22.8 | 73.04 | WEEKDAY | #N/A | 1987-07-01 | 7:00 | 23.3 | 73.94 |  |  | 1991-07-01 | 7:00 | 17.8 | 64.04 |  |  | 1994-07-01 | 7:00 | 22.2 | 71.96 | [5 empty] | 21.7 | 71.06 |  |  |  | 18 | 64.4 |  |  |  |  | 13.3 | 55.94 |  |  |  |  | 23.3 | 73.94 | [5 empty] | 16.1 | 60.98 |  |  |  | 17.8 | 64.04 |  |  |  |  | 19.4 | 66.92 |  |  |  |  | 15 | 59
1994-07-01 | 8:00 | 23.9 | 75.02 | WEEKDAY | #N/A | 1987-07-01 | 8:00 | 24.4 | 75.92 |  |  | 1991-07-01 | 8:00 | 20 | 68 |  |  | 1994-07-01 | 8:00 | 23.9 | 75.02 | [5 empty] | 24.4 | 75.92 |  |  |  | 19 | 66.2 |  |  |  |  | 15 | 59 |  |  |  |  | 23.7 | 74.66 | [5 empty] | 16.1 | 60.98 |  |  |  | 18.9 | 66.02 |  |  |  |  | 20 | 68 |  |  |  |  | 15 | 59
1994-07-01 | 9:00 | 25 | 77 | WEEKDAY | #N/A | 1987-07-01 | 9:00 | 25 | 77 |  |  | 1991-07-01 | 9:00 | 22.2 | 71.96 |  |  | 1994-07-01 | 9:00 | 25.6 | 78.08 | [5 empty] | 26.1 | 78.98 |  |  |  | 19 | 66.2 |  |  |  |  | 17.8 | 64.04 |  |  |  |  | 24 | 75.2 | [5 empty] | 16.1 | 60.98 |  |  |  | 18.9 | 66.02 |  |  |  |  | 22.2 | 71.96 |  |  |  |  | 15.6 | 60.08
1994-07-01 | 10:00 | 26.7 | 80.06 | WEEKDAY | #N/A | 1987-07-01 | 10:00 | 26.1 | 78.98 |  |  | 1991-07-01 | 10:00 | 22.2 | 71.96 |  |  | 1994-07-01 | 10:00 | 25.6 | 78.08 | [5 empty] | 26.7 | 80.06 |  |  |  | 20 | 68 |  |  |  |  | 18.9 | 66.02 |  |  |  |  | 24.4 | 75.92 | [5 empty] | 17.2 | 62.96 |  |  |  | 20 | 68 |  |  |  |  | 22.8 | 73.04 |  |  |  |  | 15.6 | 60.08
1994-07-01 | 11:00 | 27.8 | 82.04 | WEEKDAY | #N/A | 1987-07-01 | 11:00 | 25 | 77 |  |  | 1991-07-01 | 11:00 | 23.3 | 73.94 |  |  | 1994-07-01 | 11:00 | 27.2 | 80.96 | [5 empty] | 27.8 | 82.04 |  |  |  | 22 | 71.6 |  |  |  |  | 19.4 | 66.92 |  |  |  |  | 26.1 | 78.98 | [5 empty] | 17.8 | 64.04 |  |  |  | 21.1 | 69.98 |  |  |  |  | 23.9 | 75.02 |  |  |  |  | 16.7 | 62.06
1994-07-01 | 12:00 | 28.9 | 84.02 | WEEKDAY | #N/A | 1987-07-01 | 12:00 | 26.7 | 80.06 |  |  | 1991-07-01 | 12:00 | 24.4 | 75.92 |  |  | 1994-07-01 | 12:00 | 26.1 | 78.98 | [5 empty] | 27.2 | 80.96 |  |  |  | 24.6 | 76.28 |  |  |  |  | 20.6 | 69.08 |  |  |  |  | 27.7 | 81.86 | [5 empty] | 18.9 | 66.02 |  |  |  | 21.7 | 71.06 |  |  |  |  | 23.9 | 75.02 |  |  |  |  | 18.3 | 64.94
1994-07-01 | 13:00 | 31.1 | 87.98 | WEEKDAY | #N/A | 1987-07-01 | 13:00 | 26.7 | 80.06 |  |  | 1991-07-01 | 13:00 | 25 | 77 |  |  | 1994-07-01 | 13:00 | 25.6 | 78.08 | [5 empty] | 26.7 | 80.06 |  |  |  | 27 | 80.6 |  |  |  |  | 21.1 | 69.98 |  |  |  |  | 29.4 | 84.92 | [5 empty] | 20.6 | 69.08 |  |  |  | 22.8 | 73.04 |  |  |  |  | 24.4 | 75.92 |  |  |  |  | 20.6 | 69.08
1994-07-01 | 14:00 | 29.4 | 84.92 | WEEKDAY | #N/A | 1987-07-01 | 14:00 | 27.2 | 80.96 |  |  | 1991-07-01 | 14:00 | 25.6 | 78.08 |  |  | 1994-07-01 | 14:00 | 26.7 | 80.06 | [5 empty] | 27.2 | 80.96 |  |  |  | 29 | 84.2 |  |  |  |  | 21.7 | 71.06 |  |  |  |  | 29.8 | 85.64 | [5 empty] | 20.6 | 69.08 |  |  |  | 23.9 | 75.02 |  |  |  |  | 24.4 | 75.92 |  |  |  |  | 21.7 | 71.06
1994-07-01 | 15:00 | 28.9 | 84.02 | WEEKDAY | #N/A | 1987-07-01 | 15:00 | 26.7 | 80.06 |  |  | 1991-07-01 | 15:00 | 26.7 | 80.06 |  |  | 1994-07-01 | 15:00 | 25.6 | 78.08 | [5 empty] | 27.2 | 80.96 |  |  |  | 29.3 | 84.74 |  |  |  |  | 21.7 | 71.06 |  |  |  |  | 30.2 | 86.36 | [5 empty] | 21.1 | 69.98 |  |  |  | 24.4 | 75.92 |  |  |  |  | 25 | 77 |  |  |  |  | 22.2 | 71.96
1994-07-01 | 16:00 | 28.9 | 84.02 | WEEKDAY | #N/A | 1987-07-01 | 16:00 | 26.7 | 80.06 |  |  | 1991-07-01 | 16:00 | 26.7 | 80.06 |  |  | 1994-07-01 | 16:00 | 24.4 | 75.92 | [5 empty] | 26.7 | 80.06 |  |  |  | 29.3 | 84.74 |  |  |  |  | 20.6 | 69.08 |  |  |  |  | 30.6 | 87.08 | [5 empty] | 21.7 | 71.06 |  |  |  | 23.3 | 73.94 |  |  |  |  | 24.4 | 75.92 |  |  |  |  | 23.9 | 75.02
1994-07-01 | 17:00 | 28.3 | 82.94 | WEEKDAY | #N/A | 1987-07-01 | 17:00 | 26.7 | 80.06 |  |  | 1991-07-01 | 17:00 | 27.2 | 80.96 |  |  | 1994-07-01 | 17:00 | 22.8 | 73.04 | [5 empty] | 25 | 77 |  |  |  | 29 | 84.2 |  |  |  |  | 20 | 68 |  |  |  |  | 29.3 | 84.74 | [5 empty] | 20.6 | 69.08 |  |  |  | 23.9 | 75.02 |  |  |  |  | 24.4 | 75.92 |  |  |  |  | 18.3 | 64.94
1994-07-01 | 18:00 | 26.7 | 80.06 | WEEKDAY | #N/A | 1987-07-01 | 18:00 | 24.4 | 75.92 |  |  | 1991-07-01 | 18:00 | 26.7 | 80.06 |  |  | 1994-07-01 | 18:00 | 22.2 | 71.96 | [5 empty] | 24.4 | 75.92 |  |  |  | 28.4 | 83.12 |  |  |  |  | 18.9 | 66.02 |  |  |  |  | 28 | 82.4 | [5 empty] | 21.7 | 71.06 |  |  |  | 22.8 | 73.04 |  |  |  |  | 21.1 | 69.98 |  |  |  |  | 17.8 | 64.04
1994-07-01 | 19:00 | 25 | 77 | WEEKDAY | #N/A | 1987-07-01 | 19:00 | 20.6 | 69.08 |  |  | 1991-07-01 | 19:00 | 25.6 | 78.08 |  |  | 1994-07-01 | 19:00 | 21.7 | 71.06 | [5 empty] | 22.8 | 73.04 |  |  |  | 27 | 80.6 |  |  |  |  | 17.8 | 64.04 |  |  |  |  | 26.7 | 80.06 | [5 empty] | 20.6 | 69.08 |  |  |  | 22.2 | 71.96 |  |  |  |  | 18.9 | 66.02 |  |  |  |  | 18.3 | 64.94
1994-07-01 | 20:00 | 23.9 | 75.02 | WEEKDAY | #N/A | 1987-07-01 | 20:00 | 21.1 | 69.98 |  |  | 1991-07-01 | 20:00 | 20.6 | 69.08 |  |  | 1994-07-01 | 20:00 | 20 | 68 | [5 empty] | 21.7 | 71.06 |  |  |  | 25 | 77 |  |  |  |  | 17.2 | 62.96 |  |  |  |  | 23.9 | 75.02 | [5 empty] | 17.8 | 64.04 |  |  |  | 21.7 | 71.06 |  |  |  |  | 18.9 | 66.02 |  |  |  |  | 16.7 | 62.06
1994-07-01 | 21:00 | 23.3 | 73.94 | WEEKDAY | #N/A | 1987-07-01 | 21:00 | 21.1 | 69.98 |  |  | 1991-07-01 | 21:00 | 18.3 | 64.94 |  |  | 1994-07-01 | 21:00 | 20 | 68 | [5 empty] | 21.7 | 71.06 |  |  |  | 22 | 71.6 |  |  |  |  | 16.1 | 60.98 |  |  |  |  | 21.1 | 69.98 | [5 empty] | 16.7 | 62.06 |  |  |  | 20.6 | 69.08 |  |  |  |  | 17.8 | 64.04 |  |  |  |  | 15.6 | 60.08
1994-07-01 | 22:00 | 22.8 | 73.04 | WEEKDAY | #N/A | 1987-07-01 | 22:00 | 21.1 | 69.98 |  |  | 1991-07-01 | 22:00 | 18.3 | 64.94 |  |  | 1994-07-01 | 22:00 | 19.4 | 66.92 | [5 empty] | 21.7 | 71.06 |  |  |  | 21 | 69.8 |  |  |  |  | 15.6 | 60.08 |  |  |  |  | 18.3 | 64.94 | [5 empty] | 15.6 | 60.08 |  |  |  | 20 | 68 |  |  |  |  | 17.2 | 62.96 |  |  |  |  | 13.3 | 55.94
1994-07-01 | 23:00 | 22.8 | 73.04 | WEEKDAY | #N/A | 1987-07-01 | 23:00 | 21.1 | 69.98 |  |  | 1991-07-01 | 23:00 | 18.3 | 64.94 |  |  | 1994-07-01 | 23:00 | 18.9 | 66.02 | [5 empty] | 21.7 | 71.06 |  |  |  | 19 | 66.2 |  |  |  |  | 15 | 59 |  |  |  |  | 17.8 | 64.04 | [5 empty] | 15 | 59 |  |  |  | 18.9 | 66.02 |  |  |  |  | 17.2 | 62.96 |  |  |  |  | 12.2 | 53.96
1994-07-01 | 24:00 | 22.8 | 73.04 | WEEKDAY | #N/A | 1987-07-01 | 24:00 | 20.6 | 69.08 |  |  | 1991-07-01 | 24:00 | 16.7 | 62.06 |  |  | 1994-07-01 | 24:00 | 18.9 | 66.02 | [5 empty] | 21.1 | 69.98 |  |  |  | 17 | 62.6 |  |  |  |  | 14.4 | 57.92 |  |  |  |  | 17.2 | 62.96 | [5 empty] | 14.4 | 57.92 |  |  |  | 18.3 | 64.94 |  |  |  |  | 16.7 | 62.06 |  |  |  |  | 11.1 | 51.98
1994-07-02 | 1:00 | 22.2 | 71.96 | SATURDAY | #N/A | 1987-07-02 | 1:00 | 20.6 | 69.08 |  |  | 1991-07-02 | 1:00 | 16.1 | 60.98 |  |  | 1994-07-02 | 1:00 | 18.9 | 66.02 | [5 empty] | 21.1 | 69.98 |  |  |  | 17 | 62.6 |  |  |  |  | 13.9 | 57.02 |  |  |  |  | 16.7 | 62.06 | [5 empty] | 13.9 | 57.02 |  |  |  | 18.9 | 66.02 |  |  |  |  | 16.7 | 62.06 |  |  |  |  | 10 | 50
1994-07-02 | 2:00 | 22.2 | 71.96 | SATURDAY | #N/A | 1987-07-02 | 2:00 | 20 | 68 |  |  | 1991-07-02 | 2:00 | 17.2 | 62.96 |  |  | 1994-07-02 | 2:00 | 18.9 | 66.02 | [5 empty] | 20.6 | 69.08 |  |  |  | 16 | 60.8 |  |  |  |  | 10 | 50 |  |  |  |  | 17.1 | 62.78 | [5 empty] | 15 | 59 |  |  |  | 20.6 | 69.08 |  |  |  |  | 17.2 | 62.96 |  |  |  |  | 9.4 | 48.92
1994-07-02 | 3:00 | 22.2 | 71.96 | SATURDAY | #N/A | 1987-07-02 | 3:00 | 20 | 68 |  |  | 1991-07-02 | 3:00 | 17.2 | 62.96 |  |  | 1994-07-02 | 3:00 | 18.3 | 64.94 | [5 empty] | 19.4 | 66.92 |  |  |  | 14.9 | 58.82 |  |  |  |  | 9.4 | 48.92 |  |  |  |  | 17.4 | 63.32 | [5 empty] | 14.4 | 57.92 |  |  |  | 20.6 | 69.08 |  |  |  |  | 17.2 | 62.96 |  |  |  |  | 9.4 | 48.92
1994-07-02 | 4:00 | 21.7 | 71.06 | SATURDAY | #N/A | 1987-07-02 | 4:00 | 19.4 | 66.92 |  |  | 1991-07-02 | 4:00 | 16.7 | 62.06 |  |  | 1994-07-02 | 4:00 | 18.9 | 66.02 | [5 empty] | 18.9 | 66.02 |  |  |  | 14 | 57.2 |  |  |  |  | 10.6 | 51.08 |  |  |  |  | 17.8 | 64.04 | [5 empty] | 14.4 | 57.92 |  |  |  | 21.1 | 69.98 |  |  |  |  | 17.2 | 62.96 |  |  |  |  | 9.4 | 48.92
1994-07-02 | 5:00 | 21.7 | 71.06 | SATURDAY | #N/A | 1987-07-02 | 5:00 | 20 | 68 |  |  | 1991-07-02 | 5:00 | 17.8 | 64.04 |  |  | 1994-07-02 | 5:00 | 18.3 | 64.94 | [5 empty] | 18.9 | 66.02 |  |  |  | 15 | 59 |  |  |  |  | 9.4 | 48.92 |  |  |  |  | 19.1 | 66.38 | [5 empty] | 13.9 | 57.02 |  |  |  | 21.1 | 69.98 |  |  |  |  | 17.2 | 62.96 |  |  |  |  | 9.4 | 48.92
1994-07-02 | 6:00 | 22.2 | 71.96 | SATURDAY | #N/A | 1987-07-02 | 6:00 | 19.4 | 66.92 |  |  | 1991-07-02 | 6:00 | 18.3 | 64.94 |  |  | 1994-07-02 | 6:00 | 20 | 68 | [5 empty] | 18.9 | 66.02 |  |  |  | 16.3 | 61.34 |  |  |  |  | 11.1 | 51.98 |  |  |  |  | 20.4 | 68.72 | [5 empty] | 13.9 | 57.02 |  |  |  | 20.6 | 69.08 |  |  |  |  | 17.8 | 64.04 |  |  |  |  | 10.6 | 51.08
1994-07-02 | 7:00 | 25 | 77 | SATURDAY | #N/A | 1987-07-02 | 7:00 | 18.9 | 66.02 |  |  | 1991-07-02 | 7:00 | 20 | 68 |  |  | 1994-07-02 | 7:00 | 22.8 | 73.04 | [5 empty] | 22.8 | 73.04 |  |  |  | 19 | 66.2 |  |  |  |  | 13.3 | 55.94 |  |  |  |  | 21.7 | 71.06 | [5 empty] | 17.2 | 62.96 |  |  |  | 19.4 | 66.92 |  |  |  |  | 18.3 | 64.94 |  |  |  |  | 12.2 | 53.96
1994-07-02 | 8:00 | 27.8 | 82.04 | SATURDAY | #N/A | 1987-07-02 | 8:00 | 18.9 | 66.02 |  |  | 1991-07-02 | 8:00 | 21.7 | 71.06 |  |  | 1994-07-02 | 8:00 | 24.4 | 75.92 | [5 empty] | 24.4 | 75.92 |  |  |  | 22 | 71.6 |  |  |  |  | 15.6 | 60.08 |  |  |  |  | 22.4 | 72.32 | [5 empty] | 20 | 68 |  |  |  | 20 | 68 |  |  |  |  | 18.3 | 64.94 |  |  |  |  | 14.4 | 57.92
1994-07-02 | 9:00 | 28.3 | 82.94 | SATURDAY | #N/A | 1987-07-02 | 9:00 | 18.9 | 66.02 |  |  | 1991-07-02 | 9:00 | 23.9 | 75.02 |  |  | 1994-07-02 | 9:00 | 25.6 | 78.08 | [5 empty] | 26.7 | 80.06 |  |  |  | 23 | 73.4 |  |  |  |  | 17.8 | 64.04 |  |  |  |  | 23.2 | 73.76 | [5 empty] | 21.7 | 71.06 |  |  |  | 19.4 | 66.92 |  |  |  |  | 18.3 | 64.94 |  |  |  |  | 17.2 | 62.96
1994-07-02 | 10:00 | 30 | 86 | SATURDAY | #N/A | 1987-07-02 | 10:00 | 19.4 | 66.92 |  |  | 1991-07-02 | 10:00 | 23.9 | 75.02 |  |  | 1994-07-02 | 10:00 | 26.1 | 78.98 | [5 empty] | 27.2 | 80.96 |  |  |  | 24 | 75.2 |  |  |  |  | 19.4 | 66.92 |  |  |  |  | 23.9 | 75.02 | [5 empty] | 22.8 | 73.04 |  |  |  | 19.4 | 66.92 |  |  |  |  | 20.6 | 69.08 |  |  |  |  | 21.1 | 69.98
1994-07-02 | 11:00 | 30 | 86 | SATURDAY | #N/A | 1987-07-02 | 11:00 | 19.4 | 66.92 |  |  | 1991-07-02 | 11:00 | 23.9 | 75.02 |  |  | 1994-07-02 | 11:00 | 26.7 | 80.06 | [5 empty] | 25.6 | 78.08 |  |  |  | 26 | 78.8 |  |  |  |  | 20 | 68 |  |  |  |  | 23.9 | 75.02 | [5 empty] | 23.9 | 75.02 |  |  |  | 18.3 | 64.94 |  |  |  |  | 21.7 | 71.06 |  |  |  |  | 22.8 | 73.04
1994-07-02 | 12:00 | 31.1 | 87.98 | SATURDAY | #N/A | 1987-07-02 | 12:00 | 19.4 | 66.92 |  |  | 1991-07-02 | 12:00 | 23.9 | 75.02 |  |  | 1994-07-02 | 12:00 | 25.6 | 78.08 | [5 empty] | 27.2 | 80.96 |  |  |  | 27 | 80.6 |  |  |  |  | 20.6 | 69.08 |  |  |  |  | 23.9 | 75.02 | [5 empty] | 25 | 77 |  |  |  | 19.4 | 66.92 |  |  |  |  | 23.3 | 73.94 |  |  |  |  | 23.9 | 75.02
1994-07-02 | 13:00 | 31.1 | 87.98 | SATURDAY | #N/A | 1987-07-02 | 13:00 | 20 | 68 |  |  | 1991-07-02 | 13:00 | 25 | 77 |  |  | 1994-07-02 | 13:00 | 26.7 | 80.06 | [5 empty] | 27.8 | 82.04 |  |  |  | 28 | 82.4 |  |  |  |  | 21.1 | 69.98 |  |  |  |  | 23.9 | 75.02 | [5 empty] | 27.2 | 80.96 |  |  |  | 21.7 | 71.06 |  |  |  |  | 22.2 | 71.96 |  |  |  |  | 25 | 77
1994-07-02 | 14:00 | 31.1 | 87.98 | SATURDAY | #N/A | 1987-07-02 | 14:00 | 20 | 68 |  |  | 1991-07-02 | 14:00 | 25 | 77 |  |  | 1994-07-02 | 14:00 | 26.1 | 78.98 | [5 empty] | 27.8 | 82.04 |  |  |  | 28.1 | 82.58 |  |  |  |  | 21.7 | 71.06 |  |  |  |  | 23.2 | 73.76 | [5 empty] | 27.8 | 82.04 |  |  |  | 25 | 77 |  |  |  |  | 22.8 | 73.04 |  |  |  |  | 26.1 | 78.98
1994-07-02 | 15:00 | 30 | 86 | SATURDAY | #N/A | 1987-07-02 | 15:00 | 20.6 | 69.08 |  |  | 1991-07-02 | 15:00 | 24.4 | 75.92 |  |  | 1994-07-02 | 15:00 | 25 | 77 | [5 empty] | 28.3 | 82.94 |  |  |  | 28 | 82.4 |  |  |  |  | 21.7 | 71.06 |  |  |  |  | 22.4 | 72.32 | [5 empty] | 27.2 | 80.96 |  |  |  | 25 | 77 |  |  |  |  | 20.6 | 69.08 |  |  |  |  | 27.2 | 80.96
1994-07-02 | 16:00 | 28.9 | 84.02 | SATURDAY | #N/A | 1987-07-02 | 16:00 | 20.6 | 69.08 |  |  | 1991-07-02 | 16:00 | 22.8 | 73.04 |  |  | 1994-07-02 | 16:00 | 25 | 77 | [5 empty] | 26.7 | 80.06 |  |  |  | 28 | 82.4 |  |  |  |  | 21.7 | 71.06 |  |  |  |  | 21.7 | 71.06 | [5 empty] | 26.7 | 80.06 |  |  |  | 25 | 77 |  |  |  |  | 20 | 68 |  |  |  |  | 27.8 | 82.04
1994-07-02 | 17:00 | 28.9 | 84.02 | SATURDAY | #N/A | 1987-07-02 | 17:00 | 20.6 | 69.08 |  |  | 1991-07-02 | 17:00 | 22.2 | 71.96 |  |  | 1994-07-02 | 17:00 | 24.4 | 75.92 | [5 empty] | 26.1 | 78.98 |  |  |  | 27 | 80.6 |  |  |  |  | 21.1 | 69.98 |  |  |  |  | 20.8 | 69.44 | [5 empty] | 25.6 | 78.08 |  |  |  | 25 | 77 |  |  |  |  | 20 | 68 |  |  |  |  | 26.7 | 80.06
1994-07-02 | 18:00 | 27.2 | 80.96 | SATURDAY | #N/A | 1987-07-02 | 18:00 | 20 | 68 |  |  | 1991-07-02 | 18:00 | 22.2 | 71.96 |  |  | 1994-07-02 | 18:00 | 22.8 | 73.04 | [5 empty] | 25 | 77 |  |  |  | 27 | 80.6 |  |  |  |  | 20 | 68 |  |  |  |  | 19.8 | 67.64 | [5 empty] | 25 | 77 |  |  |  | 23.9 | 75.02 |  |  |  |  | 19.4 | 66.92 |  |  |  |  | 26.1 | 78.98
1994-07-02 | 19:00 | 25.6 | 78.08 | SATURDAY | #N/A | 1987-07-02 | 19:00 | 19.4 | 66.92 |  |  | 1991-07-02 | 19:00 | 21.7 | 71.06 |  |  | 1994-07-02 | 19:00 | 21.7 | 71.06 | [5 empty] | 23.9 | 75.02 |  |  |  | 26 | 78.8 |  |  |  |  | 18.9 | 66.02 |  |  |  |  | 18.9 | 66.02 | [5 empty] | 22.8 | 73.04 |  |  |  | 22.8 | 73.04 |  |  |  |  | 18.9 | 66.02 |  |  |  |  | 22.8 | 73.04
1994-07-02 | 20:00 | 25 | 77 | SATURDAY | #N/A | 1987-07-02 | 20:00 | 18.9 | 66.02 |  |  | 1991-07-02 | 20:00 | 20 | 68 |  |  | 1994-07-02 | 20:00 | 22.2 | 71.96 | [5 empty] | 22.2 | 71.96 |  |  |  | 22 | 71.6 |  |  |  |  | 18.9 | 66.02 |  |  |  |  | 18 | 64.4 | [5 empty] | 20.6 | 69.08 |  |  |  | 20.6 | 69.08 |  |  |  |  | 18.9 | 66.02 |  |  |  |  | 19.4 | 66.92
1994-07-02 | 21:00 | 26.1 | 78.98 | SATURDAY | #N/A | 1987-07-02 | 21:00 | 18.9 | 66.02 |  |  | 1991-07-02 | 21:00 | 20.6 | 69.08 |  |  | 1994-07-02 | 21:00 | 22.2 | 71.96 | [5 empty] | 22.2 | 71.96 |  |  |  | 20 | 68 |  |  |  |  | 18.3 | 64.94 |  |  |  |  | 17 | 62.6 | [5 empty] | 18.3 | 64.94 |  |  |  | 18.9 | 66.02 |  |  |  |  | 18.3 | 64.94 |  |  |  |  | 18.9 | 66.02
1994-07-02 | 22:00 | 26.7 | 80.06 | SATURDAY | #N/A | 1987-07-02 | 22:00 | 18.9 | 66.02 |  |  | 1991-07-02 | 22:00 | 20.6 | 69.08 |  |  | 1994-07-02 | 22:00 | 21.7 | 71.06 | [5 empty] | 21.7 | 71.06 |  |  |  | 22 | 71.6 |  |  |  |  | 16.7 | 62.06 |  |  |  |  | 16.1 | 60.98 | [5 empty] | 16.7 | 62.06 |  |  |  | 16.7 | 62.06 |  |  |  |  | 18.9 | 66.02 |  |  |  |  | 18.3 | 64.94
1994-07-02 | 23:00 | 26.7 | 80.06 | SATURDAY | #N/A | 1987-07-02 | 23:00 | 18.9 | 66.02 |  |  | 1991-07-02 | 23:00 | 20 | 68 |  |  | 1994-07-02 | 23:00 | 22.2 | 71.96 | [5 empty] | 21.7 | 71.06 |  |  |  | 20 | 68 |  |  |  |  | 15.6 | 60.08 |  |  |  |  | 15.4 | 59.72 | [5 empty] | 16.1 | 60.98 |  |  |  | 15 | 59 |  |  |  |  | 18.9 | 66.02 |  |  |  |  | 17.8 | 64.04
1994-07-02 | 24:00 | 26.1 | 78.98 | SATURDAY | #N/A | 1987-07-02 | 24:00 | 18.3 | 64.94 |  |  | 1991-07-02 | 24:00 | 20 | 68 |  |  | 1994-07-02 | 24:00 | 21.7 | 71.06 | [5 empty] | 21.1 | 69.98 |  |  |  | 22 | 71.6 |  |  |  |  | 14.4 | 57.92 |  |  |  |  | 14.6 | 58.28 | [5 empty] | 15 | 59 |  |  |  | 15.6 | 60.08 |  |  |  |  | 18.3 | 64.94 |  |  |  |  | 17.2 | 62.96
1994-07-03 | 1:00 | 25.6 | 78.08 | SUNDAY | #N/A | 1987-07-03 | 1:00 | 18.3 | 64.94 |  |  | 1991-07-03 | 1:00 | 20 | 68 |  |  | 1994-07-03 | 1:00 | 22.8 | 73.04 | [5 empty] | 21.1 | 69.98 |  |  |  | 21 | 69.8 |  |  |  |  | 13.3 | 55.94 |  |  |  |  | 13.9 | 57.02 | [5 empty] | 15 | 59 |  |  |  | 13.3 | 55.94 |  |  |  |  | 17.8 | 64.04 |  |  |  |  | 16.7 | 62.06
1994-07-03 | 2:00 | 25.6 | 78.08 | SUNDAY | #N/A | 1987-07-03 | 2:00 | 17.8 | 64.04 |  |  | 1991-07-03 | 2:00 | 19.4 | 66.92 |  |  | 1994-07-03 | 2:00 | 22.2 | 71.96 | [5 empty] | 21.1 | 69.98 |  |  |  | 21 | 69.8 |  |  |  |  | 12.2 | 53.96 |  |  |  |  | 13.3 | 55.94 | [5 empty] | 14.4 | 57.92 |  |  |  | 13.9 | 57.02 |  |  |  |  | 16.1 | 60.98 |  |  |  |  | 15.6 | 60.08
1994-07-03 | 3:00 | 25 | 77 | SUNDAY | #N/A | 1987-07-03 | 3:00 | 18.3 | 64.94 |  |  | 1991-07-03 | 3:00 | 18.9 | 66.02 |  |  | 1994-07-03 | 3:00 | 22.2 | 71.96 | [5 empty] | 21.1 | 69.98 |  |  |  | 21 | 69.8 |  |  |  |  | 11.7 | 53.06 |  |  |  |  | 12.8 | 55.04 | [5 empty] | 13.9 | 57.02 |  |  |  | 12.8 | 55.04 |  |  |  |  | 15.6 | 60.08 |  |  |  |  | 15 | 59
1994-07-03 | 4:00 | 25.6 | 78.08 | SUNDAY | #N/A | 1987-07-03 | 4:00 | 18.9 | 66.02 |  |  | 1991-07-03 | 4:00 | 18.3 | 64.94 |  |  | 1994-07-03 | 4:00 | 22.8 | 73.04 | [5 empty] | 21.1 | 69.98 |  |  |  | 20.1 | 68.18 |  |  |  |  | 11.7 | 53.06 |  |  |  |  | 12.2 | 53.96 | [5 empty] | 13.3 | 55.94 |  |  |  | 11.7 | 53.06 |  |  |  |  | 13.3 | 55.94 |  |  |  |  | 15 | 59
1994-07-03 | 5:00 | 26.1 | 78.98 | SUNDAY | #N/A | 1987-07-03 | 5:00 | 18.3 | 64.94 |  |  | 1991-07-03 | 5:00 | 17.8 | 64.04 |  |  | 1994-07-03 | 5:00 | 22.2 | 71.96 | [5 empty] | 21.1 | 69.98 |  |  |  | 19 | 66.2 |  |  |  |  | 11.7 | 53.06 |  |  |  |  | 14.2 | 57.56 | [5 empty] | 12.8 | 55.04 |  |  |  | 11.7 | 53.06 |  |  |  |  | 13.3 | 55.94 |  |  |  |  | 15 | 59
1994-07-03 | 6:00 | 25.6 | 78.08 | SUNDAY | #N/A | 1987-07-03 | 6:00 | 18.3 | 64.94 |  |  | 1991-07-03 | 6:00 | 18.3 | 64.94 |  |  | 1994-07-03 | 6:00 | 22.8 | 73.04 | [5 empty] | 21.7 | 71.06 |  |  |  | 18 | 64.4 |  |  |  |  | 11.7 | 53.06 |  |  |  |  | 16.3 | 61.34 | [5 empty] | 14.4 | 57.92 |  |  |  | 12.2 | 53.96 |  |  |  |  | 14.4 | 57.92 |  |  |  |  | 15.6 | 60.08
1994-07-03 | 7:00 | 25.6 | 78.08 | SUNDAY | #N/A | 1987-07-03 | 7:00 | 18.3 | 64.94 |  |  | 1991-07-03 | 7:00 | 18.3 | 64.94 |  |  | 1994-07-03 | 7:00 | 25 | 77 | [5 empty] | 22.8 | 73.04 |  |  |  | 19 | 66.2 |  |  |  |  | 14.4 | 57.92 |  |  |  |  | 18.3 | 64.94 | [5 empty] | 18.3 | 64.94 |  |  |  | 15.6 | 60.08 |  |  |  |  | 16.7 | 62.06 |  |  |  |  | 17.2 | 62.96
1994-07-03 | 8:00 | 25.6 | 78.08 | SUNDAY | #N/A | 1987-07-03 | 8:00 | 18.9 | 66.02 |  |  | 1991-07-03 | 8:00 | 18.9 | 66.02 |  |  | 1994-07-03 | 8:00 | 26.7 | 80.06 | [5 empty] | 25 | 77 |  |  |  | 19 | 66.2 |  |  |  |  | 15.6 | 60.08 |  |  |  |  | 19.1 | 66.38 | [5 empty] | 21.7 | 71.06 |  |  |  | 18.9 | 66.02 |  |  |  |  | 19.4 | 66.92 |  |  |  |  | 18.9 | 66.02
1994-07-03 | 9:00 | 26.1 | 78.98 | SUNDAY | #N/A | 1987-07-03 | 9:00 | 19.4 | 66.92 |  |  | 1991-07-03 | 9:00 | 19.4 | 66.92 |  |  | 1994-07-03 | 9:00 | 26.7 | 80.06 | [5 empty] | 26.7 | 80.06 |  |  |  | 20 | 68 |  |  |  |  | 17.2 | 62.96 |  |  |  |  | 19.8 | 67.64 | [5 empty] | 23.3 | 73.94 |  |  |  | 20 | 68 |  |  |  |  | 20.6 | 69.08 |  |  |  |  | 21.7 | 71.06
1994-07-03 | 10:00 | 26.7 | 80.06 | SUNDAY | #N/A | 1987-07-03 | 10:00 | 21.1 | 69.98 |  |  | 1991-07-03 | 10:00 | 20 | 68 |  |  | 1994-07-03 | 10:00 | 26.7 | 80.06 | [5 empty] | 25.6 | 78.08 |  |  |  | 21 | 69.8 |  |  |  |  | 16.7 | 62.06 |  |  |  |  | 20.6 | 69.08 | [5 empty] | 25 | 77 |  |  |  | 21.7 | 71.06 |  |  |  |  | 21.7 | 71.06 |  |  |  |  | 23.9 | 75.02
1994-07-03 | 11:00 | 26.1 | 78.98 | SUNDAY | #N/A | 1987-07-03 | 11:00 | 21.7 | 71.06 |  |  | 1991-07-03 | 11:00 | 20.6 | 69.08 |  |  | 1994-07-03 | 11:00 | 28.3 | 82.94 | [5 empty] | 27.2 | 80.96 |  |  |  | 20.6 | 69.08 |  |  |  |  | 13.3 | 55.94 |  |  |  |  | 22.1 | 71.78 | [5 empty] | 26.1 | 78.98 |  |  |  | 22.8 | 73.04 |  |  |  |  | 22.8 | 73.04 |  |  |  |  | 26.1 | 78.98
1994-07-03 | 12:00 | 27.2 | 80.96 | SUNDAY | #N/A | 1987-07-03 | 12:00 | 24.4 | 75.92 |  |  | 1991-07-03 | 12:00 | 22.2 | 71.96 |  |  | 1994-07-03 | 12:00 | 28.9 | 84.02 | [5 empty] | 28.3 | 82.94 |  |  |  | 20 | 68 |  |  |  |  | 13.3 | 55.94 |  |  |  |  | 23.5 | 74.3 | [5 empty] | 26.7 | 80.06 |  |  |  | 23.9 | 75.02 |  |  |  |  | 23.3 | 73.94 |  |  |  |  | 26.1 | 78.98
1994-07-03 | 13:00 | 27.2 | 80.96 | SUNDAY | #N/A | 1987-07-03 | 13:00 | 25.6 | 78.08 |  |  | 1991-07-03 | 13:00 | 22.8 | 73.04 |  |  | 1994-07-03 | 13:00 | 28.9 | 84.02 | [5 empty] | 27.8 | 82.04 |  |  |  | 21 | 69.8 |  |  |  |  | 13.9 | 57.02 |  |  |  |  | 25 | 77 | [5 empty] | 26.7 | 80.06 |  |  |  | 24.4 | 75.92 |  |  |  |  | 23.9 | 75.02 |  |  |  |  | 26.7 | 80.06
1994-07-03 | 14:00 | 27.2 | 80.96 | SUNDAY | #N/A | 1987-07-03 | 14:00 | 26.1 | 78.98 |  |  | 1991-07-03 | 14:00 | 23.9 | 75.02 |  |  | 1994-07-03 | 14:00 | 28.3 | 82.94 | [5 empty] | 27.8 | 82.04 |  |  |  | 22 | 71.6 |  |  |  |  | 15 | 59 |  |  |  |  | 25.4 | 77.72 | [5 empty] | 27.2 | 80.96 |  |  |  | 25.6 | 78.08 |  |  |  |  | 23.9 | 75.02 |  |  |  |  | 26.1 | 78.98
1994-07-03 | 15:00 | 27.8 | 82.04 | SUNDAY | #N/A | 1987-07-03 | 15:00 | 29.4 | 84.92 |  |  | 1991-07-03 | 15:00 | 23.3 | 73.94 |  |  | 1994-07-03 | 15:00 | 28.3 | 82.94 | [5 empty] | 27.8 | 82.04 |  |  |  | 23 | 73.4 |  |  |  |  | 15 | 59 |  |  |  |  | 25.7 | 78.26 | [5 empty] | 27.2 | 80.96 |  |  |  | 26.7 | 80.06 |  |  |  |  | 23.3 | 73.94 |  |  |  |  | 27.2 | 80.96
1994-07-03 | 16:00 | 28.3 | 82.94 | SUNDAY | #N/A | 1987-07-03 | 16:00 | 29.4 | 84.92 |  |  | 1991-07-03 | 16:00 | 22.2 | 71.96 |  |  | 1994-07-03 | 16:00 | 26.7 | 80.06 | [5 empty] | 26.7 | 80.06 |  |  |  | 23 | 73.4 |  |  |  |  | 15.6 | 60.08 |  |  |  |  | 26.1 | 78.98 | [5 empty] | 27.8 | 82.04 |  |  |  | 26.1 | 78.98 |  |  |  |  | 23.9 | 75.02 |  |  |  |  | 26.7 | 80.06
1994-07-03 | 17:00 | 27.8 | 82.04 | SUNDAY | #N/A | 1987-07-03 | 17:00 | 29.4 | 84.92 |  |  | 1991-07-03 | 17:00 | 21.7 | 71.06 |  |  | 1994-07-03 | 17:00 | 25 | 77 | [5 empty] | 26.1 | 78.98 |  |  |  | 21 | 69.8 |  |  |  |  | 15.6 | 60.08 |  |  |  |  | 25 | 77 | [5 empty] | 27.8 | 82.04 |  |  |  | 25 | 77 |  |  |  |  | 22.8 | 73.04 |  |  |  |  | 25 | 77
1994-07-03 | 18:00 | 26.7 | 80.06 | SUNDAY | #N/A | 1987-07-03 | 18:00 | 28.9 | 84.02 |  |  | 1991-07-03 | 18:00 | 22.2 | 71.96 |  |  | 1994-07-03 | 18:00 | 23.9 | 75.02 | [5 empty] | 25 | 77 |  |  |  | 21 | 69.8 |  |  |  |  | 15 | 59 |  |  |  |  | 23.9 | 75.02 | [5 empty] | 26.1 | 78.98 |  |  |  | 24.4 | 75.92 |  |  |  |  | 21.7 | 71.06 |  |  |  |  | 23.9 | 75.02
1994-07-03 | 19:00 | 26.7 | 80.06 | SUNDAY | #N/A | 1987-07-03 | 19:00 | 28.3 | 82.94 |  |  | 1991-07-03 | 19:00 | 21.1 | 69.98 |  |  | 1994-07-03 | 19:00 | 24.4 | 75.92 | [5 empty] | 23.9 | 75.02 |  |  |  | 18 | 64.4 |  |  |  |  | 14.4 | 57.92 |  |  |  |  | 22.8 | 73.04 | [5 empty] | 26.1 | 78.98 |  |  |  | 25 | 77 |  |  |  |  | 20.6 | 69.08 |  |  |  |  | 23.3 | 73.94
1994-07-03 | 20:00 | 25.6 | 78.08 | SUNDAY | #N/A | 1987-07-03 | 20:00 | 26.7 | 80.06 |  |  | 1991-07-03 | 20:00 | 20.6 | 69.08 |  |  | 1994-07-03 | 20:00 | 25.6 | 78.08 | [5 empty] | 22.8 | 73.04 |  |  |  | 18 | 64.4 |  |  |  |  | 13.9 | 57.02 |  |  |  |  | 21.1 | 69.98 | [5 empty] | 24.4 | 75.92 |  |  |  | 21.1 | 69.98 |  |  |  |  | 17.2 | 62.96 |  |  |  |  | 23.3 | 73.94
1994-07-03 | 21:00 | 25 | 77 | SUNDAY | #N/A | 1987-07-03 | 21:00 | 26.7 | 80.06 |  |  | 1991-07-03 | 21:00 | 20.6 | 69.08 |  |  | 1994-07-03 | 21:00 | 25 | 77 | [5 empty] | 21.7 | 71.06 |  |  |  | 18 | 64.4 |  |  |  |  | 12.8 | 55.04 |  |  |  |  | 19.5 | 67.1 | [5 empty] | 22.8 | 73.04 |  |  |  | 20 | 68 |  |  |  |  | 15 | 59 |  |  |  |  | 22.8 | 73.04
1994-07-03 | 22:00 | 24.4 | 75.92 | SUNDAY | #N/A | 1987-07-03 | 22:00 | 26.1 | 78.98 |  |  | 1991-07-03 | 22:00 | 20.6 | 69.08 |  |  | 1994-07-03 | 22:00 | 25 | 77 | [5 empty] | 21.1 | 69.98 |  |  |  | 18 | 64.4 |  |  |  |  | 12.2 | 53.96 |  |  |  |  | 17.8 | 64.04 | [5 empty] | 21.7 | 71.06 |  |  |  | 19.4 | 66.92 |  |  |  |  | 13.9 | 57.02 |  |  |  |  | 22.2 | 71.96
1994-07-03 | 23:00 | 24.4 | 75.92 | SUNDAY | #N/A | 1987-07-03 | 23:00 | 26.1 | 78.98 |  |  | 1991-07-03 | 23:00 | 19.4 | 66.92 |  |  | 1994-07-03 | 23:00 | 23.3 | 73.94 | [5 empty] | 20.6 | 69.08 |  |  |  | 17.9 | 64.22 |  |  |  |  | 11.1 | 51.98 |  |  |  |  | 17.4 | 63.32 | [5 empty] | 21.7 | 71.06 |  |  |  | 18.9 | 66.02 |  |  |  |  | 14.4 | 57.92 |  |  |  |  | 22.2 | 71.96
1994-07-03 | 24:00 | 22.2 | 71.96 | SUNDAY | #N/A | 1987-07-03 | 24:00 | 24.4 | 75.92 |  |  | 1991-07-03 | 24:00 | 19.4 | 66.92 |  |  | 1994-07-03 | 24:00 | 22.2 | 71.96 | [5 empty] | 20 | 68 |  |  |  | 18 | 64.4 |  |  |  |  | 10 | 50 |  |  |  |  | 17.1 | 62.78 | [5 empty] | 21.1 | 69.98 |  |  |  | 18.3 | 64.94 |  |  |  |  | 13.3 | 55.94 |  |  |  |  | 21.7 | 71.06
1994-07-04 | 1:00 | 22.2 | 71.96 | WEEKDAY | #N/A | 1987-07-04 | 1:00 | 25 | 77 |  |  | 1991-07-04 | 1:00 | 19.4 | 66.92 |  |  | 1994-07-04 | 1:00 | 21.1 | 69.98 | [5 empty] | 19.4 | 66.92 |  |  |  | 18 | 64.4 |  |  |  |  | 10 | 50 |  |  |  |  | 16.7 | 62.06 | [5 empty] | 22.8 | 73.04 |  |  |  | 17.2 | 62.96 |  |  |  |  | 12.8 | 55.04 |  |  |  |  | 21.7 | 71.06
1994-07-04 | 2:00 | 21.7 | 71.06 | WEEKDAY | #N/A | 1987-07-04 | 2:00 | 23.9 | 75.02 |  |  | 1991-07-04 | 2:00 | 18.9 | 66.02 |  |  | 1994-07-04 | 2:00 | 21.1 | 69.98 | [5 empty] | 20 | 68 |  |  |  | 18 | 64.4 |  |  |  |  | 8.9 | 48.02 |  |  |  |  | 17.2 | 62.96 | [5 empty] | 22.2 | 71.96 |  |  |  | 16.1 | 60.98 |  |  |  |  | 10.6 | 51.08 |  |  |  |  | 21.1 | 69.98
1994-07-04 | 3:00 | 21.7 | 71.06 | WEEKDAY | #N/A | 1987-07-04 | 3:00 | 24.4 | 75.92 |  |  | 1991-07-04 | 3:00 | 17.8 | 64.04 |  |  | 1994-07-04 | 3:00 | 21.1 | 69.98 | [5 empty] | 20 | 68 |  |  |  | 17.9 | 64.22 |  |  |  |  | 9.4 | 48.92 |  |  |  |  | 17.8 | 64.04 | [5 empty] | 22.8 | 73.04 |  |  |  | 16.1 | 60.98 |  |  |  |  | 10 | 50 |  |  |  |  | 21.7 | 71.06
1994-07-04 | 4:00 | 21.7 | 71.06 | WEEKDAY | #N/A | 1987-07-04 | 4:00 | 23.9 | 75.02 |  |  | 1991-07-04 | 4:00 | 17.8 | 64.04 |  |  | 1994-07-04 | 4:00 | 21.1 | 69.98 | [5 empty] | 19.4 | 66.92 |  |  |  | 18 | 64.4 |  |  |  |  | 9.4 | 48.92 |  |  |  |  | 18.3 | 64.94 | [5 empty] | 22.2 | 71.96 |  |  |  | 15.6 | 60.08 |  |  |  |  | 10 | 50 |  |  |  |  | 22.2 | 71.96
1994-07-04 | 5:00 | 21.1 | 69.98 | WEEKDAY | #N/A | 1987-07-04 | 5:00 | 23.9 | 75.02 |  |  | 1991-07-04 | 5:00 | 17.8 | 64.04 |  |  | 1994-07-04 | 5:00 | 20.6 | 69.08 | [5 empty] | 19.4 | 66.92 |  |  |  | 17 | 62.6 |  |  |  |  | 9.4 | 48.92 |  |  |  |  | 18.5 | 65.3 | [5 empty] | 23.3 | 73.94 |  |  |  | 15.6 | 60.08 |  |  |  |  | 10 | 50 |  |  |  |  | 23.3 | 73.94
1994-07-04 | 6:00 | 20.6 | 69.08 | WEEKDAY | #N/A | 1987-07-04 | 6:00 | 23.9 | 75.02 |  |  | 1991-07-04 | 6:00 | 18.9 | 66.02 |  |  | 1994-07-04 | 6:00 | 21.1 | 69.98 | [5 empty] | 20 | 68 |  |  |  | 17 | 62.6 |  |  |  |  | 8.9 | 48.02 |  |  |  |  | 18.7 | 65.66 | [5 empty] | 23.9 | 75.02 |  |  |  | 16.1 | 60.98 |  |  |  |  | 11.1 | 51.98 |  |  |  |  | 23.3 | 73.94
1994-07-04 | 7:00 | 20.6 | 69.08 | WEEKDAY | #N/A | 1987-07-04 | 7:00 | 24.4 | 75.92 |  |  | 1991-07-04 | 7:00 | 20.6 | 69.08 |  |  | 1994-07-04 | 7:00 | 22.2 | 71.96 | [5 empty] | 21.7 | 71.06 |  |  |  | 18 | 64.4 |  |  |  |  | 9.4 | 48.92 |  |  |  |  | 18.9 | 66.02 | [5 empty] | 25 | 77 |  |  |  | 17.8 | 64.04 |  |  |  |  | 12.8 | 55.04 |  |  |  |  | 23.3 | 73.94
1994-07-04 | 8:00 | 21.7 | 71.06 | WEEKDAY | #N/A | 1987-07-04 | 8:00 | 25 | 77 |  |  | 1991-07-04 | 8:00 | 21.7 | 71.06 |  |  | 1994-07-04 | 8:00 | 23.9 | 75.02 | [5 empty] | 22.8 | 73.04 |  |  |  | 19 | 66.2 |  |  |  |  | 10.6 | 51.08 |  |  |  |  | 20.9 | 69.62 | [5 empty] | 26.7 | 80.06 |  |  |  | 21.1 | 69.98 |  |  |  |  | 16.7 | 62.06 |  |  |  |  | 24.4 | 75.92
1994-07-04 | 9:00 | 23.3 | 73.94 | WEEKDAY | #N/A | 1987-07-04 | 9:00 | 26.7 | 80.06 |  |  | 1991-07-04 | 9:00 | 22.8 | 73.04 |  |  | 1994-07-04 | 9:00 | 25.6 | 78.08 | [5 empty] | 26.1 | 78.98 |  |  |  | 20.1 | 68.18 |  |  |  |  | 12.2 | 53.96 |  |  |  |  | 23 | 73.4 | [5 empty] | 28.3 | 82.94 |  |  |  | 21.1 | 69.98 |  |  |  |  | 18.9 | 66.02 |  |  |  |  | 23.3 | 73.94
1994-07-04 | 10:00 | 24.4 | 75.92 | WEEKDAY | #N/A | 1987-07-04 | 10:00 | 28.3 | 82.94 |  |  | 1991-07-04 | 10:00 | 23.9 | 75.02 |  |  | 1994-07-04 | 10:00 | 26.7 | 80.06 | [5 empty] | 26.7 | 80.06 |  |  |  | 21 | 69.8 |  |  |  |  | 12.2 | 53.96 |  |  |  |  | 25 | 77 | [5 empty] | 29.4 | 84.92 |  |  |  | 22.2 | 71.96 |  |  |  |  | 19.4 | 66.92 |  |  |  |  | 23.9 | 75.02
1994-07-04 | 11:00 | 25.6 | 78.08 | WEEKDAY | #N/A | 1987-07-04 | 11:00 | 29.4 | 84.92 |  |  | 1991-07-04 | 11:00 | 24.4 | 75.92 |  |  | 1994-07-04 | 11:00 | 27.8 | 82.04 | [5 empty] | 27.8 | 82.04 |  |  |  | 21 | 69.8 |  |  |  |  | 13.3 | 55.94 |  |  |  |  | 26.1 | 78.98 | [5 empty] | 31.1 | 87.98 |  |  |  | 23.9 | 75.02 |  |  |  |  | 20.6 | 69.08 |  |  |  |  | 24.4 | 75.92
1994-07-04 | 12:00 | 26.1 | 78.98 | WEEKDAY | #N/A | 1987-07-04 | 12:00 | 30 | 86 |  |  | 1991-07-04 | 12:00 | 24.4 | 75.92 |  |  | 1994-07-04 | 12:00 | 28.3 | 82.94 | [5 empty] | 27.8 | 82.04 |  |  |  | 18 | 64.4 |  |  |  |  | 13.9 | 57.02 |  |  |  |  | 27.2 | 80.96 | [5 empty] | 32.2 | 89.96 |  |  |  | 24.4 | 75.92 |  |  |  |  | 21.1 | 69.98 |  |  |  |  | 24.4 | 75.92
1994-07-04 | 13:00 | 26.1 | 78.98 | WEEKDAY | #N/A | 1987-07-04 | 13:00 | 30 | 86 |  |  | 1991-07-04 | 13:00 | 25.6 | 78.08 |  |  | 1994-07-04 | 13:00 | 27.8 | 82.04 | [5 empty] | 27.2 | 80.96 |  |  |  | 18 | 64.4 |  |  |  |  | 15 | 59 |  |  |  |  | 28.3 | 82.94 | [5 empty] | 33.9 | 93.02 |  |  |  | 25 | 77 |  |  |  |  | 21.7 | 71.06 |  |  |  |  | 25.6 | 78.08
1994-07-04 | 14:00 | 26.7 | 80.06 | WEEKDAY | #N/A | 1987-07-04 | 14:00 | 30.6 | 87.08 |  |  | 1991-07-04 | 14:00 | 25 | 77 |  |  | 1994-07-04 | 14:00 | 27.8 | 82.04 | [5 empty] | 27.2 | 80.96 |  |  |  | 18.1 | 64.58 |  |  |  |  | 17.2 | 62.96 |  |  |  |  | 28.7 | 83.66 | [5 empty] | 35 | 95 |  |  |  | 27.8 | 82.04 |  |  |  |  | 22.2 | 71.96 |  |  |  |  | 25 | 77
1994-07-04 | 15:00 | 27.2 | 80.96 | WEEKDAY | #N/A | 1987-07-04 | 15:00 | 30.6 | 87.08 |  |  | 1991-07-04 | 15:00 | 25 | 77 |  |  | 1994-07-04 | 15:00 | 27.2 | 80.96 | [5 empty] | 26.7 | 80.06 |  |  |  | 18 | 64.4 |  |  |  |  | 17.2 | 62.96 |  |  |  |  | 29 | 84.2 | [5 empty] | 36.1 | 96.98 |  |  |  | 26.7 | 80.06 |  |  |  |  | 22.2 | 71.96 |  |  |  |  | 22.8 | 73.04
1994-07-04 | 16:00 | 28.3 | 82.94 | WEEKDAY | #N/A | 1987-07-04 | 16:00 | 30 | 86 |  |  | 1991-07-04 | 16:00 | 25 | 77 |  |  | 1994-07-04 | 16:00 | 26.1 | 78.98 | [5 empty] | 26.7 | 80.06 |  |  |  | 18 | 64.4 |  |  |  |  | 17.8 | 64.04 |  |  |  |  | 29.4 | 84.92 | [5 empty] | 35.6 | 96.08 |  |  |  | 28.3 | 82.94 |  |  |  |  | 21.7 | 71.06 |  |  |  |  | 25 | 77
1994-07-04 | 17:00 | 27.8 | 82.04 | WEEKDAY | #N/A | 1987-07-04 | 17:00 | 30 | 86 |  |  | 1991-07-04 | 17:00 | 22.8 | 73.04 |  |  | 1994-07-04 | 17:00 | 25 | 77 | [5 empty] | 25.6 | 78.08 |  |  |  | 15 | 59 |  |  |  |  | 17.8 | 64.04 |  |  |  |  | 28.5 | 83.3 | [5 empty] | 35 | 95 |  |  |  | 27.2 | 80.96 |  |  |  |  | 21.1 | 69.98 |  |  |  |  | 24.4 | 75.92
1994-07-04 | 18:00 | 26.7 | 80.06 | WEEKDAY | #N/A | 1987-07-04 | 18:00 | 28.9 | 84.02 |  |  | 1991-07-04 | 18:00 | 22.2 | 71.96 |  |  | 1994-07-04 | 18:00 | 23.9 | 75.02 | [5 empty] | 24.4 | 75.92 |  |  |  | 16.4 | 61.52 |  |  |  |  | 17.8 | 64.04 |  |  |  |  | 27.6 | 81.68 | [5 empty] | 33.9 | 93.02 |  |  |  | 26.1 | 78.98 |  |  |  |  | 20 | 68 |  |  |  |  | 23.9 | 75.02
1994-07-04 | 19:00 | 26.1 | 78.98 | WEEKDAY | #N/A | 1987-07-04 | 19:00 | 28.9 | 84.02 |  |  | 1991-07-04 | 19:00 | 21.7 | 71.06 |  |  | 1994-07-04 | 19:00 | 22.8 | 73.04 | [5 empty] | 23.3 | 73.94 |  |  |  | 17 | 62.6 |  |  |  |  | 17.2 | 62.96 |  |  |  |  | 26.7 | 80.06 | [5 empty] | 32.8 | 91.04 |  |  |  | 25 | 77 |  |  |  |  | 18.9 | 66.02 |  |  |  |  | 23.9 | 75.02
1994-07-04 | 20:00 | 24.4 | 75.92 | WEEKDAY | #N/A | 1987-07-04 | 20:00 | 27.8 | 82.04 |  |  | 1991-07-04 | 20:00 | 19.4 | 66.92 |  |  | 1994-07-04 | 20:00 | 22.2 | 71.96 | [5 empty] | 21.7 | 71.06 |  |  |  | 17 | 62.6 |  |  |  |  | 16.1 | 60.98 |  |  |  |  | 25.2 | 77.36 | [5 empty] | 30 | 86 |  |  |  | 24.4 | 75.92 |  |  |  |  | 16.1 | 60.98 |  |  |  |  | 23.3 | 73.94
1994-07-04 | 21:00 | 23.9 | 75.02 | WEEKDAY | #N/A | 1987-07-04 | 21:00 | 28.3 | 82.94 |  |  | 1991-07-04 | 21:00 | 18.3 | 64.94 |  |  | 1994-07-04 | 21:00 | 21.7 | 71.06 | [5 empty] | 20.6 | 69.08 |  |  |  | 17 | 62.6 |  |  |  |  | 15 | 59 |  |  |  |  | 23.7 | 74.66 | [5 empty] | 30.6 | 87.08 |  |  |  | 23.3 | 73.94 |  |  |  |  | 12.8 | 55.04 |  |  |  |  | 23.3 | 73.94
1994-07-04 | 22:00 | 22.8 | 73.04 | WEEKDAY | #N/A | 1987-07-04 | 22:00 | 25 | 77 |  |  | 1991-07-04 | 22:00 | 17.8 | 64.04 |  |  | 1994-07-04 | 22:00 | 21.1 | 69.98 | [5 empty] | 19.4 | 66.92 |  |  |  | 17 | 62.6 |  |  |  |  | 14.4 | 57.92 |  |  |  |  | 22.2 | 71.96 | [5 empty] | 31.1 | 87.98 |  |  |  | 22.8 | 73.04 |  |  |  |  | 13.3 | 55.94 |  |  |  |  | 23.3 | 73.94
1994-07-04 | 23:00 | 22.2 | 71.96 | WEEKDAY | #N/A | 1987-07-04 | 23:00 | 25.6 | 78.08 |  |  | 1991-07-04 | 23:00 | 17.2 | 62.96 |  |  | 1994-07-04 | 23:00 | 20.6 | 69.08 | [5 empty] | 18.9 | 66.02 |  |  |  | 17 | 62.6 |  |  |  |  | 14.4 | 57.92 |  |  |  |  | 22.2 | 71.96 | [5 empty] | 24.4 | 75.92 |  |  |  | 20.6 | 69.08 |  |  |  |  | 15 | 59 |  |  |  |  | 23.3 | 73.94
1994-07-04 | 24:00 | 22.2 | 71.96 | WEEKDAY | #N/A | 1987-07-04 | 24:00 | 23.9 | 75.02 |  |  | 1991-07-04 | 24:00 | 16.7 | 62.06 |  |  | 1994-07-04 | 24:00 | 20 | 68 | [5 empty] | 18.3 | 64.94 |  |  |  | 16.5 | 61.7 |  |  |  |  | 14.4 | 57.92 |  |  |  |  | 22.2 | 71.96 | [5 empty] | 23.9 | 75.02 |  |  |  | 20.6 | 69.08 |  |  |  |  | 14.4 | 57.92 |  |  |  |  | 23.3 | 73.94
1994-07-05 | 1:00 | 21.7 | 71.06 | WEEKDAY | #N/A | 1987-07-05 | 1:00 | 22.8 | 73.04 |  |  | 1991-07-05 | 1:00 | 16.7 | 62.06 |  |  | 1994-07-05 | 1:00 | 20 | 68 | [5 empty] | 17.8 | 64.04 |  |  |  | 16 | 60.8 |  |  |  |  | 14.4 | 57.92 |  |  |  |  | 22.2 | 71.96 | [5 empty] | 23.9 | 75.02 |  |  |  | 20.6 | 69.08 |  |  |  |  | 13.3 | 55.94 |  |  |  |  | 21.1 | 69.98
1994-07-05 | 2:00 | 21.1 | 69.98 | WEEKDAY | #N/A | 1987-07-05 | 2:00 | 21.7 | 71.06 |  |  | 1991-07-05 | 2:00 | 16.7 | 62.06 |  |  | 1994-07-05 | 2:00 | 20 | 68 | [5 empty] | 17.2 | 62.96 |  |  |  | 16 | 60.8 |  |  |  |  | 13.9 | 57.02 |  |  |  |  | 21.7 | 71.06 | [5 empty] | 23.3 | 73.94 |  |  |  | 18.9 | 66.02 |  |  |  |  | 11.7 | 53.06 |  |  |  |  | 19.4 | 66.92
1994-07-05 | 3:00 | 20.6 | 69.08 | WEEKDAY | #N/A | 1987-07-05 | 3:00 | 21.1 | 69.98 |  |  | 1991-07-05 | 3:00 | 16.7 | 62.06 |  |  | 1994-07-05 | 3:00 | 20 | 68 | [5 empty] | 18.9 | 66.02 |  |  |  | 16 | 60.8 |  |  |  |  | 13.9 | 57.02 |  |  |  |  | 21.1 | 69.98 | [5 empty] | 22.8 | 73.04 |  |  |  | 18.9 | 66.02 |  |  |  |  | 10 | 50 |  |  |  |  | 18.3 | 64.94
1994-07-05 | 4:00 | 20.6 | 69.08 | WEEKDAY | #N/A | 1987-07-05 | 4:00 | 20.6 | 69.08 |  |  | 1991-07-05 | 4:00 | 16.7 | 62.06 |  |  | 1994-07-05 | 4:00 | 20.6 | 69.08 | [5 empty] | 19.4 | 66.92 |  |  |  | 15.6 | 60.08 |  |  |  |  | 12.8 | 55.04 |  |  |  |  | 20.6 | 69.08 | [5 empty] | 22.8 | 73.04 |  |  |  | 18.3 | 64.94 |  |  |  |  | 10 | 50 |  |  |  |  | 17.8 | 64.04
1994-07-05 | 5:00 | 20.6 | 69.08 | WEEKDAY | #N/A | 1987-07-05 | 5:00 | 20.6 | 69.08 |  |  | 1991-07-05 | 5:00 | 16.7 | 62.06 |  |  | 1994-07-05 | 5:00 | 20.6 | 69.08 | [5 empty] | 19.4 | 66.92 |  |  |  | 15 | 59 |  |  |  |  | 12.8 | 55.04 |  |  |  |  | 21 | 69.8 | [5 empty] | 22.2 | 71.96 |  |  |  | 19.4 | 66.92 |  |  |  |  | 10.6 | 51.08 |  |  |  |  | 16.7 | 62.06
1994-07-05 | 6:00 | 21.1 | 69.98 | WEEKDAY | #N/A | 1987-07-05 | 6:00 | 21.1 | 69.98 |  |  | 1991-07-05 | 6:00 | 17.2 | 62.96 |  |  | 1994-07-05 | 6:00 | 21.1 | 69.98 | [5 empty] | 20.6 | 69.08 |  |  |  | 16 | 60.8 |  |  |  |  | 14.4 | 57.92 |  |  |  |  | 21.3 | 70.34 | [5 empty] | 21.7 | 71.06 |  |  |  | 18.9 | 66.02 |  |  |  |  | 11.7 | 53.06 |  |  |  |  | 17.2 | 62.96
1994-07-05 | 7:00 | 21.7 | 71.06 | WEEKDAY | #N/A | 1987-07-05 | 7:00 | 22.2 | 71.96 |  |  | 1991-07-05 | 7:00 | 17.2 | 62.96 |  |  | 1994-07-05 | 7:00 | 22.2 | 71.96 | [5 empty] | 21.1 | 69.98 |  |  |  | 18 | 64.4 |  |  |  |  | 18.3 | 64.94 |  |  |  |  | 21.7 | 71.06 | [5 empty] | 21.1 | 69.98 |  |  |  | 19.4 | 66.92 |  |  |  |  | 11.1 | 51.98 |  |  |  |  | 16.7 | 62.06
1994-07-05 | 8:00 | 22.8 | 73.04 | WEEKDAY | #N/A | 1987-07-05 | 8:00 | 23.9 | 75.02 |  |  | 1991-07-05 | 8:00 | 16.1 | 60.98 |  |  | 1994-07-05 | 8:00 | 22.8 | 73.04 | [5 empty] | 22.2 | 71.96 |  |  |  | 20 | 68 |  |  |  |  | 20 | 68 |  |  |  |  | 23.7 | 74.66 | [5 empty] | 21.7 | 71.06 |  |  |  | 20 | 68 |  |  |  |  | 12.2 | 53.96 |  |  |  |  | 18.3 | 64.94
1994-07-05 | 9:00 | 23.3 | 73.94 | WEEKDAY | #N/A | 1987-07-05 | 9:00 | 23.9 | 75.02 |  |  | 1991-07-05 | 9:00 | 16.1 | 60.98 |  |  | 1994-07-05 | 9:00 | 23.9 | 75.02 | [5 empty] | 23.9 | 75.02 |  |  |  | 22 | 71.6 |  |  |  |  | 21.1 | 69.98 |  |  |  |  | 25.8 | 78.44 | [5 empty] | 21.7 | 71.06 |  |  |  | 22.8 | 73.04 |  |  |  |  | 12.8 | 55.04 |  |  |  |  | 18.9 | 66.02
1994-07-05 | 10:00 | 24.4 | 75.92 | WEEKDAY | #N/A | 1987-07-05 | 10:00 | 25 | 77 |  |  | 1991-07-05 | 10:00 | 17.2 | 62.96 |  |  | 1994-07-05 | 10:00 | 25 | 77 | [5 empty] | 25.6 | 78.08 |  |  |  | 23 | 73.4 |  |  |  |  | 22.2 | 71.96 |  |  |  |  | 27.8 | 82.04 | [5 empty] | 21.7 | 71.06 |  |  |  | 23.3 | 73.94 |  |  |  |  | 13.9 | 57.02 |  |  |  |  | 19.4 | 66.92
1994-07-05 | 11:00 | 25.6 | 78.08 | WEEKDAY | #N/A | 1987-07-05 | 11:00 | 26.7 | 80.06 |  |  | 1991-07-05 | 11:00 | 17.2 | 62.96 |  |  | 1994-07-05 | 11:00 | 25.6 | 78.08 | [5 empty] | 26.1 | 78.98 |  |  |  | 24 | 75.2 |  |  |  |  | 23.3 | 73.94 |  |  |  |  | 28.7 | 83.66 | [5 empty] | 20.6 | 69.08 |  |  |  | 22.8 | 73.04 |  |  |  |  | 14.4 | 57.92 |  |  |  |  | 20 | 68
1994-07-05 | 12:00 | 27.2 | 80.96 | WEEKDAY | #N/A | 1987-07-05 | 12:00 | 27.8 | 82.04 |  |  | 1991-07-05 | 12:00 | 17.2 | 62.96 |  |  | 1994-07-05 | 12:00 | 25 | 77 | [5 empty] | 26.1 | 78.98 |  |  |  | 25 | 77 |  |  |  |  | 24.4 | 75.92 |  |  |  |  | 29.7 | 85.46 | [5 empty] | 21.1 | 69.98 |  |  |  | 22.8 | 73.04 |  |  |  |  | 14.4 | 57.92 |  |  |  |  | 21.1 | 69.98
1994-07-05 | 13:00 | 28.9 | 84.02 | WEEKDAY | #N/A | 1987-07-05 | 13:00 | 28.3 | 82.94 |  |  | 1991-07-05 | 13:00 | 17.8 | 64.04 |  |  | 1994-07-05 | 13:00 | 26.7 | 80.06 | [5 empty] | 27.2 | 80.96 |  |  |  | 26 | 78.8 |  |  |  |  | 25 | 77 |  |  |  |  | 30.6 | 87.08 | [5 empty] | 20.6 | 69.08 |  |  |  | 22.2 | 71.96 |  |  |  |  | 16.7 | 62.06 |  |  |  |  | 21.7 | 71.06
1994-07-05 | 14:00 | 30 | 86 | WEEKDAY | #N/A | 1987-07-05 | 14:00 | 28.3 | 82.94 |  |  | 1991-07-05 | 14:00 | 17.8 | 64.04 |  |  | 1994-07-05 | 14:00 | 27.2 | 80.96 | [5 empty] | 26.7 | 80.06 |  |  |  | 27 | 80.6 |  |  |  |  | 26.1 | 78.98 |  |  |  |  | 28.9 | 84.02 | [5 empty] | 21.7 | 71.06 |  |  |  | 22.2 | 71.96 |  |  |  |  | 16.7 | 62.06 |  |  |  |  | 21.1 | 69.98
1994-07-05 | 15:00 | 28.9 | 84.02 | WEEKDAY | #N/A | 1987-07-05 | 15:00 | 28.9 | 84.02 |  |  | 1991-07-05 | 15:00 | 17.8 | 64.04 |  |  | 1994-07-05 | 15:00 | 25 | 77 | [5 empty] | 26.7 | 80.06 |  |  |  | 27.7 | 81.86 |  |  |  |  | 26.7 | 80.06 |  |  |  |  | 27.3 | 81.14 | [5 empty] | 23.9 | 75.02 |  |  |  | 22.8 | 73.04 |  |  |  |  | 17.8 | 64.04 |  |  |  |  | 21.7 | 71.06
1994-07-05 | 16:00 | 29.4 | 84.92 | WEEKDAY | #N/A | 1987-07-05 | 16:00 | 28.3 | 82.94 |  |  | 1991-07-05 | 16:00 | 17.8 | 64.04 |  |  | 1994-07-05 | 16:00 | 26.1 | 78.98 | [5 empty] | 26.7 | 80.06 |  |  |  | 28 | 82.4 |  |  |  |  | 27.8 | 82.04 |  |  |  |  | 25.6 | 78.08 | [5 empty] | 23.3 | 73.94 |  |  |  | 23.9 | 75.02 |  |  |  |  | 18.9 | 66.02 |  |  |  |  | 21.7 | 71.06
1994-07-05 | 17:00 | 28.3 | 82.94 | WEEKDAY | #N/A | 1987-07-05 | 17:00 | 26.7 | 80.06 |  |  | 1991-07-05 | 17:00 | 17.8 | 64.04 |  |  | 1994-07-05 | 17:00 | 26.1 | 78.98 | [5 empty] | 26.1 | 78.98 |  |  |  | 27 | 80.6 |  |  |  |  | 27.2 | 80.96 |  |  |  |  | 25.8 | 78.44 | [5 empty] | 23.9 | 75.02 |  |  |  | 23.3 | 73.94 |  |  |  |  | 19.4 | 66.92 |  |  |  |  | 21.1 | 69.98
1994-07-05 | 18:00 | 27.2 | 80.96 | WEEKDAY | #N/A | 1987-07-05 | 18:00 | 25.6 | 78.08 |  |  | 1991-07-05 | 18:00 | 17.8 | 64.04 |  |  | 1994-07-05 | 18:00 | 25 | 77 | [5 empty] | 25 | 77 |  |  |  | 26.4 | 79.52 |  |  |  |  | 26.1 | 78.98 |  |  |  |  | 25.9 | 78.62 | [5 empty] | 23.3 | 73.94 |  |  |  | 21.7 | 71.06 |  |  |  |  | 18.9 | 66.02 |  |  |  |  | 20.6 | 69.08
1994-07-05 | 19:00 | 25.6 | 78.08 | WEEKDAY | #N/A | 1987-07-05 | 19:00 | 24.4 | 75.92 |  |  | 1991-07-05 | 19:00 | 17.8 | 64.04 |  |  | 1994-07-05 | 19:00 | 23.3 | 73.94 | [5 empty] | 23.9 | 75.02 |  |  |  | 25 | 77 |  |  |  |  | 23.9 | 75.02 |  |  |  |  | 26.1 | 78.98 | [5 empty] | 21.7 | 71.06 |  |  |  | 21.7 | 71.06 |  |  |  |  | 18.3 | 64.94 |  |  |  |  | 18.9 | 66.02
1994-07-05 | 20:00 | 24.4 | 75.92 | WEEKDAY | #N/A | 1987-07-05 | 20:00 | 23.3 | 73.94 |  |  | 1991-07-05 | 20:00 | 17.8 | 64.04 |  |  | 1994-07-05 | 20:00 | 23.3 | 73.94 | [5 empty] | 23.3 | 73.94 |  |  |  | 23 | 73.4 |  |  |  |  | 22.2 | 71.96 |  |  |  |  | 23.7 | 74.66 | [5 empty] | 19.4 | 66.92 |  |  |  | 22.2 | 71.96 |  |  |  |  | 15.6 | 60.08 |  |  |  |  | 16.1 | 60.98
1994-07-05 | 21:00 | 25 | 77 | WEEKDAY | #N/A | 1987-07-05 | 21:00 | 22.8 | 73.04 |  |  | 1991-07-05 | 21:00 | 17.8 | 64.04 |  |  | 1994-07-05 | 21:00 | 22.8 | 73.04 | [5 empty] | 23.3 | 73.94 |  |  |  | 23 | 73.4 |  |  |  |  | 21.1 | 69.98 |  |  |  |  | 21.3 | 70.34 | [5 empty] | 18.3 | 64.94 |  |  |  | 20.6 | 69.08 |  |  |  |  | 14.4 | 57.92 |  |  |  |  | 14.4 | 57.92
1994-07-05 | 22:00 | 25 | 77 | WEEKDAY | #N/A | 1987-07-05 | 22:00 | 22.2 | 71.96 |  |  | 1991-07-05 | 22:00 | 18.3 | 64.94 |  |  | 1994-07-05 | 22:00 | 22.2 | 71.96 | [5 empty] | 23.3 | 73.94 |  |  |  | 23 | 73.4 |  |  |  |  | 20 | 68 |  |  |  |  | 18.9 | 66.02 | [5 empty] | 18.9 | 66.02 |  |  |  | 18.9 | 66.02 |  |  |  |  | 15 | 59 |  |  |  |  | 11.7 | 53.06
1994-07-05 | 23:00 | 25.6 | 78.08 | WEEKDAY | #N/A | 1987-07-05 | 23:00 | 22.2 | 71.96 |  |  | 1991-07-05 | 23:00 | 18.3 | 64.94 |  |  | 1994-07-05 | 23:00 | 22.2 | 71.96 | [5 empty] | 23.3 | 73.94 |  |  |  | 16 | 60.8 |  |  |  |  | 20.6 | 69.08 |  |  |  |  | 18 | 64.4 | [5 empty] | 18.3 | 64.94 |  |  |  | 18.3 | 64.94 |  |  |  |  | 12.8 | 55.04 |  |  |  |  | 10 | 50
1994-07-05 | 24:00 | 25 | 77 | WEEKDAY | #N/A | 1987-07-05 | 24:00 | 21.1 | 69.98 |  |  | 1991-07-05 | 24:00 | 18.3 | 64.94 |  |  | 1994-07-05 | 24:00 | 21.7 | 71.06 | [5 empty] | 22.8 | 73.04 |  |  |  | 14 | 57.2 |  |  |  |  | 18.9 | 66.02 |  |  |  |  | 17 | 62.6 | [5 empty] | 17.2 | 62.96 |  |  |  | 17.2 | 62.96 |  |  |  |  | 12.2 | 53.96 |  |  |  |  | 8.9 | 48.02
1994-07-06 | 1:00 | 25 | 77 | WEEKDAY | #N/A | 1987-07-06 | 1:00 | 20.6 | 69.08 |  |  | 1991-07-06 | 1:00 | 18.3 | 64.94 |  |  | 1994-07-06 | 1:00 | 22.2 | 71.96 | [5 empty] | 22.8 | 73.04 |  |  |  | 14 | 57.2 |  |  |  |  | 17.2 | 62.96 |  |  |  |  | 16.1 | 60.98 | [5 empty] | 15.6 | 60.08 |  |  |  | 16.7 | 62.06 |  |  |  |  | 11.1 | 51.98 |  |  |  |  | 12.2 | 53.96
1994-07-06 | 2:00 | 24.4 | 75.92 | WEEKDAY | #N/A | 1987-07-06 | 2:00 | 20 | 68 |  |  | 1991-07-06 | 2:00 | 17.8 | 64.04 |  |  | 1994-07-06 | 2:00 | 22.2 | 71.96 | [5 empty] | 22.8 | 73.04 |  |  |  | 14 | 57.2 |  |  |  |  | 17.2 | 62.96 |  |  |  |  | 15.4 | 59.72 | [5 empty] | 16.7 | 62.06 |  |  |  | 15.6 | 60.08 |  |  |  |  | 9.4 | 48.92 |  |  |  |  | 11.7 | 53.06
1994-07-06 | 3:00 | 24.4 | 75.92 | WEEKDAY | #N/A | 1987-07-06 | 3:00 | 19.4 | 66.92 |  |  | 1991-07-06 | 3:00 | 17.8 | 64.04 |  |  | 1994-07-06 | 3:00 | 22.2 | 71.96 | [5 empty] | 22.8 | 73.04 |  |  |  | 14 | 57.2 |  |  |  |  | 16.7 | 62.06 |  |  |  |  | 14.6 | 58.28 | [5 empty] | 16.7 | 62.06 |  |  |  | 13.3 | 55.94 |  |  |  |  | 11.1 | 51.98 |  |  |  |  | 10.6 | 51.08
1994-07-06 | 4:00 | 25 | 77 | WEEKDAY | #N/A | 1987-07-06 | 4:00 | 19.4 | 66.92 |  |  | 1991-07-06 | 4:00 | 17.8 | 64.04 |  |  | 1994-07-06 | 4:00 | 22.8 | 73.04 | [5 empty] | 22.8 | 73.04 |  |  |  | 13 | 55.4 |  |  |  |  | 15.6 | 60.08 |  |  |  |  | 13.9 | 57.02 | [5 empty] | 16.7 | 62.06 |  |  |  | 12.2 | 53.96 |  |  |  |  | 12.2 | 53.96 |  |  |  |  | 7.8 | 46.04
1994-07-06 | 5:00 | 24.4 | 75.92 | WEEKDAY | #N/A | 1987-07-06 | 5:00 | 18.9 | 66.02 |  |  | 1991-07-06 | 5:00 | 17.8 | 64.04 |  |  | 1994-07-06 | 5:00 | 22.8 | 73.04 | [5 empty] | 22.8 | 73.04 |  |  |  | 13 | 55.4 |  |  |  |  | 16.7 | 62.06 |  |  |  |  | 15.6 | 60.08 | [5 empty] | 16.7 | 62.06 |  |  |  | 11.7 | 53.06 |  |  |  |  | 10.6 | 51.08 |  |  |  |  | 7.2 | 44.96
1994-07-06 | 6:00 | 25 | 77 | WEEKDAY | #N/A | 1987-07-06 | 6:00 | 19.4 | 66.92 |  |  | 1991-07-06 | 6:00 | 18.3 | 64.94 |  |  | 1994-07-06 | 6:00 | 23.3 | 73.94 | [5 empty] | 22.8 | 73.04 |  |  |  | 17 | 62.6 |  |  |  |  | 16.1 | 60.98 |  |  |  |  | 17.2 | 62.96 | [5 empty] | 16.7 | 62.06 |  |  |  | 12.8 | 55.04 |  |  |  |  | 11.1 | 51.98 |  |  |  |  | 11.1 | 51.98
1994-07-06 | 7:00 | 26.7 | 80.06 | WEEKDAY | #N/A | 1987-07-06 | 7:00 | 20 | 68 |  |  | 1991-07-06 | 7:00 | 18.3 | 64.94 |  |  | 1994-07-06 | 7:00 | 23.9 | 75.02 | [5 empty] | 22.8 | 73.04 |  |  |  | 20 | 68 |  |  |  |  | 18.3 | 64.94 |  |  |  |  | 18.9 | 66.02 | [5 empty] | 17.2 | 62.96 |  |  |  | 14.4 | 57.92 |  |  |  |  | 14.4 | 57.92 |  |  |  |  | 13.9 | 57.02
1994-07-06 | 8:00 | 28.3 | 82.94 | WEEKDAY | #N/A | 1987-07-06 | 8:00 | 21.1 | 69.98 |  |  | 1991-07-06 | 8:00 | 18.9 | 66.02 |  |  | 1994-07-06 | 8:00 | 25 | 77 | [5 empty] | 25.6 | 78.08 |  |  |  | 22 | 71.6 |  |  |  |  | 21.1 | 69.98 |  |  |  |  | 19.5 | 67.1 | [5 empty] | 18.9 | 66.02 |  |  |  | 15.6 | 60.08 |  |  |  |  | 17.2 | 62.96 |  |  |  |  | 15.6 | 60.08
1994-07-06 | 9:00 | 28.3 | 82.94 | WEEKDAY | #N/A | 1987-07-06 | 9:00 | 21.7 | 71.06 |  |  | 1991-07-06 | 9:00 | 20 | 68 |  |  | 1994-07-06 | 9:00 | 26.7 | 80.06 | [5 empty] | 27.2 | 80.96 |  |  |  | 24 | 75.2 |  |  |  |  | 24.4 | 75.92 |  |  |  |  | 20 | 68 | [5 empty] | 18.9 | 66.02 |  |  |  | 17.8 | 64.04 |  |  |  |  | 19.4 | 66.92 |  |  |  |  | 17.2 | 62.96
1994-07-06 | 10:00 | 30 | 86 | WEEKDAY | #N/A | 1987-07-06 | 10:00 | 22.8 | 73.04 |  |  | 1991-07-06 | 10:00 | 21.1 | 69.98 |  |  | 1994-07-06 | 10:00 | 28.9 | 84.02 | [5 empty] | 28.9 | 84.02 |  |  |  | 26 | 78.8 |  |  |  |  | 26.1 | 78.98 |  |  |  |  | 20.6 | 69.08 | [5 empty] | 20 | 68 |  |  |  | 18.3 | 64.94 |  |  |  |  | 21.1 | 69.98 |  |  |  |  | 18.9 | 66.02
1994-07-06 | 11:00 | 31.1 | 87.98 | WEEKDAY | #N/A | 1987-07-06 | 11:00 | 23.3 | 73.94 |  |  | 1991-07-06 | 11:00 | 21.7 | 71.06 |  |  | 1994-07-06 | 11:00 | 30 | 86 | [5 empty] | 29.4 | 84.92 |  |  |  | 27 | 80.6 |  |  |  |  | 27.2 | 80.96 |  |  |  |  | 20.6 | 69.08 | [5 empty] | 20.6 | 69.08 |  |  |  | 19.4 | 66.92 |  |  |  |  | 20.6 | 69.08 |  |  |  |  | 18.9 | 66.02
1994-07-06 | 12:00 | 32.2 | 89.96 | WEEKDAY | #N/A | 1987-07-06 | 12:00 | 26.1 | 78.98 |  |  | 1991-07-06 | 12:00 | 23.3 | 73.94 |  |  | 1994-07-06 | 12:00 | 29.4 | 84.92 | [5 empty] | 30 | 86 |  |  |  | 28 | 82.4 |  |  |  |  | 28.3 | 82.94 |  |  |  |  | 20.6 | 69.08 | [5 empty] | 20.6 | 69.08 |  |  |  | 20 | 68 |  |  |  |  | 22.2 | 71.96 |  |  |  |  | 20 | 68
1994-07-06 | 13:00 | 33.9 | 93.02 | WEEKDAY | #N/A | 1987-07-06 | 13:00 | 25 | 77 |  |  | 1991-07-06 | 13:00 | 24.4 | 75.92 |  |  | 1994-07-06 | 13:00 | 30.6 | 87.08 | [5 empty] | 30.6 | 87.08 |  |  |  | 28 | 82.4 |  |  |  |  | 29.4 | 84.92 |  |  |  |  | 20.6 | 69.08 | [5 empty] | 22.2 | 71.96 |  |  |  | 20.6 | 69.08 |  |  |  |  | 23.3 | 73.94 |  |  |  |  | 21.1 | 69.98
1994-07-06 | 14:00 | 36.1 | 96.98 | WEEKDAY | #N/A | 1987-07-06 | 14:00 | 25 | 77 |  |  | 1991-07-06 | 14:00 | 25 | 77 |  |  | 1994-07-06 | 14:00 | 29.4 | 84.92 | [5 empty] | 30.6 | 87.08 |  |  |  | 29 | 84.2 |  |  |  |  | 29.4 | 84.92 |  |  |  |  | 20.2 | 68.36 | [5 empty] | 21.7 | 71.06 |  |  |  | 22.2 | 71.96 |  |  |  |  | 23.3 | 73.94 |  |  |  |  | 21.7 | 71.06
1994-07-06 | 15:00 | 35.6 | 96.08 | WEEKDAY | #N/A | 1987-07-06 | 15:00 | 25 | 77 |  |  | 1991-07-06 | 15:00 | 26.1 | 78.98 |  |  | 1994-07-06 | 15:00 | 29.4 | 84.92 | [5 empty] | 30.6 | 87.08 |  |  |  | 29 | 84.2 |  |  |  |  | 30 | 86 |  |  |  |  | 19.8 | 67.64 | [5 empty] | 21.7 | 71.06 |  |  |  | 21.7 | 71.06 |  |  |  |  | 23.9 | 75.02 |  |  |  |  | 20.6 | 69.08
1994-07-06 | 16:00 | 32.2 | 89.96 | WEEKDAY | #N/A | 1987-07-06 | 16:00 | 25.6 | 78.08 |  |  | 1991-07-06 | 16:00 | 26.1 | 78.98 |  |  | 1994-07-06 | 16:00 | 28.3 | 82.94 | [5 empty] | 28.9 | 84.02 |  |  |  | 29 | 84.2 |  |  |  |  | 30 | 86 |  |  |  |  | 19.4 | 66.92 | [5 empty] | 21.7 | 71.06 |  |  |  | 22.2 | 71.96 |  |  |  |  | 23.3 | 73.94 |  |  |  |  | 21.1 | 69.98
1994-07-06 | 17:00 | 32.8 | 91.04 | WEEKDAY | #N/A | 1987-07-06 | 17:00 | 23.9 | 75.02 |  |  | 1991-07-06 | 17:00 | 26.1 | 78.98 |  |  | 1994-07-06 | 17:00 | 28.3 | 82.94 | [5 empty] | 28.9 | 84.02 |  |  |  | 29 | 84.2 |  |  |  |  | 30 | 86 |  |  |  |  | 18.9 | 66.02 | [5 empty] | 21.7 | 71.06 |  |  |  | 22.2 | 71.96 |  |  |  |  | 23.3 | 73.94 |  |  |  |  | 21.1 | 69.98
1994-07-06 | 18:00 | 32.8 | 91.04 | WEEKDAY | #N/A | 1987-07-06 | 18:00 | 23.3 | 73.94 |  |  | 1991-07-06 | 18:00 | 24.4 | 75.92 |  |  | 1994-07-06 | 18:00 | 28.3 | 82.94 | [5 empty] | 28.9 | 84.02 |  |  |  | 29 | 84.2 |  |  |  |  | 29.4 | 84.92 |  |  |  |  | 18.3 | 64.94 | [5 empty] | 21.1 | 69.98 |  |  |  | 23.3 | 73.94 |  |  |  |  | 22.8 | 73.04 |  |  |  |  | 19.4 | 66.92
1994-07-06 | 19:00 | 32.8 | 91.04 | WEEKDAY | #N/A | 1987-07-06 | 19:00 | 21.7 | 71.06 |  |  | 1991-07-06 | 19:00 | 22.8 | 73.04 |  |  | 1994-07-06 | 19:00 | 25.6 | 78.08 | [5 empty] | 26.7 | 80.06 |  |  |  | 26 | 78.8 |  |  |  |  | 27.8 | 82.04 |  |  |  |  | 17.8 | 64.04 | [5 empty] | 19.4 | 66.92 |  |  |  | 21.1 | 69.98 |  |  |  |  | 21.7 | 71.06 |  |  |  |  | 20 | 68
1994-07-06 | 20:00 | 31.7 | 89.06 | WEEKDAY | #N/A | 1987-07-06 | 20:00 | 20 | 68 |  |  | 1991-07-06 | 20:00 | 21.7 | 71.06 |  |  | 1994-07-06 | 20:00 | 25 | 77 | [5 empty] | 25 | 77 |  |  |  | 25 | 77 |  |  |  |  | 26.1 | 78.98 |  |  |  |  | 17.6 | 63.68 | [5 empty] | 16.7 | 62.06 |  |  |  | 18.9 | 66.02 |  |  |  |  | 17.2 | 62.96 |  |  |  |  | 17.2 | 62.96
1994-07-06 | 21:00 | 31.7 | 89.06 | WEEKDAY | #N/A | 1987-07-06 | 21:00 | 19.4 | 66.92 |  |  | 1991-07-06 | 21:00 | 21.1 | 69.98 |  |  | 1994-07-06 | 21:00 | 25.6 | 78.08 | [5 empty] | 24.4 | 75.92 |  |  |  | 24 | 75.2 |  |  |  |  | 25 | 77 |  |  |  |  | 17.4 | 63.32 | [5 empty] | 15 | 59 |  |  |  | 18.9 | 66.02 |  |  |  |  | 14.4 | 57.92 |  |  |  |  | 13.9 | 57.02
1994-07-06 | 22:00 | 30 | 86 | WEEKDAY | #N/A | 1987-07-06 | 22:00 | 18.9 | 66.02 |  |  | 1991-07-06 | 22:00 | 21.1 | 69.98 |  |  | 1994-07-06 | 22:00 | 25.6 | 78.08 | [5 empty] | 24.4 | 75.92 |  |  |  | 23 | 73.4 |  |  |  |  | 24.4 | 75.92 |  |  |  |  | 17.2 | 62.96 | [5 empty] | 13.9 | 57.02 |  |  |  | 16.7 | 62.06 |  |  |  |  | 13.9 | 57.02 |  |  |  |  | 11.1 | 51.98
1994-07-06 | 23:00 | 29.4 | 84.92 | WEEKDAY | #N/A | 1987-07-06 | 23:00 | 18.3 | 64.94 |  |  | 1991-07-06 | 23:00 | 21.1 | 69.98 |  |  | 1994-07-06 | 23:00 | 26.7 | 80.06 | [5 empty] | 23.9 | 75.02 |  |  |  | 22 | 71.6 |  |  |  |  | 23.9 | 75.02 |  |  |  |  | 17 | 62.6 | [5 empty] | 12.8 | 55.04 |  |  |  | 15 | 59 |  |  |  |  | 13.3 | 55.94 |  |  |  |  | 9.4 | 48.92
1994-07-06 | 24:00 | 27.8 | 82.04 | WEEKDAY | #N/A | 1987-07-06 | 24:00 | 18.3 | 64.94 |  |  | 1991-07-06 | 24:00 | 21.7 | 71.06 |  |  | 1994-07-06 | 24:00 | 27.8 | 82.04 | [5 empty] | 23.9 | 75.02 |  |  |  | 21 | 69.8 |  |  |  |  | 20 | 68 |  |  |  |  | 16.9 | 62.42 | [5 empty] | 12.2 | 53.96 |  |  |  | 14.4 | 57.92 |  |  |  |  | 12.2 | 53.96 |  |  |  |  | 8.9 | 48.02
1994-07-07 | 1:00 | 27.8 | 82.04 | WEEKDAY | #N/A | 1987-07-07 | 1:00 | 18.9 | 66.02 |  |  | 1991-07-07 | 1:00 | 21.7 | 71.06 |  |  | 1994-07-07 | 1:00 | 26.1 | 78.98 | [5 empty] | 23.9 | 75.02 |  |  |  | 19 | 66.2 |  |  |  |  | 19.4 | 66.92 |  |  |  |  | 16.7 | 62.06 | [5 empty] | 12.2 | 53.96 |  |  |  | 13.9 | 57.02 |  |  |  |  | 12.8 | 55.04 |  |  |  |  | 7.8 | 46.04
1994-07-07 | 2:00 | 26.7 | 80.06 | WEEKDAY | #N/A | 1987-07-07 | 2:00 | 18.9 | 66.02 |  |  | 1991-07-07 | 2:00 | 21.7 | 71.06 |  |  | 1994-07-07 | 2:00 | 25.6 | 78.08 | [5 empty] | 23.9 | 75.02 |  |  |  | 20 | 68 |  |  |  |  | 18.9 | 66.02 |  |  |  |  | 16.3 | 61.34 | [5 empty] | 11.7 | 53.06 |  |  |  | 13.3 | 55.94 |  |  |  |  | 12.2 | 53.96 |  |  |  |  | 7.8 | 46.04
1994-07-07 | 3:00 | 26.7 | 80.06 | WEEKDAY | #N/A | 1987-07-07 | 3:00 | 19.4 | 66.92 |  |  | 1991-07-07 | 3:00 | 21.7 | 71.06 |  |  | 1994-07-07 | 3:00 | 26.1 | 78.98 | [5 empty] | 23.3 | 73.94 |  |  |  | 17 | 62.6 |  |  |  |  | 18.3 | 64.94 |  |  |  |  | 16 | 60.8 | [5 empty] | 11.1 | 51.98 |  |  |  | 12.8 | 55.04 |  |  |  |  | 10.6 | 51.08 |  |  |  |  | 7.2 | 44.96
1994-07-07 | 4:00 | 25.6 | 78.08 | WEEKDAY | #N/A | 1987-07-07 | 4:00 | 18.9 | 66.02 |  |  | 1991-07-07 | 4:00 | 21.1 | 69.98 |  |  | 1994-07-07 | 4:00 | 26.1 | 78.98 | [5 empty] | 22.8 | 73.04 |  |  |  | 17.1 | 62.78 |  |  |  |  | 18.3 | 64.94 |  |  |  |  | 15.6 | 60.08 | [5 empty] | 10.6 | 51.08 |  |  |  | 12.2 | 53.96 |  |  |  |  | 10 | 50 |  |  |  |  | 6.7 | 44.06
1994-07-07 | 5:00 | 26.7 | 80.06 | WEEKDAY | #N/A | 1987-07-07 | 5:00 | 18.9 | 66.02 |  |  | 1991-07-07 | 5:00 | 21.1 | 69.98 |  |  | 1994-07-07 | 5:00 | 25.6 | 78.08 | [5 empty] | 22.8 | 73.04 |  |  |  | 17 | 62.6 |  |  |  |  | 17.2 | 62.96 |  |  |  |  | 15.6 | 60.08 | [5 empty] | 10 | 50 |  |  |  | 12.2 | 53.96 |  |  |  |  | 9.4 | 48.92 |  |  |  |  | 7.2 | 44.96
1994-07-07 | 6:00 | 26.1 | 78.98 | WEEKDAY | #N/A | 1987-07-07 | 6:00 | 19.4 | 66.92 |  |  | 1991-07-07 | 6:00 | 21.1 | 69.98 |  |  | 1994-07-07 | 6:00 | 26.1 | 78.98 | [5 empty] | 25 | 77 |  |  |  | 18 | 64.4 |  |  |  |  | 20 | 68 |  |  |  |  | 15.6 | 60.08 | [5 empty] | 12.8 | 55.04 |  |  |  | 12.8 | 55.04 |  |  |  |  | 11.7 | 53.06 |  |  |  |  | 11.1 | 51.98
1994-07-07 | 7:00 | 25.6 | 78.08 | WEEKDAY | #N/A | 1987-07-07 | 7:00 | 20.6 | 69.08 |  |  | 1991-07-07 | 7:00 | 21.7 | 71.06 |  |  | 1994-07-07 | 7:00 | 26.7 | 80.06 | [5 empty] | 26.7 | 80.06 |  |  |  | 20 | 68 |  |  |  |  | 21.1 | 69.98 |  |  |  |  | 15.6 | 60.08 | [5 empty] | 15 | 59 |  |  |  | 15 | 59 |  |  |  |  | 13.9 | 57.02 |  |  |  |  | 13.9 | 57.02
1994-07-07 | 8:00 | 26.7 | 80.06 | WEEKDAY | #N/A | 1987-07-07 | 8:00 | 20.6 | 69.08 |  |  | 1991-07-07 | 8:00 | 22.8 | 73.04 |  |  | 1994-07-07 | 8:00 | 26.1 | 78.98 | [5 empty] | 27.2 | 80.96 |  |  |  | 22 | 71.6 |  |  |  |  | 22.2 | 71.96 |  |  |  |  | 17.4 | 63.32 | [5 empty] | 18.3 | 64.94 |  |  |  | 16.7 | 62.06 |  |  |  |  | 17.2 | 62.96 |  |  |  |  | 16.7 | 62.06
1994-07-07 | 9:00 | 27.8 | 82.04 | WEEKDAY | #N/A | 1987-07-07 | 9:00 | 21.7 | 71.06 |  |  | 1991-07-07 | 9:00 | 24.4 | 75.92 |  |  | 1994-07-07 | 9:00 | 27.8 | 82.04 | [5 empty] | 28.3 | 82.94 |  |  |  | 23 | 73.4 |  |  |  |  | 25 | 77 |  |  |  |  | 19.3 | 66.74 | [5 empty] | 20 | 68 |  |  |  | 19.4 | 66.92 |  |  |  |  | 19.4 | 66.92 |  |  |  |  | 19.4 | 66.92
1994-07-07 | 10:00 | 31.7 | 89.06 | WEEKDAY | #N/A | 1987-07-07 | 10:00 | 21.7 | 71.06 |  |  | 1991-07-07 | 10:00 | 25.6 | 78.08 |  |  | 1994-07-07 | 10:00 | 31.7 | 89.06 | [5 empty] | 30.6 | 87.08 |  |  |  | 25 | 77 |  |  |  |  | 27.2 | 80.96 |  |  |  |  | 21.1 | 69.98 | [5 empty] | 21.1 | 69.98 |  |  |  | 19.4 | 66.92 |  |  |  |  | 22.2 | 71.96 |  |  |  |  | 21.1 | 69.98
1994-07-07 | 11:00 | 32.8 | 91.04 | WEEKDAY | #N/A | 1987-07-07 | 11:00 | 21.1 | 69.98 |  |  | 1991-07-07 | 11:00 | 28.9 | 84.02 |  |  | 1994-07-07 | 11:00 | 33.3 | 91.94 | [5 empty] | 32.2 | 89.96 |  |  |  | 27 | 80.6 |  |  |  |  | 27.8 | 82.04 |  |  |  |  | 23 | 73.4 | [5 empty] | 22.2 | 71.96 |  |  |  | 21.7 | 71.06 |  |  |  |  | 23.9 | 75.02 |  |  |  |  | 21.1 | 69.98
1994-07-07 | 12:00 | 32.8 | 91.04 | WEEKDAY | #N/A | 1987-07-07 | 12:00 | 21.1 | 69.98 |  |  | 1991-07-07 | 12:00 | 27.2 | 80.96 |  |  | 1994-07-07 | 12:00 | 33.9 | 93.02 | [5 empty] | 33.9 | 93.02 |  |  |  | 27 | 80.6 |  |  |  |  | 28.3 | 82.94 |  |  |  |  | 24.8 | 76.64 | [5 empty] | 22.8 | 73.04 |  |  |  | 22.2 | 71.96 |  |  |  |  | 25 | 77 |  |  |  |  | 21.7 | 71.06
1994-07-07 | 13:00 | 33.9 | 93.02 | WEEKDAY | #N/A | 1987-07-07 | 13:00 | 21.7 | 71.06 |  |  | 1991-07-07 | 13:00 | 26.1 | 78.98 |  |  | 1994-07-07 | 13:00 | 32.8 | 91.04 | [5 empty] | 33.9 | 93.02 |  |  |  | 28 | 82.4 |  |  |  |  | 29.4 | 84.92 |  |  |  |  | 26.7 | 80.06 | [5 empty] | 24.4 | 75.92 |  |  |  | 23.3 | 73.94 |  |  |  |  | 25 | 77 |  |  |  |  | 22.8 | 73.04
1994-07-07 | 14:00 | 33.9 | 93.02 | WEEKDAY | #N/A | 1987-07-07 | 14:00 | 22.2 | 71.96 |  |  | 1991-07-07 | 14:00 | 27.2 | 80.96 |  |  | 1994-07-07 | 14:00 | 32.8 | 91.04 | [5 empty] | 33.3 | 91.94 |  |  |  | 29 | 84.2 |  |  |  |  | 30.6 | 87.08 |  |  |  |  | 27.1 | 80.78 | [5 empty] | 23.3 | 73.94 |  |  |  | 23.3 | 73.94 |  |  |  |  | 25.6 | 78.08 |  |  |  |  | 23.3 | 73.94
1994-07-07 | 15:00 | 33.9 | 93.02 | WEEKDAY | #N/A | 1987-07-07 | 15:00 | 21.7 | 71.06 |  |  | 1991-07-07 | 15:00 | 26.7 | 80.06 |  |  | 1994-07-07 | 15:00 | 32.2 | 89.96 | [5 empty] | 32.2 | 89.96 |  |  |  | 29 | 84.2 |  |  |  |  | 29.4 | 84.92 |  |  |  |  | 27.4 | 81.32 | [5 empty] | 24.4 | 75.92 |  |  |  | 23.9 | 75.02 |  |  |  |  | 25.6 | 78.08 |  |  |  |  | 24.4 | 75.92
1994-07-07 | 16:00 | 36.1 | 96.98 | WEEKDAY | #N/A | 1987-07-07 | 16:00 | 21.7 | 71.06 |  |  | 1991-07-07 | 16:00 | 26.7 | 80.06 |  |  | 1994-07-07 | 16:00 | 29.4 | 84.92 | [5 empty] | 30.6 | 87.08 |  |  |  | 29 | 84.2 |  |  |  |  | 29.4 | 84.92 |  |  |  |  | 27.8 | 82.04 | [5 empty] | 23.9 | 75.02 |  |  |  | 22.2 | 71.96 |  |  |  |  | 25.6 | 78.08 |  |  |  |  | 23.9 | 75.02
1994-07-07 | 17:00 | 33.9 | 93.02 | WEEKDAY | #N/A | 1987-07-07 | 17:00 | 21.7 | 71.06 |  |  | 1991-07-07 | 17:00 | 26.7 | 80.06 |  |  | 1994-07-07 | 17:00 | 28.3 | 82.94 | [5 empty] | 30 | 86 |  |  |  | 27 | 80.6 |  |  |  |  | 29.4 | 84.92 |  |  |  |  | 26.5 | 79.7 | [5 empty] | 23.9 | 75.02 |  |  |  | 21.7 | 71.06 |  |  |  |  | 25.6 | 78.08 |  |  |  |  | 23.9 | 75.02
1994-07-07 | 18:00 | 32.2 | 89.96 | WEEKDAY | #N/A | 1987-07-07 | 18:00 | 22.2 | 71.96 |  |  | 1991-07-07 | 18:00 | 26.7 | 80.06 |  |  | 1994-07-07 | 18:00 | 27.2 | 80.96 | [5 empty] | 28.3 | 82.94 |  |  |  | 27 | 80.6 |  |  |  |  | 28.3 | 82.94 |  |  |  |  | 25.2 | 77.36 | [5 empty] | 22.8 | 73.04 |  |  |  | 21.7 | 71.06 |  |  |  |  | 25 | 77 |  |  |  |  | 23.3 | 73.94
1994-07-07 | 19:00 | 32.2 | 89.96 | WEEKDAY | #N/A | 1987-07-07 | 19:00 | 21.7 | 71.06 |  |  | 1991-07-07 | 19:00 | 26.7 | 80.06 |  |  | 1994-07-07 | 19:00 | 26.7 | 80.06 | [5 empty] | 27.2 | 80.96 |  |  |  | 26 | 78.8 |  |  |  |  | 27.2 | 80.96 |  |  |  |  | 23.9 | 75.02 | [5 empty] | 21.7 | 71.06 |  |  |  | 21.1 | 69.98 |  |  |  |  | 23.9 | 75.02 |  |  |  |  | 20 | 68
1994-07-07 | 20:00 | 31.7 | 89.06 | WEEKDAY | #N/A | 1987-07-07 | 20:00 | 21.1 | 69.98 |  |  | 1991-07-07 | 20:00 | 25 | 77 |  |  | 1994-07-07 | 20:00 | 25.6 | 78.08 | [5 empty] | 26.1 | 78.98 |  |  |  | 24 | 75.2 |  |  |  |  | 26.1 | 78.98 |  |  |  |  | 23 | 73.4 | [5 empty] | 18.9 | 66.02 |  |  |  | 20 | 68 |  |  |  |  | 21.1 | 69.98 |  |  |  |  | 16.1 | 60.98
1994-07-07 | 21:00 | 31.1 | 87.98 | WEEKDAY | #N/A | 1987-07-07 | 21:00 | 21.1 | 69.98 |  |  | 1991-07-07 | 21:00 | 23.9 | 75.02 |  |  | 1994-07-07 | 21:00 | 25.6 | 78.08 | [5 empty] | 26.1 | 78.98 |  |  |  | 23 | 73.4 |  |  |  |  | 25 | 77 |  |  |  |  | 22 | 71.6 | [5 empty] | 16.7 | 62.06 |  |  |  | 19.4 | 66.92 |  |  |  |  | 18.3 | 64.94 |  |  |  |  | 15.6 | 60.08
1994-07-07 | 22:00 | 27.8 | 82.04 | WEEKDAY | #N/A | 1987-07-07 | 22:00 | 21.1 | 69.98 |  |  | 1991-07-07 | 22:00 | 22.2 | 71.96 |  |  | 1994-07-07 | 22:00 | 28.3 | 82.94 | [5 empty] | 26.1 | 78.98 |  |  |  | 23 | 73.4 |  |  |  |  | 23.9 | 75.02 |  |  |  |  | 21.1 | 69.98 | [5 empty] | 15 | 59 |  |  |  | 18.9 | 66.02 |  |  |  |  | 17.2 | 62.96 |  |  |  |  | 14.4 | 57.92
1994-07-07 | 23:00 | 26.1 | 78.98 | WEEKDAY | #N/A | 1987-07-07 | 23:00 | 21.1 | 69.98 |  |  | 1991-07-07 | 23:00 | 22.8 | 73.04 |  |  | 1994-07-07 | 23:00 | 26.7 | 80.06 | [5 empty] | 24.4 | 75.92 |  |  |  | 22 | 71.6 |  |  |  |  | 23.9 | 75.02 |  |  |  |  | 20.7 | 69.26 | [5 empty] | 15 | 59 |  |  |  | 20 | 68 |  |  |  |  | 16.1 | 60.98 |  |  |  |  | 15 | 59
1994-07-07 | 24:00 | 26.1 | 78.98 | WEEKDAY | #N/A | 1987-07-07 | 24:00 | 21.7 | 71.06 |  |  | 1991-07-07 | 24:00 | 22.1 | 71.78 |  |  | 1994-07-07 | 24:00 | 25.6 | 78.08 | [5 empty] | 24.4 | 75.92 |  |  |  | 21 | 69.8 |  |  |  |  | 23.3 | 73.94 |  |  |  |  | 20.4 | 68.72 | [5 empty] | 14.4 | 57.92 |  |  |  | 19.4 | 66.92 |  |  |  |  | 15.6 | 60.08 |  |  |  |  | 15 | 59
1994-07-08 | 1:00 | 26.7 | 80.06 | WEEKDAY | #N/A | 1987-07-08 | 1:00 | 21.1 | 69.98 |  |  | 1991-07-08 | 1:00 | 21.7 | 71.06 |  |  | 1994-07-08 | 1:00 | 25 | 77 | [5 empty] | 23.9 | 75.02 |  |  |  | 19 | 66.2 |  |  |  |  | 22.2 | 71.96 |  |  |  |  | 20 | 68 | [5 empty] | 14.4 | 57.92 |  |  |  | 19.4 | 66.92 |  |  |  |  | 15 | 59 |  |  |  |  | 15 | 59
1994-07-08 | 2:00 | 27.2 | 80.96 | WEEKDAY | #N/A | 1987-07-08 | 2:00 | 21.7 | 71.06 |  |  | 1991-07-08 | 2:00 | 21.1 | 69.98 |  |  | 1994-07-08 | 2:00 | 23.9 | 75.02 | [5 empty] | 24.4 | 75.92 |  |  |  | 20 | 68 |  |  |  |  | 21.7 | 71.06 |  |  |  |  | 20.2 | 68.36 | [5 empty] | 13.3 | 55.94 |  |  |  | 21.1 | 69.98 |  |  |  |  | 13.3 | 55.94 |  |  |  |  | 13.9 | 57.02
1994-07-08 | 3:00 | 26.7 | 80.06 | WEEKDAY | #N/A | 1987-07-08 | 3:00 | 21.7 | 71.06 |  |  | 1991-07-08 | 3:00 | 21.1 | 69.98 |  |  | 1994-07-08 | 3:00 | 24.4 | 75.92 | [5 empty] | 23.3 | 73.94 |  |  |  | 20 | 68 |  |  |  |  | 21.1 | 69.98 |  |  |  |  | 20.4 | 68.72 | [5 empty] | 13.9 | 57.02 |  |  |  | 19.4 | 66.92 |  |  |  |  | 13.9 | 57.02 |  |  |  |  | 13.9 | 57.02
1994-07-08 | 4:00 | 26.1 | 78.98 | WEEKDAY | #N/A | 1987-07-08 | 4:00 | 20.6 | 69.08 |  |  | 1991-07-08 | 4:00 | 21.1 | 69.98 |  |  | 1994-07-08 | 4:00 | 24.4 | 75.92 | [5 empty] | 23.9 | 75.02 |  |  |  | 20 | 68 |  |  |  |  | 21.7 | 71.06 |  |  |  |  | 20.6 | 69.08 | [5 empty] | 13.3 | 55.94 |  |  |  | 17.8 | 64.04 |  |  |  |  | 13.9 | 57.02 |  |  |  |  | 13.9 | 57.02
1994-07-08 | 5:00 | 25 | 77 | WEEKDAY | #N/A | 1987-07-08 | 5:00 | 21.1 | 69.98 |  |  | 1991-07-08 | 5:00 | 20.6 | 69.08 |  |  | 1994-07-08 | 5:00 | 25 | 77 | [5 empty] | 22.8 | 73.04 |  |  |  | 19 | 66.2 |  |  |  |  | 21.7 | 71.06 |  |  |  |  | 20.8 | 69.44 | [5 empty] | 13.3 | 55.94 |  |  |  | 18.3 | 64.94 |  |  |  |  | 13.3 | 55.94 |  |  |  |  | 13.9 | 57.02
1994-07-08 | 6:00 | 26.1 | 78.98 | WEEKDAY | #N/A | 1987-07-08 | 6:00 | 21.1 | 69.98 |  |  | 1991-07-08 | 6:00 | 22.2 | 71.96 |  |  | 1994-07-08 | 6:00 | 25.6 | 78.08 | [5 empty] | 23.9 | 75.02 |  |  |  | 20 | 68 |  |  |  |  | 21.1 | 69.98 |  |  |  |  | 20.9 | 69.62 | [5 empty] | 13.9 | 57.02 |  |  |  | 18.3 | 64.94 |  |  |  |  | 14.4 | 57.92 |  |  |  |  | 15 | 59
1994-07-08 | 7:00 | 26.7 | 80.06 | WEEKDAY | #N/A | 1987-07-08 | 7:00 | 21.1 | 69.98 |  |  | 1991-07-08 | 7:00 | 23.9 | 75.02 |  |  | 1994-07-08 | 7:00 | 26.7 | 80.06 | [5 empty] | 26.1 | 78.98 |  |  |  | 22 | 71.6 |  |  |  |  | 22.2 | 71.96 |  |  |  |  | 21.1 | 69.98 | [5 empty] | 15.6 | 60.08 |  |  |  | 19.4 | 66.92 |  |  |  |  | 15.6 | 60.08 |  |  |  |  | 17.8 | 64.04
1994-07-08 | 8:00 | 27.2 | 80.96 | WEEKDAY | #N/A | 1987-07-08 | 8:00 | 21.7 | 71.06 |  |  | 1991-07-08 | 8:00 | 25.6 | 78.08 |  |  | 1994-07-08 | 8:00 | 28.3 | 82.94 | [5 empty] | 27.8 | 82.04 |  |  |  | 22 | 71.6 |  |  |  |  | 24.4 | 75.92 |  |  |  |  | 21.3 | 70.34 | [5 empty] | 19.4 | 66.92 |  |  |  | 21.1 | 69.98 |  |  |  |  | 18.3 | 64.94 |  |  |  |  | 20.6 | 69.08
1994-07-08 | 9:00 | 27.8 | 82.04 | WEEKDAY | #N/A | 1987-07-08 | 9:00 | 22.2 | 71.96 |  |  | 1991-07-08 | 9:00 | 25 | 77 |  |  | 1994-07-08 | 9:00 | 28.3 | 82.94 | [5 empty] | 29.4 | 84.92 |  |  |  | 24 | 75.2 |  |  |  |  | 26.1 | 78.98 |  |  |  |  | 21.5 | 70.7 | [5 empty] | 23.3 | 73.94 |  |  |  | 21.7 | 71.06 |  |  |  |  | 21.1 | 69.98 |  |  |  |  | 22.2 | 71.96
1994-07-08 | 10:00 | 29.4 | 84.92 | WEEKDAY | #N/A | 1987-07-08 | 10:00 | 22.8 | 73.04 |  |  | 1991-07-08 | 10:00 | 26.7 | 80.06 |  |  | 1994-07-08 | 10:00 | 29.4 | 84.92 | [5 empty] | 30.6 | 87.08 |  |  |  | 26 | 78.8 |  |  |  |  | 27.2 | 80.96 |  |  |  |  | 21.7 | 71.06 | [5 empty] | 25 | 77 |  |  |  | 22.2 | 71.96 |  |  |  |  | 23.9 | 75.02 |  |  |  |  | 23.3 | 73.94
1994-07-08 | 11:00 | 31.7 | 89.06 | WEEKDAY | #N/A | 1987-07-08 | 11:00 | 23.9 | 75.02 |  |  | 1991-07-08 | 11:00 | 30 | 86 |  |  | 1994-07-08 | 11:00 | 31.1 | 87.98 | [5 empty] | 30.6 | 87.08 |  |  |  | 27 | 80.6 |  |  |  |  | 28.9 | 84.02 |  |  |  |  | 22.8 | 73.04 | [5 empty] | 25.6 | 78.08 |  |  |  | 22.2 | 71.96 |  |  |  |  | 25.6 | 78.08 |  |  |  |  | 25 | 77
1994-07-08 | 12:00 | 35.6 | 96.08 | WEEKDAY | #N/A | 1987-07-08 | 12:00 | 24.4 | 75.92 |  |  | 1991-07-08 | 12:00 | 31.7 | 89.06 |  |  | 1994-07-08 | 12:00 | 32.2 | 89.96 | [5 empty] | 31.1 | 87.98 |  |  |  | 28 | 82.4 |  |  |  |  | 28.9 | 84.02 |  |  |  |  | 23.9 | 75.02 | [5 empty] | 26.7 | 80.06 |  |  |  | 21.1 | 69.98 |  |  |  |  | 26.7 | 80.06 |  |  |  |  | 25.6 | 78.08
1994-07-08 | 13:00 | 35 | 95 | WEEKDAY | #N/A | 1987-07-08 | 13:00 | 25.6 | 78.08 |  |  | 1991-07-08 | 13:00 | 31.7 | 89.06 |  |  | 1994-07-08 | 13:00 | 31.1 | 87.98 | [5 empty] | 31.7 | 89.06 |  |  |  | 29 | 84.2 |  |  |  |  | 30 | 86 |  |  |  |  | 25 | 77 | [5 empty] | 23.9 | 75.02 |  |  |  | 22.2 | 71.96 |  |  |  |  | 27.8 | 82.04 |  |  |  |  | 25.6 | 78.08
1994-07-08 | 14:00 | 31.1 | 87.98 | WEEKDAY | #N/A | 1987-07-08 | 14:00 | 26.7 | 80.06 |  |  | 1991-07-08 | 14:00 | 32.8 | 91.04 |  |  | 1994-07-08 | 14:00 | 28.9 | 84.02 | [5 empty] | 28.9 | 84.02 |  |  |  | 30 | 86 |  |  |  |  | 27.8 | 82.04 |  |  |  |  | 24.6 | 76.28 | [5 empty] | 25 | 77 |  |  |  | 25.6 | 78.08 |  |  |  |  | 27.8 | 82.04 |  |  |  |  | 26.1 | 78.98
1994-07-08 | 15:00 | 23.9 | 75.02 | WEEKDAY | #N/A | 1987-07-08 | 15:00 | 27.8 | 82.04 |  |  | 1991-07-08 | 15:00 | 31.7 | 89.06 |  |  | 1994-07-08 | 15:00 | 26.7 | 80.06 | [5 empty] | 27.2 | 80.96 |  |  |  | 29 | 84.2 |  |  |  |  | 23.9 | 75.02 |  |  |  |  | 24.3 | 75.74 | [5 empty] | 25 | 77 |  |  |  | 26.1 | 78.98 |  |  |  |  | 29.4 | 84.92 |  |  |  |  | 26.7 | 80.06
1994-07-08 | 16:00 | 23.9 | 75.02 | WEEKDAY | #N/A | 1987-07-08 | 16:00 | 27.8 | 82.04 |  |  | 1991-07-08 | 16:00 | 32.2 | 89.96 |  |  | 1994-07-08 | 16:00 | 24.4 | 75.92 | [5 empty] | 23.3 | 73.94 |  |  |  | 28 | 82.4 |  |  |  |  | 24.4 | 75.92 |  |  |  |  | 23.9 | 75.02 | [5 empty] | 25 | 77 |  |  |  | 26.1 | 78.98 |  |  |  |  | 27.8 | 82.04 |  |  |  |  | 25.6 | 78.08
1994-07-08 | 17:00 | 25 | 77 | WEEKDAY | #N/A | 1987-07-08 | 17:00 | 27.8 | 82.04 |  |  | 1991-07-08 | 17:00 | 32.2 | 89.96 |  |  | 1994-07-08 | 17:00 | 24.4 | 75.92 | [5 empty] | 22.8 | 73.04 |  |  |  | 27 | 80.6 |  |  |  |  | 25 | 77 |  |  |  |  | 23.5 | 74.3 | [5 empty] | 25.6 | 78.08 |  |  |  | 25 | 77 |  |  |  |  | 26.7 | 80.06 |  |  |  |  | 25 | 77
1994-07-08 | 18:00 | 25.6 | 78.08 | WEEKDAY | #N/A | 1987-07-08 | 18:00 | 26.7 | 80.06 |  |  | 1991-07-08 | 18:00 | 31.1 | 87.98 |  |  | 1994-07-08 | 18:00 | 24.4 | 75.92 | [5 empty] | 23.3 | 73.94 |  |  |  | 26 | 78.8 |  |  |  |  | 24.4 | 75.92 |  |  |  |  | 23.2 | 73.76 | [5 empty] | 25 | 77 |  |  |  | 25 | 77 |  |  |  |  | 25.6 | 78.08 |  |  |  |  | 24.4 | 75.92
1994-07-08 | 19:00 | 25 | 77 | WEEKDAY | #N/A | 1987-07-08 | 19:00 | 26.7 | 80.06 |  |  | 1991-07-08 | 19:00 | 30 | 86 |  |  | 1994-07-08 | 19:00 | 25 | 77 | [5 empty] | 23.3 | 73.94 |  |  |  | 24 | 75.2 |  |  |  |  | 24.4 | 75.92 |  |  |  |  | 22.8 | 73.04 | [5 empty] | 24.4 | 75.92 |  |  |  | 23.3 | 73.94 |  |  |  |  | 23.9 | 75.02 |  |  |  |  | 22.2 | 71.96
1994-07-08 | 20:00 | 25.6 | 78.08 | WEEKDAY | #N/A | 1987-07-08 | 20:00 | 25 | 77 |  |  | 1991-07-08 | 20:00 | 28.3 | 82.94 |  |  | 1994-07-08 | 20:00 | 24.4 | 75.92 | [5 empty] | 23.3 | 73.94 |  |  |  | 23 | 73.4 |  |  |  |  | 23.3 | 73.94 |  |  |  |  | 22.1 | 71.78 | [5 empty] | 24.4 | 75.92 |  |  |  | 21.7 | 71.06 |  |  |  |  | 22.8 | 73.04 |  |  |  |  | 22.2 | 71.96
1994-07-08 | 21:00 | 25 | 77 | WEEKDAY | #N/A | 1987-07-08 | 21:00 | 23.9 | 75.02 |  |  | 1991-07-08 | 21:00 | 26.7 | 80.06 |  |  | 1994-07-08 | 21:00 | 24.4 | 75.92 | [5 empty] | 23.9 | 75.02 |  |  |  | 22 | 71.6 |  |  |  |  | 23.3 | 73.94 |  |  |  |  | 21.3 | 70.34 | [5 empty] | 23.9 | 75.02 |  |  |  | 20.6 | 69.08 |  |  |  |  | 20.6 | 69.08 |  |  |  |  | 20.6 | 69.08
1994-07-08 | 22:00 | 25 | 77 | WEEKDAY | #N/A | 1987-07-08 | 22:00 | 23.9 | 75.02 |  |  | 1991-07-08 | 22:00 | 25 | 77 |  |  | 1994-07-08 | 22:00 | 24.4 | 75.92 | [5 empty] | 23.9 | 75.02 |  |  |  | 21 | 69.8 |  |  |  |  | 22.8 | 73.04 |  |  |  |  | 20.6 | 69.08 | [5 empty] | 23.9 | 75.02 |  |  |  | 20 | 68 |  |  |  |  | 20 | 68 |  |  |  |  | 20 | 68
1994-07-08 | 23:00 | 25 | 77 | WEEKDAY | #N/A | 1987-07-08 | 23:00 | 23.9 | 75.02 |  |  | 1991-07-08 | 23:00 | 24.4 | 75.92 |  |  | 1994-07-08 | 23:00 | 23.9 | 75.02 | [5 empty] | 24.4 | 75.92 |  |  |  | 21 | 69.8 |  |  |  |  | 22.2 | 71.96 |  |  |  |  | 20.6 | 69.08 | [5 empty] | 23.9 | 75.02 |  |  |  | 18.3 | 64.94 |  |  |  |  | 18.9 | 66.02 |  |  |  |  | 20 | 68
1994-07-08 | 24:00 | 23.3 | 73.94 | WEEKDAY | #N/A | 1987-07-08 | 24:00 | 22.8 | 73.04 |  |  | 1991-07-08 | 24:00 | 23.9 | 75.02 |  |  | 1994-07-08 | 24:00 | 23.3 | 73.94 | [5 empty] | 24.4 | 75.92 |  |  |  | 21 | 69.8 |  |  |  |  | 21.1 | 69.98 |  |  |  |  | 20.6 | 69.08 | [5 empty] | 24.4 | 75.92 |  |  |  | 18.3 | 64.94 |  |  |  |  | 17.2 | 62.96 |  |  |  |  | 20 | 68
1994-07-09 | 1:00 | 23.3 | 73.94 | SATURDAY | #N/A | 1987-07-09 | 1:00 | 22.8 | 73.04 |  |  | 1991-07-09 | 1:00 | 23.9 | 75.02 |  |  | 1994-07-09 | 1:00 | 23.3 | 73.94 | [5 empty] | 23.9 | 75.02 |  |  |  | 21 | 69.8 |  |  |  |  | 20.6 | 69.08 |  |  |  |  | 20.6 | 69.08 | [5 empty] | 22.8 | 73.04 |  |  |  | 17.8 | 64.04 |  |  |  |  | 16.7 | 62.06 |  |  |  |  | 19.4 | 66.92
1994-07-09 | 2:00 | 23.3 | 73.94 | SATURDAY | #N/A | 1987-07-09 | 2:00 | 22.8 | 73.04 |  |  | 1991-07-09 | 2:00 | 22.2 | 71.96 |  |  | 1994-07-09 | 2:00 | 23.3 | 73.94 | [5 empty] | 23.9 | 75.02 |  |  |  | 21 | 69.8 |  |  |  |  | 19.4 | 66.92 |  |  |  |  | 19.1 | 66.38 | [5 empty] | 22.2 | 71.96 |  |  |  | 17.8 | 64.04 |  |  |  |  | 16.7 | 62.06 |  |  |  |  | 20 | 68
1994-07-09 | 3:00 | 23.3 | 73.94 | SATURDAY | #N/A | 1987-07-09 | 3:00 | 23.3 | 73.94 |  |  | 1991-07-09 | 3:00 | 21.1 | 69.98 |  |  | 1994-07-09 | 3:00 | 23.3 | 73.94 | [5 empty] | 23.3 | 73.94 |  |  |  | 21 | 69.8 |  |  |  |  | 19.4 | 66.92 |  |  |  |  | 17.6 | 63.68 | [5 empty] | 21.7 | 71.06 |  |  |  | 15 | 59 |  |  |  |  | 16.1 | 60.98 |  |  |  |  | 20 | 68
1994-07-09 | 4:00 | 23.3 | 73.94 | SATURDAY | #N/A | 1987-07-09 | 4:00 | 22.8 | 73.04 |  |  | 1991-07-09 | 4:00 | 15 | 59 |  |  | 1994-07-09 | 4:00 | 22.8 | 73.04 | [5 empty] | 22.8 | 73.04 |  |  |  | 19 | 66.2 |  |  |  |  | 18.9 | 66.02 |  |  |  |  | 16.1 | 60.98 | [5 empty] | 21.7 | 71.06 |  |  |  | 15.6 | 60.08 |  |  |  |  | 15 | 59 |  |  |  |  | 20.6 | 69.08
1994-07-09 | 5:00 | 23.3 | 73.94 | SATURDAY | #N/A | 1987-07-09 | 5:00 | 22.8 | 73.04 |  |  | 1991-07-09 | 5:00 | 19.4 | 66.92 |  |  | 1994-07-09 | 5:00 | 22.8 | 73.04 | [5 empty] | 22.8 | 73.04 |  |  |  | 19 | 66.2 |  |  |  |  | 18.3 | 64.94 |  |  |  |  | 18.3 | 64.94 | [5 empty] | 21.7 | 71.06 |  |  |  | 15.6 | 60.08 |  |  |  |  | 15 | 59 |  |  |  |  | 20.6 | 69.08
1994-07-09 | 6:00 | 22.8 | 73.04 | SATURDAY | #N/A | 1987-07-09 | 6:00 | 23.3 | 73.94 |  |  | 1991-07-09 | 6:00 | 21.1 | 69.98 |  |  | 1994-07-09 | 6:00 | 23.9 | 75.02 | [5 empty] | 23.9 | 75.02 |  |  |  | 19 | 66.2 |  |  |  |  | 20 | 68 |  |  |  |  | 20.6 | 69.08 | [5 empty] | 21.7 | 71.06 |  |  |  | 16.1 | 60.98 |  |  |  |  | 17.8 | 64.04 |  |  |  |  | 20.6 | 69.08
1994-07-09 | 7:00 | 23.3 | 73.94 | SATURDAY | #N/A | 1987-07-09 | 7:00 | 25.6 | 78.08 |  |  | 1991-07-09 | 7:00 | 22.8 | 73.04 |  |  | 1994-07-09 | 7:00 | 26.7 | 80.06 | [5 empty] | 25.6 | 78.08 |  |  |  | 20 | 68 |  |  |  |  | 22.2 | 71.96 |  |  |  |  | 22.8 | 73.04 | [5 empty] | 22.8 | 73.04 |  |  |  | 18.3 | 64.94 |  |  |  |  | 20 | 68 |  |  |  |  | 21.1 | 69.98
1994-07-09 | 8:00 | 24.4 | 75.92 | SATURDAY | #N/A | 1987-07-09 | 8:00 | 27.2 | 80.96 |  |  | 1991-07-09 | 8:00 | 23.9 | 75.02 |  |  | 1994-07-09 | 8:00 | 27.2 | 80.96 | [5 empty] | 27.8 | 82.04 |  |  |  | 21 | 69.8 |  |  |  |  | 23.9 | 75.02 |  |  |  |  | 24.3 | 75.74 | [5 empty] | 24.4 | 75.92 |  |  |  | 20.6 | 69.08 |  |  |  |  | 22.2 | 71.96 |  |  |  |  | 21.7 | 71.06
1994-07-09 | 9:00 | 25.6 | 78.08 | SATURDAY | #N/A | 1987-07-09 | 9:00 | 28.3 | 82.94 |  |  | 1991-07-09 | 9:00 | 24.4 | 75.92 |  |  | 1994-07-09 | 9:00 | 28.3 | 82.94 | [5 empty] | 28.9 | 84.02 |  |  |  | 23 | 73.4 |  |  |  |  | 25.6 | 78.08 |  |  |  |  | 25.7 | 78.26 | [5 empty] | 23.9 | 75.02 |  |  |  | 21.1 | 69.98 |  |  |  |  | 23.9 | 75.02 |  |  |  |  | 22.8 | 73.04
1994-07-09 | 10:00 | 27.8 | 82.04 | SATURDAY | #N/A | 1987-07-09 | 10:00 | 30 | 86 |  |  | 1991-07-09 | 10:00 | 25 | 77 |  |  | 1994-07-09 | 10:00 | 30 | 86 | [5 empty] | 30.6 | 87.08 |  |  |  | 26 | 78.8 |  |  |  |  | 25 | 77 |  |  |  |  | 27.2 | 80.96 | [5 empty] | 22.8 | 73.04 |  |  |  | 22.2 | 71.96 |  |  |  |  | 25.6 | 78.08 |  |  |  |  | 23.9 | 75.02
1994-07-09 | 11:00 | 29.4 | 84.92 | SATURDAY | #N/A | 1987-07-09 | 11:00 | 31.7 | 89.06 |  |  | 1991-07-09 | 11:00 | 26.7 | 80.06 |  |  | 1994-07-09 | 11:00 | 29.4 | 84.92 | [5 empty] | 31.7 | 89.06 |  |  |  | 26 | 78.8 |  |  |  |  | 24.4 | 75.92 |  |  |  |  | 26.8 | 80.24 | [5 empty] | 22.8 | 73.04 |  |  |  | 22.8 | 73.04 |  |  |  |  | 27.2 | 80.96 |  |  |  |  | 26.7 | 80.06
1994-07-09 | 12:00 | 31.1 | 87.98 | SATURDAY | #N/A | 1987-07-09 | 12:00 | 32.2 | 89.96 |  |  | 1991-07-09 | 12:00 | 26.7 | 80.06 |  |  | 1994-07-09 | 12:00 | 30 | 86 | [5 empty] | 31.1 | 87.98 |  |  |  | 27 | 80.6 |  |  |  |  | 25.6 | 78.08 |  |  |  |  | 26.5 | 79.7 | [5 empty] | 25 | 77 |  |  |  | 23.3 | 73.94 |  |  |  |  | 28.3 | 82.94 |  |  |  |  | 27.2 | 80.96
1994-07-09 | 13:00 | 33.9 | 93.02 | SATURDAY | #N/A | 1987-07-09 | 13:00 | 33.3 | 91.94 |  |  | 1991-07-09 | 13:00 | 27.3 | 81.14 |  |  | 1994-07-09 | 13:00 | 31.7 | 89.06 | [5 empty] | 31.1 | 87.98 |  |  |  | 28 | 82.4 |  |  |  |  | 25.6 | 78.08 |  |  |  |  | 26.1 | 78.98 | [5 empty] | 26.1 | 78.98 |  |  |  | 23.3 | 73.94 |  |  |  |  | 28.3 | 82.94 |  |  |  |  | 27.8 | 82.04
1994-07-09 | 14:00 | 33.9 | 93.02 | SATURDAY | #N/A | 1987-07-09 | 14:00 | 31.7 | 89.06 |  |  | 1991-07-09 | 14:00 | 27.8 | 82.04 |  |  | 1994-07-09 | 14:00 | 31.7 | 89.06 | [5 empty] | 31.7 | 89.06 |  |  |  | 29 | 84.2 |  |  |  |  | 25.6 | 78.08 |  |  |  |  | 27 | 80.6 | [5 empty] | 27.2 | 80.96 |  |  |  | 25 | 77 |  |  |  |  | 30 | 86 |  |  |  |  | 27.8 | 82.04
1994-07-09 | 15:00 | 33.3 | 91.94 | SATURDAY | #N/A | 1987-07-09 | 15:00 | 23.9 | 75.02 |  |  | 1991-07-09 | 15:00 | 28.9 | 84.02 |  |  | 1994-07-09 | 15:00 | 27.2 | 80.96 | [5 empty] | 30.6 | 87.08 |  |  |  | 29 | 84.2 |  |  |  |  | 26.1 | 78.98 |  |  |  |  | 28 | 82.4 | [5 empty] | 28.9 | 84.02 |  |  |  | 24.4 | 75.92 |  |  |  |  | 29.4 | 84.92 |  |  |  |  | 27.8 | 82.04
1994-07-09 | 16:00 | 31.1 | 87.98 | SATURDAY | #N/A | 1987-07-09 | 16:00 | 26.7 | 80.06 |  |  | 1991-07-09 | 16:00 | 28.9 | 84.02 |  |  | 1994-07-09 | 16:00 | 27.2 | 80.96 | [5 empty] | 29.4 | 84.92 |  |  |  | 30 | 86 |  |  |  |  | 26.7 | 80.06 |  |  |  |  | 28.9 | 84.02 | [5 empty] | 28.3 | 82.94 |  |  |  | 22.8 | 73.04 |  |  |  |  | 28.9 | 84.02 |  |  |  |  | 28.3 | 82.94
1994-07-09 | 17:00 | 31.7 | 89.06 | SATURDAY | #N/A | 1987-07-09 | 17:00 | 28.3 | 82.94 |  |  | 1991-07-09 | 17:00 | 28.9 | 84.02 |  |  | 1994-07-09 | 17:00 | 26.7 | 80.06 | [5 empty] | 27.8 | 82.04 |  |  |  | 24 | 75.2 |  |  |  |  | 26.7 | 80.06 |  |  |  |  | 28 | 82.4 | [5 empty] | 26.7 | 80.06 |  |  |  | 22.2 | 71.96 |  |  |  |  | 27.8 | 82.04 |  |  |  |  | 27.8 | 82.04
1994-07-09 | 18:00 | 30.6 | 87.08 | SATURDAY | #N/A | 1987-07-09 | 18:00 | 28.9 | 84.02 |  |  | 1991-07-09 | 18:00 | 27.2 | 80.96 |  |  | 1994-07-09 | 18:00 | 27.2 | 80.96 | [5 empty] | 26.1 | 78.98 |  |  |  | 22 | 71.6 |  |  |  |  | 26.1 | 78.98 |  |  |  |  | 27 | 80.6 | [5 empty] | 25 | 77 |  |  |  | 21.7 | 71.06 |  |  |  |  | 27.8 | 82.04 |  |  |  |  | 26.7 | 80.06
1994-07-09 | 19:00 | 30.6 | 87.08 | SATURDAY | #N/A | 1987-07-09 | 19:00 | 29.4 | 84.92 |  |  | 1991-07-09 | 19:00 | 26.1 | 78.98 |  |  | 1994-07-09 | 19:00 | 26.7 | 80.06 | [5 empty] | 26.1 | 78.98 |  |  |  | 22 | 71.6 |  |  |  |  | 23.9 | 75.02 |  |  |  |  | 26.1 | 78.98 | [5 empty] | 23.9 | 75.02 |  |  |  | 22.2 | 71.96 |  |  |  |  | 27.2 | 80.96 |  |  |  |  | 23.3 | 73.94
1994-07-09 | 20:00 | 30.6 | 87.08 | SATURDAY | #N/A | 1987-07-09 | 20:00 | 28.3 | 82.94 |  |  | 1991-07-09 | 20:00 | 23.9 | 75.02 |  |  | 1994-07-09 | 20:00 | 25.6 | 78.08 | [5 empty] | 25.6 | 78.08 |  |  |  | 21 | 69.8 |  |  |  |  | 22.8 | 73.04 |  |  |  |  | 24.4 | 75.92 | [5 empty] | 21.1 | 69.98 |  |  |  | 21.1 | 69.98 |  |  |  |  | 25 | 77 |  |  |  |  | 23.9 | 75.02
1994-07-09 | 21:00 | 30 | 86 | SATURDAY | #N/A | 1987-07-09 | 21:00 | 27.2 | 80.96 |  |  | 1991-07-09 | 21:00 | 20 | 68 |  |  | 1994-07-09 | 21:00 | 27.2 | 80.96 | [5 empty] | 25 | 77 |  |  |  | 21 | 69.8 |  |  |  |  | 22.2 | 71.96 |  |  |  |  | 22.8 | 73.04 | [5 empty] | 19.4 | 66.92 |  |  |  | 18.9 | 66.02 |  |  |  |  | 23.9 | 75.02 |  |  |  |  | 21.7 | 71.06
1994-07-09 | 22:00 | 30 | 86 | SATURDAY | #N/A | 1987-07-09 | 22:00 | 27.2 | 80.96 |  |  | 1991-07-09 | 22:00 | 18.3 | 64.94 |  |  | 1994-07-09 | 22:00 | 27.2 | 80.96 | [5 empty] | 25 | 77 |  |  |  | 20 | 68 |  |  |  |  | 21.7 | 71.06 |  |  |  |  | 21.1 | 69.98 | [5 empty] | 19.4 | 66.92 |  |  |  | 17.2 | 62.96 |  |  |  |  | 23.3 | 73.94 |  |  |  |  | 21.1 | 69.98
1994-07-09 | 23:00 | 30 | 86 | SATURDAY | #N/A | 1987-07-09 | 23:00 | 26.7 | 80.06 |  |  | 1991-07-09 | 23:00 | 17.8 | 64.04 |  |  | 1994-07-09 | 23:00 | 27.2 | 80.96 | [5 empty] | 25 | 77 |  |  |  | 19 | 66.2 |  |  |  |  | 21.1 | 69.98 |  |  |  |  | 20.2 | 68.36 | [5 empty] | 19.4 | 66.92 |  |  |  | 16.1 | 60.98 |  |  |  |  | 22.8 | 73.04 |  |  |  |  | 20 | 68
1994-07-09 | 24:00 | 29.4 | 84.92 | SATURDAY | #N/A | 1987-07-09 | 24:00 | 25 | 77 |  |  | 1991-07-09 | 24:00 | 17.2 | 62.96 |  |  | 1994-07-09 | 24:00 | 28.9 | 84.02 | [5 empty] | 25.6 | 78.08 |  |  |  | 19 | 66.2 |  |  |  |  | 20.6 | 69.08 |  |  |  |  | 19.2 | 66.56 | [5 empty] | 18.9 | 66.02 |  |  |  | 16.1 | 60.98 |  |  |  |  | 22.2 | 71.96 |  |  |  |  | 19.4 | 66.92
1994-07-10 | 1:00 | 28.3 | 82.94 | SUNDAY | #N/A | 1987-07-10 | 1:00 | 25 | 77 |  |  | 1991-07-10 | 1:00 | 16.7 | 62.06 |  |  | 1994-07-10 | 1:00 | 27.8 | 82.04 | [5 empty] | 26.1 | 78.98 |  |  |  | 18 | 64.4 |  |  |  |  | 19.4 | 66.92 |  |  |  |  | 18.3 | 64.94 | [5 empty] | 18.3 | 64.94 |  |  |  | 15.6 | 60.08 |  |  |  |  | 21.7 | 71.06 |  |  |  |  | 18.9 | 66.02
1994-07-10 | 2:00 | 27.2 | 80.96 | SUNDAY | #N/A | 1987-07-10 | 2:00 | 23.9 | 75.02 |  |  | 1991-07-10 | 2:00 | 16.1 | 60.98 |  |  | 1994-07-10 | 2:00 | 26.7 | 80.06 | [5 empty] | 25.6 | 78.08 |  |  |  | 17 | 62.6 |  |  |  |  | 18.9 | 66.02 |  |  |  |  | 17.9 | 64.22 | [5 empty] | 17.2 | 62.96 |  |  |  | 14.4 | 57.92 |  |  |  |  | 21.1 | 69.98 |  |  |  |  | 18.3 | 64.94
1994-07-10 | 3:00 | 26.7 | 80.06 | SUNDAY | #N/A | 1987-07-10 | 3:00 | 23.9 | 75.02 |  |  | 1991-07-10 | 3:00 | 13.3 | 55.94 |  |  | 1994-07-10 | 3:00 | 26.1 | 78.98 | [5 empty] | 25.6 | 78.08 |  |  |  | 16 | 60.8 |  |  |  |  | 18.9 | 66.02 |  |  |  |  | 17.6 | 63.68 | [5 empty] | 17.2 | 62.96 |  |  |  | 13.3 | 55.94 |  |  |  |  | 20.6 | 69.08 |  |  |  |  | 17.2 | 62.96
1994-07-10 | 4:00 | 25.6 | 78.08 | SUNDAY | #N/A | 1987-07-10 | 4:00 | 23.3 | 73.94 |  |  | 1991-07-10 | 4:00 | 12.8 | 55.04 |  |  | 1994-07-10 | 4:00 | 26.1 | 78.98 | [5 empty] | 25.6 | 78.08 |  |  |  | 15 | 59 |  |  |  |  | 18.9 | 66.02 |  |  |  |  | 17.2 | 62.96 | [5 empty] | 17.2 | 62.96 |  |  |  | 13.9 | 57.02 |  |  |  |  | 20.6 | 69.08 |  |  |  |  | 16.7 | 62.06
1994-07-10 | 5:00 | 25.6 | 78.08 | SUNDAY | #N/A | 1987-07-10 | 5:00 | 22.8 | 73.04 |  |  | 1991-07-10 | 5:00 | 12.2 | 53.96 |  |  | 1994-07-10 | 5:00 | 26.1 | 78.98 | [5 empty] | 25 | 77 |  |  |  | 14 | 57.2 |  |  |  |  | 18.9 | 66.02 |  |  |  |  | 17.8 | 64.04 | [5 empty] | 17.2 | 62.96 |  |  |  | 13.3 | 55.94 |  |  |  |  | 19.4 | 66.92 |  |  |  |  | 17.2 | 62.96
1994-07-10 | 6:00 | 25 | 77 | SUNDAY | #N/A | 1987-07-10 | 6:00 | 23.9 | 75.02 |  |  | 1991-07-10 | 6:00 | 16.1 | 60.98 |  |  | 1994-07-10 | 6:00 | 26.1 | 78.98 | [5 empty] | 25 | 77 |  |  |  | 16 | 60.8 |  |  |  |  | 19.4 | 66.92 |  |  |  |  | 18.3 | 64.94 | [5 empty] | 18.9 | 66.02 |  |  |  | 14.4 | 57.92 |  |  |  |  | 19.4 | 66.92 |  |  |  |  | 17.8 | 64.04
1994-07-10 | 7:00 | 25.6 | 78.08 | SUNDAY | #N/A | 1987-07-10 | 7:00 | 26.1 | 78.98 |  |  | 1991-07-10 | 7:00 | 19.4 | 66.92 |  |  | 1994-07-10 | 7:00 | 26.7 | 80.06 | [5 empty] | 25.6 | 78.08 |  |  |  | 17 | 62.6 |  |  |  |  | 20 | 68 |  |  |  |  | 18.9 | 66.02 | [5 empty] | 21.1 | 69.98 |  |  |  | 16.7 | 62.06 |  |  |  |  | 19.4 | 66.92 |  |  |  |  | 19.4 | 66.92
1994-07-10 | 8:00 | 26.7 | 80.06 | SUNDAY | #N/A | 1987-07-10 | 8:00 | 27.8 | 82.04 |  |  | 1991-07-10 | 8:00 | 22.2 | 71.96 |  |  | 1994-07-10 | 8:00 | 27.2 | 80.96 | [5 empty] | 27.8 | 82.04 |  |  |  | 19 | 66.2 |  |  |  |  | 23.3 | 73.94 |  |  |  |  | 20.2 | 68.36 | [5 empty] | 22.8 | 73.04 |  |  |  | 20 | 68 |  |  |  |  | 18.9 | 66.02 |  |  |  |  | 21.7 | 71.06
1994-07-10 | 9:00 | 27.8 | 82.04 | SUNDAY | #N/A | 1987-07-10 | 9:00 | 28.3 | 82.94 |  |  | 1991-07-10 | 9:00 | 24.4 | 75.92 |  |  | 1994-07-10 | 9:00 | 28.3 | 82.94 | [5 empty] | 28.3 | 82.94 |  |  |  | 21 | 69.8 |  |  |  |  | 25.6 | 78.08 |  |  |  |  | 21.5 | 70.7 | [5 empty] | 23.9 | 75.02 |  |  |  | 21.7 | 71.06 |  |  |  |  | 20 | 68 |  |  |  |  | 22.8 | 73.04
1994-07-10 | 10:00 | 28.9 | 84.02 | SUNDAY | #N/A | 1987-07-10 | 10:00 | 28.3 | 82.94 |  |  | 1991-07-10 | 10:00 | 25 | 77 |  |  | 1994-07-10 | 10:00 | 30 | 86 | [5 empty] | 28.9 | 84.02 |  |  |  | 22 | 71.6 |  |  |  |  | 27.8 | 82.04 |  |  |  |  | 22.8 | 73.04 | [5 empty] | 25 | 77 |  |  |  | 23.9 | 75.02 |  |  |  |  | 20 | 68 |  |  |  |  | 22.2 | 71.96
1994-07-10 | 11:00 | 30 | 86 | SUNDAY | #N/A | 1987-07-10 | 11:00 | 29.4 | 84.92 |  |  | 1991-07-10 | 11:00 | 26.7 | 80.06 |  |  | 1994-07-10 | 11:00 | 31.1 | 87.98 | [5 empty] | 30 | 86 |  |  |  | 23 | 73.4 |  |  |  |  | 28.9 | 84.02 |  |  |  |  | 23.3 | 73.94 | [5 empty] | 26.1 | 78.98 |  |  |  | 26.1 | 78.98 |  |  |  |  | 20.6 | 69.08 |  |  |  |  | 22.8 | 73.04
1994-07-10 | 12:00 | 30 | 86 | SUNDAY | #N/A | 1987-07-10 | 12:00 | 31.1 | 87.98 |  |  | 1991-07-10 | 12:00 | 27.8 | 82.04 |  |  | 1994-07-10 | 12:00 | 31.1 | 87.98 | [5 empty] | 30 | 86 |  |  |  | 23 | 73.4 |  |  |  |  | 28.3 | 82.94 |  |  |  |  | 23.9 | 75.02 | [5 empty] | 27.2 | 80.96 |  |  |  | 25.6 | 78.08 |  |  |  |  | 22.8 | 73.04 |  |  |  |  | 23.3 | 73.94
1994-07-10 | 13:00 | 30.6 | 87.08 | SUNDAY | #N/A | 1987-07-10 | 13:00 | 31.7 | 89.06 |  |  | 1991-07-10 | 13:00 | 28.3 | 82.94 |  |  | 1994-07-10 | 13:00 | 32.2 | 89.96 | [5 empty] | 30.6 | 87.08 |  |  |  | 23.2 | 73.76 |  |  |  |  | 26.7 | 80.06 |  |  |  |  | 24.4 | 75.92 | [5 empty] | 27.2 | 80.96 |  |  |  | 26.1 | 78.98 |  |  |  |  | 23.3 | 73.94 |  |  |  |  | 23.9 | 75.02
1994-07-10 | 14:00 | 30.6 | 87.08 | SUNDAY | #N/A | 1987-07-10 | 14:00 | 31.7 | 89.06 |  |  | 1991-07-10 | 14:00 | 28.9 | 84.02 |  |  | 1994-07-10 | 14:00 | 32.8 | 91.04 | [5 empty] | 30.6 | 87.08 |  |  |  | 23 | 73.4 |  |  |  |  | 22.2 | 71.96 |  |  |  |  | 24.8 | 76.64 | [5 empty] | 27.2 | 80.96 |  |  |  | 26.7 | 80.06 |  |  |  |  | 22.2 | 71.96 |  |  |  |  | 24.4 | 75.92
1994-07-10 | 15:00 | 31.1 | 87.98 | SUNDAY | #N/A | 1987-07-10 | 15:00 | 32.8 | 91.04 |  |  | 1991-07-10 | 15:00 | 27.8 | 82.04 |  |  | 1994-07-10 | 15:00 | 33.3 | 91.94 | [5 empty] | 30.6 | 87.08 |  |  |  | 24 | 75.2 |  |  |  |  | 24.4 | 75.92 |  |  |  |  | 25.2 | 77.36 | [5 empty] | 26.7 | 80.06 |  |  |  | 26.1 | 78.98 |  |  |  |  | 21.7 | 71.06 |  |  |  |  | 25 | 77
1994-07-10 | 16:00 | 31.1 | 87.98 | SUNDAY | #N/A | 1987-07-10 | 16:00 | 32.8 | 91.04 |  |  | 1991-07-10 | 16:00 | 27.8 | 82.04 |  |  | 1994-07-10 | 16:00 | 31.1 | 87.98 | [5 empty] | 30.6 | 87.08 |  |  |  | 24 | 75.2 |  |  |  |  | 23.9 | 75.02 |  |  |  |  | 25.6 | 78.08 | [5 empty] | 26.7 | 80.06 |  |  |  | 26.1 | 78.98 |  |  |  |  | 21.7 | 71.06 |  |  |  |  | 24.4 | 75.92
1994-07-10 | 17:00 | 31.1 | 87.98 | SUNDAY | #N/A | 1987-07-10 | 17:00 | 32.8 | 91.04 |  |  | 1991-07-10 | 17:00 | 27.8 | 82.04 |  |  | 1994-07-10 | 17:00 | 30 | 86 | [5 empty] | 28.9 | 84.02 |  |  |  | 23 | 73.4 |  |  |  |  | 23.3 | 73.94 |  |  |  |  | 24.3 | 75.74 | [5 empty] | 26.1 | 78.98 |  |  |  | 26.7 | 80.06 |  |  |  |  | 22.8 | 73.04 |  |  |  |  | 24.4 | 75.92
1994-07-10 | 18:00 | 30 | 86 | SUNDAY | #N/A | 1987-07-10 | 18:00 | 30 | 86 |  |  | 1991-07-10 | 18:00 | 26.7 | 80.06 |  |  | 1994-07-10 | 18:00 | 30 | 86 | [5 empty] | 28.3 | 82.94 |  |  |  | 23 | 73.4 |  |  |  |  | 21.1 | 69.98 |  |  |  |  | 23 | 73.4 | [5 empty] | 25 | 77 |  |  |  | 27.2 | 80.96 |  |  |  |  | 22.8 | 73.04 |  |  |  |  | 23.3 | 73.94
1994-07-10 | 19:00 | 28.9 | 84.02 | SUNDAY | #N/A | 1987-07-10 | 19:00 | 28.3 | 82.94 |  |  | 1991-07-10 | 19:00 | 24.4 | 75.92 |  |  | 1994-07-10 | 19:00 | 28.9 | 84.02 | [5 empty] | 27.2 | 80.96 |  |  |  | 21.3 | 70.34 |  |  |  |  | 20 | 68 |  |  |  |  | 21.7 | 71.06 | [5 empty] | 22.8 | 73.04 |  |  |  | 25.6 | 78.08 |  |  |  |  | 22.8 | 73.04 |  |  |  |  | 21.7 | 71.06
1994-07-10 | 20:00 | 28.3 | 82.94 | SUNDAY | #N/A | 1987-07-10 | 20:00 | 26.7 | 80.06 |  |  | 1991-07-10 | 20:00 | 23.3 | 73.94 |  |  | 1994-07-10 | 20:00 | 28.3 | 82.94 | [5 empty] | 27.2 | 80.96 |  |  |  | 19 | 66.2 |  |  |  |  | 17.8 | 64.04 |  |  |  |  | 18.9 | 66.02 | [5 empty] | 20.6 | 69.08 |  |  |  | 22.8 | 73.04 |  |  |  |  | 22.2 | 71.96 |  |  |  |  | 16.7 | 62.06
1994-07-10 | 21:00 | 27.8 | 82.04 | SUNDAY | #N/A | 1987-07-10 | 21:00 | 26.7 | 80.06 |  |  | 1991-07-10 | 21:00 | 22.2 | 71.96 |  |  | 1994-07-10 | 21:00 | 27.2 | 80.96 | [5 empty] | 26.1 | 78.98 |  |  |  | 19 | 66.2 |  |  |  |  | 16.1 | 60.98 |  |  |  |  | 16.1 | 60.98 | [5 empty] | 18.3 | 64.94 |  |  |  | 21.7 | 71.06 |  |  |  |  | 21.1 | 69.98 |  |  |  |  | 16.7 | 62.06
1994-07-10 | 22:00 | 27.2 | 80.96 | SUNDAY | #N/A | 1987-07-10 | 22:00 | 27.2 | 80.96 |  |  | 1991-07-10 | 22:00 | 21.7 | 71.06 |  |  | 1994-07-10 | 22:00 | 26.7 | 80.06 | [5 empty] | 26.1 | 78.98 |  |  |  | 18 | 64.4 |  |  |  |  | 15 | 59 |  |  |  |  | 13.3 | 55.94 | [5 empty] | 17.2 | 62.96 |  |  |  | 21.1 | 69.98 |  |  |  |  | 20 | 68 |  |  |  |  | 13.9 | 57.02
1994-07-10 | 23:00 | 25 | 77 | SUNDAY | #N/A | 1987-07-10 | 23:00 | 25.6 | 78.08 |  |  | 1991-07-10 | 23:00 | 21.1 | 69.98 |  |  | 1994-07-10 | 23:00 | 25.6 | 78.08 | [5 empty] | 24.4 | 75.92 |  |  |  | 15.4 | 59.72 |  |  |  |  | 13.3 | 55.94 |  |  |  |  | 12.6 | 54.68 | [5 empty] | 16.7 | 62.06 |  |  |  | 20.6 | 69.08 |  |  |  |  | 19.4 | 66.92 |  |  |  |  | 12.2 | 53.96
1994-07-10 | 24:00 | 23.3 | 73.94 | SUNDAY | #N/A | 1987-07-10 | 24:00 | 26.1 | 78.98 |  |  | 1991-07-10 | 24:00 | 21.7 | 71.06 |  |  | 1994-07-10 | 24:00 | 23.3 | 73.94 | [5 empty] | 23.3 | 73.94 |  |  |  | 13 | 55.4 |  |  |  |  | 12.8 | 55.04 |  |  |  |  | 11.8 | 53.24 | [5 empty] | 16.7 | 62.06 |  |  |  | 19.4 | 66.92 |  |  |  |  | 20.6 | 69.08 |  |  |  |  | 11.7 | 53.06
1994-07-11 | 1:00 | 22.2 | 71.96 | WEEKDAY | #N/A | 1987-07-11 | 1:00 | 26.1 | 78.98 |  |  | 1991-07-11 | 1:00 | 20 | 68 |  |  | 1994-07-11 | 1:00 | 22.8 | 73.04 | [5 empty] | 21.7 | 71.06 |  |  |  | 12 | 53.6 |  |  |  |  | 12.2 | 53.96 |  |  |  |  | 11.1 | 51.98 | [5 empty] | 15 | 59 |  |  |  | 18.9 | 66.02 |  |  |  |  | 20 | 68 |  |  |  |  | 11.1 | 51.98
1994-07-11 | 2:00 | 21.7 | 71.06 | WEEKDAY | #N/A | 1987-07-11 | 2:00 | 24.4 | 75.92 |  |  | 1991-07-11 | 2:00 | 18.3 | 64.94 |  |  | 1994-07-11 | 2:00 | 21.7 | 71.06 | [5 empty] | 19.4 | 66.92 |  |  |  | 12 | 53.6 |  |  |  |  | 12.2 | 53.96 |  |  |  |  | 10.7 | 51.26 | [5 empty] | 13.9 | 57.02 |  |  |  | 18.9 | 66.02 |  |  |  |  | 20 | 68 |  |  |  |  | 10 | 50
1994-07-11 | 3:00 | 21.1 | 69.98 | WEEKDAY | #N/A | 1987-07-11 | 3:00 | 24.4 | 75.92 |  |  | 1991-07-11 | 3:00 | 17.8 | 64.04 |  |  | 1994-07-11 | 3:00 | 20.6 | 69.08 | [5 empty] | 19.4 | 66.92 |  |  |  | 11 | 51.8 |  |  |  |  | 11.1 | 51.98 |  |  |  |  | 10.4 | 50.72 | [5 empty] | 13.9 | 57.02 |  |  |  | 18.9 | 66.02 |  |  |  |  | 20 | 68 |  |  |  |  | 9.4 | 48.92
1994-07-11 | 4:00 | 20 | 68 | WEEKDAY | #N/A | 1987-07-11 | 4:00 | 23.9 | 75.02 |  |  | 1991-07-11 | 4:00 | 17.2 | 62.96 |  |  | 1994-07-11 | 4:00 | 20 | 68 | [5 empty] | 18.9 | 66.02 |  |  |  | 11.1 | 51.98 |  |  |  |  | 10.6 | 51.08 |  |  |  |  | 10 | 50 | [5 empty] | 13.9 | 57.02 |  |  |  | 20 | 68 |  |  |  |  | 20 | 68 |  |  |  |  | 9.4 | 48.92
1994-07-11 | 5:00 | 19.4 | 66.92 | WEEKDAY | #N/A | 1987-07-11 | 5:00 | 23.9 | 75.02 |  |  | 1991-07-11 | 5:00 | 16.7 | 62.06 |  |  | 1994-07-11 | 5:00 | 19.4 | 66.92 | [5 empty] | 18.3 | 64.94 |  |  |  | 11 | 51.8 |  |  |  |  | 10 | 50 |  |  |  |  | 12.2 | 53.96 | [5 empty] | 13.9 | 57.02 |  |  |  | 20 | 68 |  |  |  |  | 19.4 | 66.92 |  |  |  |  | 10 | 50
1994-07-11 | 6:00 | 20 | 68 | WEEKDAY | #N/A | 1987-07-11 | 6:00 | 25 | 77 |  |  | 1991-07-11 | 6:00 | 17.2 | 62.96 |  |  | 1994-07-11 | 6:00 | 20.6 | 69.08 | [5 empty] | 20 | 68 |  |  |  | 12 | 53.6 |  |  |  |  | 11.7 | 53.06 |  |  |  |  | 14.5 | 58.1 | [5 empty] | 15 | 59 |  |  |  | 21.1 | 69.98 |  |  |  |  | 19.4 | 66.92 |  |  |  |  | 11.7 | 53.06
1994-07-11 | 7:00 | 21.1 | 69.98 | WEEKDAY | #N/A | 1987-07-11 | 7:00 | 25.6 | 78.08 |  |  | 1991-07-11 | 7:00 | 21.1 | 69.98 |  |  | 1994-07-11 | 7:00 | 22.2 | 71.96 | [5 empty] | 21.1 | 69.98 |  |  |  | 17 | 62.6 |  |  |  |  | 13.3 | 55.94 |  |  |  |  | 16.7 | 62.06 | [5 empty] | 16.7 | 62.06 |  |  |  | 21.1 | 69.98 |  |  |  |  | 20 | 68 |  |  |  |  | 12.8 | 55.04
1994-07-11 | 8:00 | 22.2 | 71.96 | WEEKDAY | #N/A | 1987-07-11 | 8:00 | 26.7 | 80.06 |  |  | 1991-07-11 | 8:00 | 22.8 | 73.04 |  |  | 1994-07-11 | 8:00 | 22.8 | 73.04 | [5 empty] | 21.7 | 71.06 |  |  |  | 19 | 66.2 |  |  |  |  | 14.4 | 57.92 |  |  |  |  | 18.4 | 65.12 | [5 empty] | 16.7 | 62.06 |  |  |  | 21.7 | 71.06 |  |  |  |  | 21.1 | 69.98 |  |  |  |  | 16.7 | 62.06
1994-07-11 | 9:00 | 23.3 | 73.94 | WEEKDAY | #N/A | 1987-07-11 | 9:00 | 27.8 | 82.04 |  |  | 1991-07-11 | 9:00 | 24.4 | 75.92 |  |  | 1994-07-11 | 9:00 | 23.9 | 75.02 | [5 empty] | 23.3 | 73.94 |  |  |  | 21 | 69.8 |  |  |  |  | 16.1 | 60.98 |  |  |  |  | 20 | 68 | [5 empty] | 17.8 | 64.04 |  |  |  | 22.8 | 73.04 |  |  |  |  | 22.8 | 73.04 |  |  |  |  | 20 | 68
1994-07-11 | 10:00 | 24.4 | 75.92 | WEEKDAY | #N/A | 1987-07-11 | 10:00 | 29.4 | 84.92 |  |  | 1991-07-11 | 10:00 | 25.6 | 78.08 |  |  | 1994-07-11 | 10:00 | 25 | 77 | [5 empty] | 24.4 | 75.92 |  |  |  | 22 | 71.6 |  |  |  |  | 15.6 | 60.08 |  |  |  |  | 21.7 | 71.06 | [5 empty] | 20.6 | 69.08 |  |  |  | 23.9 | 75.02 |  |  |  |  | 24.4 | 75.92 |  |  |  |  | 21.1 | 69.98
1994-07-11 | 11:00 | 25 | 77 | WEEKDAY | #N/A | 1987-07-11 | 11:00 | 30.6 | 87.08 |  |  | 1991-07-11 | 11:00 | 26.8 | 80.24 |  |  | 1994-07-11 | 11:00 | 26.1 | 78.98 | [5 empty] | 25.6 | 78.08 |  |  |  | 24 | 75.2 |  |  |  |  | 16.7 | 62.06 |  |  |  |  | 23 | 73.4 | [5 empty] | 23.3 | 73.94 |  |  |  | 25 | 77 |  |  |  |  | 25.6 | 78.08 |  |  |  |  | 22.8 | 73.04
1994-07-11 | 12:00 | 26.1 | 78.98 | WEEKDAY | #N/A | 1987-07-11 | 12:00 | 31.7 | 89.06 |  |  | 1991-07-11 | 12:00 | 27.8 | 82.04 |  |  | 1994-07-11 | 12:00 | 27.2 | 80.96 | [5 empty] | 26.1 | 78.98 |  |  |  | 23 | 73.4 |  |  |  |  | 17.2 | 62.96 |  |  |  |  | 24.3 | 75.74 | [5 empty] | 25 | 77 |  |  |  | 25.6 | 78.08 |  |  |  |  | 25.6 | 78.08 |  |  |  |  | 23.3 | 73.94
1994-07-11 | 13:00 | 26.1 | 78.98 | WEEKDAY | #N/A | 1987-07-11 | 13:00 | 32.8 | 91.04 |  |  | 1991-07-11 | 13:00 | 28.9 | 84.02 |  |  | 1994-07-11 | 13:00 | 27.8 | 82.04 | [5 empty] | 26.1 | 78.98 |  |  |  | 25 | 77 |  |  |  |  | 17.8 | 64.04 |  |  |  |  | 25.6 | 78.08 | [5 empty] | 25 | 77 |  |  |  | 27.2 | 80.96 |  |  |  |  | 27.2 | 80.96 |  |  |  |  | 23.9 | 75.02
1994-07-11 | 14:00 | 27.2 | 80.96 | WEEKDAY | #N/A | 1987-07-11 | 14:00 | 31.7 | 89.06 |  |  | 1991-07-11 | 14:00 | 29.4 | 84.92 |  |  | 1994-07-11 | 14:00 | 28.9 | 84.02 | [5 empty] | 27.2 | 80.96 |  |  |  | 25 | 77 |  |  |  |  | 18.3 | 64.94 |  |  |  |  | 25.4 | 77.72 | [5 empty] | 25 | 77 |  |  |  | 27.2 | 80.96 |  |  |  |  | 25 | 77 |  |  |  |  | 23.9 | 75.02
1994-07-11 | 15:00 | 27.2 | 80.96 | WEEKDAY | #N/A | 1987-07-11 | 15:00 | 31.7 | 89.06 |  |  | 1991-07-11 | 15:00 | 29.4 | 84.92 |  |  | 1994-07-11 | 15:00 | 28.3 | 82.94 | [5 empty] | 27.8 | 82.04 |  |  |  | 26 | 78.8 |  |  |  |  | 18.3 | 64.94 |  |  |  |  | 25.2 | 77.36 | [5 empty] | 23.9 | 75.02 |  |  |  | 26.7 | 80.06 |  |  |  |  | 25.6 | 78.08 |  |  |  |  | 24.4 | 75.92
1994-07-11 | 16:00 | 27.8 | 82.04 | WEEKDAY | #N/A | 1987-07-11 | 16:00 | 32.2 | 89.96 |  |  | 1991-07-11 | 16:00 | 29.4 | 84.92 |  |  | 1994-07-11 | 16:00 | 28.3 | 82.94 | [5 empty] | 27.2 | 80.96 |  |  |  | 26 | 78.8 |  |  |  |  | 18.3 | 64.94 |  |  |  |  | 25 | 77 | [5 empty] | 23.9 | 75.02 |  |  |  | 25 | 77 |  |  |  |  | 25.6 | 78.08 |  |  |  |  | 24.4 | 75.92
1994-07-11 | 17:00 | 27.8 | 82.04 | WEEKDAY | #N/A | 1987-07-11 | 17:00 | 31.7 | 89.06 |  |  | 1991-07-11 | 17:00 | 28.9 | 84.02 |  |  | 1994-07-11 | 17:00 | 28.3 | 82.94 | [5 empty] | 27.8 | 82.04 |  |  |  | 25 | 77 |  |  |  |  | 17.8 | 64.04 |  |  |  |  | 24.6 | 76.28 | [5 empty] | 23.3 | 73.94 |  |  |  | 25.6 | 78.08 |  |  |  |  | 23.3 | 73.94 |  |  |  |  | 24.4 | 75.92
1994-07-11 | 18:00 | 27.8 | 82.04 | WEEKDAY | #N/A | 1987-07-11 | 18:00 | 30.6 | 87.08 |  |  | 1991-07-11 | 18:00 | 27.8 | 82.04 |  |  | 1994-07-11 | 18:00 | 27.2 | 80.96 | [5 empty] | 27.2 | 80.96 |  |  |  | 25 | 77 |  |  |  |  | 17.2 | 62.96 |  |  |  |  | 24.3 | 75.74 | [5 empty] | 22.8 | 73.04 |  |  |  | 28.3 | 82.94 |  |  |  |  | 23.9 | 75.02 |  |  |  |  | 24.4 | 75.92
1994-07-11 | 19:00 | 26.7 | 80.06 | WEEKDAY | #N/A | 1987-07-11 | 19:00 | 27.2 | 80.96 |  |  | 1991-07-11 | 19:00 | 26.1 | 78.98 |  |  | 1994-07-11 | 19:00 | 24.4 | 75.92 | [5 empty] | 26.1 | 78.98 |  |  |  | 24 | 75.2 |  |  |  |  | 16.7 | 62.06 |  |  |  |  | 23.9 | 75.02 | [5 empty] | 21.7 | 71.06 |  |  |  | 27.2 | 80.96 |  |  |  |  | 23.3 | 73.94 |  |  |  |  | 18.9 | 66.02
1994-07-11 | 20:00 | 26.1 | 78.98 | WEEKDAY | #N/A | 1987-07-11 | 20:00 | 26.1 | 78.98 |  |  | 1991-07-11 | 20:00 | 23.3 | 73.94 |  |  | 1994-07-11 | 20:00 | 22.8 | 73.04 | [5 empty] | 24.4 | 75.92 |  |  |  | 24 | 75.2 |  |  |  |  | 14.4 | 57.92 |  |  |  |  | 22.2 | 71.96 | [5 empty] | 18.9 | 66.02 |  |  |  | 23.3 | 73.94 |  |  |  |  | 22.8 | 73.04 |  |  |  |  | 17.2 | 62.96
1994-07-11 | 21:00 | 25 | 77 | WEEKDAY | #N/A | 1987-07-11 | 21:00 | 26.1 | 78.98 |  |  | 1991-07-11 | 21:00 | 21.1 | 69.98 |  |  | 1994-07-11 | 21:00 | 22.8 | 73.04 | [5 empty] | 22.2 | 71.96 |  |  |  | 17 | 62.6 |  |  |  |  | 13.9 | 57.02 |  |  |  |  | 20.6 | 69.08 | [5 empty] | 17.2 | 62.96 |  |  |  | 21.1 | 69.98 |  |  |  |  | 22.2 | 71.96 |  |  |  |  | 16.1 | 60.98
1994-07-11 | 22:00 | 24.4 | 75.92 | WEEKDAY | #N/A | 1987-07-11 | 22:00 | 25.6 | 78.08 |  |  | 1991-07-11 | 22:00 | 18.3 | 64.94 |  |  | 1994-07-11 | 22:00 | 22.8 | 73.04 | [5 empty] | 21.1 | 69.98 |  |  |  | 15 | 59 |  |  |  |  | 13.3 | 55.94 |  |  |  |  | 18.9 | 66.02 | [5 empty] | 16.7 | 62.06 |  |  |  | 20 | 68 |  |  |  |  | 21.1 | 69.98 |  |  |  |  | 13.3 | 55.94
1994-07-11 | 23:00 | 23.9 | 75.02 | WEEKDAY | #N/A | 1987-07-11 | 23:00 | 25 | 77 |  |  | 1991-07-11 | 23:00 | 17.2 | 62.96 |  |  | 1994-07-11 | 23:00 | 21.7 | 71.06 | [5 empty] | 20.6 | 69.08 |  |  |  | 14 | 57.2 |  |  |  |  | 12.8 | 55.04 |  |  |  |  | 18.5 | 65.3 | [5 empty] | 17.2 | 62.96 |  |  |  | 18.3 | 64.94 |  |  |  |  | 21.1 | 69.98 |  |  |  |  | 13.3 | 55.94
1994-07-11 | 24:00 | 23.9 | 75.02 | WEEKDAY | #N/A | 1987-07-11 | 24:00 | 25 | 77 |  |  | 1991-07-11 | 24:00 | 16.1 | 60.98 |  |  | 1994-07-11 | 24:00 | 21.1 | 69.98 | [5 empty] | 20 | 68 |  |  |  | 14 | 57.2 |  |  |  |  | 11.1 | 51.98 |  |  |  |  | 18.2 | 64.76 | [5 empty] | 17.2 | 62.96 |  |  |  | 17.8 | 64.04 |  |  |  |  | 21.1 | 69.98 |  |  |  |  | 12.2 | 53.96
1994-07-12 | 1:00 | 23.3 | 73.94 | WEEKDAY | #N/A | 1987-07-12 | 1:00 | 25 | 77 |  |  | 1991-07-12 | 1:00 | 16.1 | 60.98 |  |  | 1994-07-12 | 1:00 | 21.1 | 69.98 | [5 empty] | 20 | 68 |  |  |  | 13 | 55.4 |  |  |  |  | 10.6 | 51.08 |  |  |  |  | 17.8 | 64.04 | [5 empty] | 17.2 | 62.96 |  |  |  | 16.7 | 62.06 |  |  |  |  | 20 | 68 |  |  |  |  | 11.7 | 53.06
1994-07-12 | 2:00 | 23.3 | 73.94 | WEEKDAY | #N/A | 1987-07-12 | 2:00 | 25.6 | 78.08 |  |  | 1991-07-12 | 2:00 | 16.1 | 60.98 |  |  | 1994-07-12 | 2:00 | 21.1 | 69.98 | [5 empty] | 19.4 | 66.92 |  |  |  | 13 | 55.4 |  |  |  |  | 10 | 50 |  |  |  |  | 17.8 | 64.04 | [5 empty] | 17.2 | 62.96 |  |  |  | 15.6 | 60.08 |  |  |  |  | 18.9 | 66.02 |  |  |  |  | 11.1 | 51.98
1994-07-12 | 3:00 | 22.8 | 73.04 | WEEKDAY | #N/A | 1987-07-12 | 3:00 | 25 | 77 |  |  | 1991-07-12 | 3:00 | 15.6 | 60.08 |  |  | 1994-07-12 | 3:00 | 21.7 | 71.06 | [5 empty] | 18.9 | 66.02 |  |  |  | 13 | 55.4 |  |  |  |  | 10.6 | 51.08 |  |  |  |  | 17.8 | 64.04 | [5 empty] | 16.1 | 60.98 |  |  |  | 13.9 | 57.02 |  |  |  |  | 18.9 | 66.02 |  |  |  |  | 10.6 | 51.08
1994-07-12 | 4:00 | 22.8 | 73.04 | WEEKDAY | #N/A | 1987-07-12 | 4:00 | 25 | 77 |  |  | 1991-07-12 | 4:00 | 15.6 | 60.08 |  |  | 1994-07-12 | 4:00 | 21.7 | 71.06 | [5 empty] | 18.9 | 66.02 |  |  |  | 12 | 53.6 |  |  |  |  | 10 | 50 |  |  |  |  | 17.8 | 64.04 | [5 empty] | 16.7 | 62.06 |  |  |  | 13.3 | 55.94 |  |  |  |  | 19.4 | 66.92 |  |  |  |  | 10 | 50
1994-07-12 | 5:00 | 22.2 | 71.96 | WEEKDAY | #N/A | 1987-07-12 | 5:00 | 24.4 | 75.92 |  |  | 1991-07-12 | 5:00 | 13.3 | 55.94 |  |  | 1994-07-12 | 5:00 | 21.7 | 71.06 | [5 empty] | 17.8 | 64.04 |  |  |  | 12 | 53.6 |  |  |  |  | 10 | 50 |  |  |  |  | 18.3 | 64.94 | [5 empty] | 16.1 | 60.98 |  |  |  | 12.2 | 53.96 |  |  |  |  | 19.4 | 66.92 |  |  |  |  | 9.4 | 48.92
1994-07-12 | 6:00 | 22.8 | 73.04 | WEEKDAY | #N/A | 1987-07-12 | 6:00 | 24.4 | 75.92 |  |  | 1991-07-12 | 6:00 | 16.1 | 60.98 |  |  | 1994-07-12 | 6:00 | 23.3 | 73.94 | [5 empty] | 19.4 | 66.92 |  |  |  | 13 | 55.4 |  |  |  |  | 9.4 | 48.92 |  |  |  |  | 18.9 | 66.02 | [5 empty] | 15.6 | 60.08 |  |  |  | 13.9 | 57.02 |  |  |  |  | 20 | 68 |  |  |  |  | 12.2 | 53.96
1994-07-12 | 7:00 | 23.9 | 75.02 | WEEKDAY | #N/A | 1987-07-12 | 7:00 | 25 | 77 |  |  | 1991-07-12 | 7:00 | 20 | 68 |  |  | 1994-07-12 | 7:00 | 25 | 77 | [5 empty] | 23.9 | 75.02 |  |  |  | 18 | 64.4 |  |  |  |  | 12.2 | 53.96 |  |  |  |  | 19.4 | 66.92 | [5 empty] | 16.1 | 60.98 |  |  |  | 16.7 | 62.06 |  |  |  |  | 21.7 | 71.06 |  |  |  |  | 15 | 59
1994-07-12 | 8:00 | 26.1 | 78.98 | WEEKDAY | #N/A | 1987-07-12 | 8:00 | 26.1 | 78.98 |  |  | 1991-07-12 | 8:00 | 22.2 | 71.96 |  |  | 1994-07-12 | 8:00 | 26.1 | 78.98 | [5 empty] | 26.1 | 78.98 |  |  |  | 21 | 69.8 |  |  |  |  | 15 | 59 |  |  |  |  | 19.8 | 67.64 | [5 empty] | 16.7 | 62.06 |  |  |  | 18.3 | 64.94 |  |  |  |  | 22.8 | 73.04 |  |  |  |  | 17.2 | 62.96
1994-07-12 | 9:00 | 26.7 | 80.06 | WEEKDAY | #N/A | 1987-07-12 | 9:00 | 27.8 | 82.04 |  |  | 1991-07-12 | 9:00 | 24.5 | 76.1 |  |  | 1994-07-12 | 9:00 | 27.2 | 80.96 | [5 empty] | 26.7 | 80.06 |  |  |  | 21 | 69.8 |  |  |  |  | 17.2 | 62.96 |  |  |  |  | 20.2 | 68.36 | [5 empty] | 17.2 | 62.96 |  |  |  | 19.4 | 66.92 |  |  |  |  | 24.4 | 75.92 |  |  |  |  | 18.3 | 64.94
1994-07-12 | 10:00 | 27.2 | 80.96 | WEEKDAY | #N/A | 1987-07-12 | 10:00 | 28.9 | 84.02 |  |  | 1991-07-12 | 10:00 | 26.7 | 80.06 |  |  | 1994-07-12 | 10:00 | 27.8 | 82.04 | [5 empty] | 27.2 | 80.96 |  |  |  | 22 | 71.6 |  |  |  |  | 20.6 | 69.08 |  |  |  |  | 20.6 | 69.08 | [5 empty] | 17.2 | 62.96 |  |  |  | 20.6 | 69.08 |  |  |  |  | 26.1 | 78.98 |  |  |  |  | 20 | 68
1994-07-12 | 11:00 | 28.3 | 82.94 | WEEKDAY | #N/A | 1987-07-12 | 11:00 | 30 | 86 |  |  | 1991-07-12 | 11:00 | 27.2 | 80.96 |  |  | 1994-07-12 | 11:00 | 28.3 | 82.94 | [5 empty] | 26.7 | 80.06 |  |  |  | 23 | 73.4 |  |  |  |  | 21.1 | 69.98 |  |  |  |  | 21.1 | 69.98 | [5 empty] | 17.8 | 64.04 |  |  |  | 22.2 | 71.96 |  |  |  |  | 27.8 | 82.04 |  |  |  |  | 21.1 | 69.98
1994-07-12 | 12:00 | 28.3 | 82.94 | WEEKDAY | #N/A | 1987-07-12 | 12:00 | 30.6 | 87.08 |  |  | 1991-07-12 | 12:00 | 27.2 | 80.96 |  |  | 1994-07-12 | 12:00 | 28.9 | 84.02 | [5 empty] | 27.8 | 82.04 |  |  |  | 26 | 78.8 |  |  |  |  | 22.2 | 71.96 |  |  |  |  | 21.7 | 71.06 | [5 empty] | 17.8 | 64.04 |  |  |  | 22.8 | 73.04 |  |  |  |  | 28.3 | 82.94 |  |  |  |  | 21.7 | 71.06
1994-07-12 | 13:00 | 29.4 | 84.92 | WEEKDAY | #N/A | 1987-07-12 | 13:00 | 31.1 | 87.98 |  |  | 1991-07-12 | 13:00 | 27.8 | 82.04 |  |  | 1994-07-12 | 13:00 | 28.9 | 84.02 | [5 empty] | 28.3 | 82.94 |  |  |  | 27 | 80.6 |  |  |  |  | 22.8 | 73.04 |  |  |  |  | 22.2 | 71.96 | [5 empty] | 18.3 | 64.94 |  |  |  | 22.8 | 73.04 |  |  |  |  | 28.3 | 82.94 |  |  |  |  | 21.7 | 71.06
1994-07-12 | 14:00 | 29.4 | 84.92 | WEEKDAY | #N/A | 1987-07-12 | 14:00 | 30 | 86 |  |  | 1991-07-12 | 14:00 | 27.2 | 80.96 |  |  | 1994-07-12 | 14:00 | 28.3 | 82.94 | [5 empty] | 28.3 | 82.94 |  |  |  | 26 | 78.8 |  |  |  |  | 23.3 | 73.94 |  |  |  |  | 22.9 | 73.22 | [5 empty] | 18.9 | 66.02 |  |  |  | 22.2 | 71.96 |  |  |  |  | 29.4 | 84.92 |  |  |  |  | 21.1 | 69.98
1994-07-12 | 15:00 | 31.1 | 87.98 | WEEKDAY | #N/A | 1987-07-12 | 15:00 | 30 | 86 |  |  | 1991-07-12 | 15:00 | 27.2 | 80.96 |  |  | 1994-07-12 | 15:00 | 27.8 | 82.04 | [5 empty] | 28.3 | 82.94 |  |  |  | 26 | 78.8 |  |  |  |  | 23.9 | 75.02 |  |  |  |  | 23.7 | 74.66 | [5 empty] | 18.9 | 66.02 |  |  |  | 22.2 | 71.96 |  |  |  |  | 30 | 86 |  |  |  |  | 20 | 68
1994-07-12 | 16:00 | 31.7 | 89.06 | WEEKDAY | #N/A | 1987-07-12 | 16:00 | 28.9 | 84.02 |  |  | 1991-07-12 | 16:00 | 26.7 | 80.06 |  |  | 1994-07-12 | 16:00 | 27.2 | 80.96 | [5 empty] | 27.8 | 82.04 |  |  |  | 24 | 75.2 |  |  |  |  | 23.9 | 75.02 |  |  |  |  | 24.4 | 75.92 | [5 empty] | 17.8 | 64.04 |  |  |  | 21.7 | 71.06 |  |  |  |  | 29.4 | 84.92 |  |  |  |  | 20.6 | 69.08
1994-07-12 | 17:00 | 29.4 | 84.92 | WEEKDAY | #N/A | 1987-07-12 | 17:00 | 27.2 | 80.96 |  |  | 1991-07-12 | 17:00 | 26.1 | 78.98 |  |  | 1994-07-12 | 17:00 | 26.7 | 80.06 | [5 empty] | 27.2 | 80.96 |  |  |  | 23 | 73.4 |  |  |  |  | 23.3 | 73.94 |  |  |  |  | 24.4 | 75.92 | [5 empty] | 17.8 | 64.04 |  |  |  | 21.1 | 69.98 |  |  |  |  | 29.4 | 84.92 |  |  |  |  | 20.6 | 69.08
1994-07-12 | 18:00 | 28.3 | 82.94 | WEEKDAY | #N/A | 1987-07-12 | 18:00 | 26.7 | 80.06 |  |  | 1991-07-12 | 18:00 | 24.4 | 75.92 |  |  | 1994-07-12 | 18:00 | 25.6 | 78.08 | [5 empty] | 26.1 | 78.98 |  |  |  | 23 | 73.4 |  |  |  |  | 23.3 | 73.94 |  |  |  |  | 24.4 | 75.92 | [5 empty] | 17.8 | 64.04 |  |  |  | 21.1 | 69.98 |  |  |  |  | 28.9 | 84.02 |  |  |  |  | 21.1 | 69.98
1994-07-12 | 19:00 | 29.4 | 84.92 | WEEKDAY | #N/A | 1987-07-12 | 19:00 | 25.6 | 78.08 |  |  | 1991-07-12 | 19:00 | 22.8 | 73.04 |  |  | 1994-07-12 | 19:00 | 25 | 77 | [5 empty] | 24.4 | 75.92 |  |  |  | 23 | 73.4 |  |  |  |  | 21.7 | 71.06 |  |  |  |  | 24.4 | 75.92 | [5 empty] | 17.8 | 64.04 |  |  |  | 21.1 | 69.98 |  |  |  |  | 27.8 | 82.04 |  |  |  |  | 19.4 | 66.92
1994-07-12 | 20:00 | 27.8 | 82.04 | WEEKDAY | #N/A | 1987-07-12 | 20:00 | 25 | 77 |  |  | 1991-07-12 | 20:00 | 21.7 | 71.06 |  |  | 1994-07-12 | 20:00 | 24.4 | 75.92 | [5 empty] | 23.9 | 75.02 |  |  |  | 22 | 71.6 |  |  |  |  | 20 | 68 |  |  |  |  | 24.2 | 75.56 | [5 empty] | 17.2 | 62.96 |  |  |  | 19.4 | 66.92 |  |  |  |  | 25.6 | 78.08 |  |  |  |  | 16.7 | 62.06
1994-07-12 | 21:00 | 28.3 | 82.94 | WEEKDAY | #N/A | 1987-07-12 | 21:00 | 24.4 | 75.92 |  |  | 1991-07-12 | 21:00 | 21.1 | 69.98 |  |  | 1994-07-12 | 21:00 | 24.4 | 75.92 | [5 empty] | 23.3 | 73.94 |  |  |  | 22 | 71.6 |  |  |  |  | 20 | 68 |  |  |  |  | 24.1 | 75.38 | [5 empty] | 17.2 | 62.96 |  |  |  | 17.2 | 62.96 |  |  |  |  | 22.2 | 71.96 |  |  |  |  | 13.9 | 57.02
1994-07-12 | 22:00 | 28.9 | 84.02 | WEEKDAY | #N/A | 1987-07-12 | 22:00 | 25 | 77 |  |  | 1991-07-12 | 22:00 | 20.6 | 69.08 |  |  | 1994-07-12 | 22:00 | 24.4 | 75.92 | [5 empty] | 23.3 | 73.94 |  |  |  | 21 | 69.8 |  |  |  |  | 18.9 | 66.02 |  |  |  |  | 23.9 | 75.02 | [5 empty] | 16.1 | 60.98 |  |  |  | 16.7 | 62.06 |  |  |  |  | 21.1 | 69.98 |  |  |  |  | 12.8 | 55.04
1994-07-12 | 23:00 | 28.3 | 82.94 | WEEKDAY | #N/A | 1987-07-12 | 23:00 | 24.4 | 75.92 |  |  | 1991-07-12 | 23:00 | 20.6 | 69.08 |  |  | 1994-07-12 | 23:00 | 23.9 | 75.02 | [5 empty] | 23.3 | 73.94 |  |  |  | 18 | 64.4 |  |  |  |  | 18.3 | 64.94 |  |  |  |  | 23.9 | 75.02 | [5 empty] | 16.1 | 60.98 |  |  |  | 16.7 | 62.06 |  |  |  |  | 20.6 | 69.08 |  |  |  |  | 11.7 | 53.06
1994-07-12 | 24:00 | 28.3 | 82.94 | WEEKDAY | #N/A | 1987-07-12 | 24:00 | 23.9 | 75.02 |  |  | 1991-07-12 | 24:00 | 20.6 | 69.08 |  |  | 1994-07-12 | 24:00 | 23.9 | 75.02 | [5 empty] | 22.8 | 73.04 |  |  |  | 18 | 64.4 |  |  |  |  | 16.7 | 62.06 |  |  |  |  | 23.9 | 75.02 | [5 empty] | 15.6 | 60.08 |  |  |  | 15.6 | 60.08 |  |  |  |  | 19.4 | 66.92 |  |  |  |  | 10.6 | 51.08
1994-07-13 | 1:00 | 26.7 | 80.06 | WEEKDAY | #N/A | 1987-07-13 | 1:00 | 23.9 | 75.02 |  |  | 1991-07-13 | 1:00 | 21.1 | 69.98 |  |  | 1994-07-13 | 1:00 | 23.3 | 73.94 | [5 empty] | 22.8 | 73.04 |  |  |  | 18 | 64.4 |  |  |  |  | 15 | 59 |  |  |  |  | 23.9 | 75.02 | [5 empty] | 15 | 59 |  |  |  | 12.8 | 55.04 |  |  |  |  | 18.3 | 64.94 |  |  |  |  | 10 | 50
1994-07-13 | 2:00 | 26.1 | 78.98 | WEEKDAY | #N/A | 1987-07-13 | 2:00 | 23.9 | 75.02 |  |  | 1991-07-13 | 2:00 | 21.1 | 69.98 |  |  | 1994-07-13 | 2:00 | 23.3 | 73.94 | [5 empty] | 22.2 | 71.96 |  |  |  | 21 | 69.8 |  |  |  |  | 14.4 | 57.92 |  |  |  |  | 23.9 | 75.02 | [5 empty] | 15 | 59 |  |  |  | 15 | 59 |  |  |  |  | 18.3 | 64.94 |  |  |  |  | 9.4 | 48.92
1994-07-13 | 3:00 | 25.6 | 78.08 | WEEKDAY | #N/A | 1987-07-13 | 3:00 | 22.8 | 73.04 |  |  | 1991-07-13 | 3:00 | 21.1 | 69.98 |  |  | 1994-07-13 | 3:00 | 23.3 | 73.94 | [5 empty] | 22.2 | 71.96 |  |  |  | 20.9 | 69.62 |  |  |  |  | 13.9 | 57.02 |  |  |  |  | 23.9 | 75.02 | [5 empty] | 13.3 | 55.94 |  |  |  | 13.3 | 55.94 |  |  |  |  | 18.3 | 64.94 |  |  |  |  | 8.9 | 48.02
1994-07-13 | 4:00 | 25 | 77 | WEEKDAY | #N/A | 1987-07-13 | 4:00 | 22.8 | 73.04 |  |  | 1991-07-13 | 4:00 | 21.1 | 69.98 |  |  | 1994-07-13 | 4:00 | 22.2 | 71.96 | [5 empty] | 21.7 | 71.06 |  |  |  | 21 | 69.8 |  |  |  |  | 13.3 | 55.94 |  |  |  |  | 23.9 | 75.02 | [5 empty] | 13.3 | 55.94 |  |  |  | 11.7 | 53.06 |  |  |  |  | 17.8 | 64.04 |  |  |  |  | 8.3 | 46.94
1994-07-13 | 5:00 | 25 | 77 | WEEKDAY | #N/A | 1987-07-13 | 5:00 | 22.2 | 71.96 |  |  | 1991-07-13 | 5:00 | 15.6 | 60.08 |  |  | 1994-07-13 | 5:00 | 21.7 | 71.06 | [5 empty] | 21.7 | 71.06 |  |  |  | 20 | 68 |  |  |  |  | 13.3 | 55.94 |  |  |  |  | 24.3 | 75.74 | [5 empty] | 12.8 | 55.04 |  |  |  | 11.7 | 53.06 |  |  |  |  | 18.3 | 64.94 |  |  |  |  | 7.8 | 46.04
1994-07-13 | 6:00 | 26.1 | 78.98 | WEEKDAY | #N/A | 1987-07-13 | 6:00 | 24.4 | 75.92 |  |  | 1991-07-13 | 6:00 | 20.6 | 69.08 |  |  | 1994-07-13 | 6:00 | 23.3 | 73.94 | [5 empty] | 23.3 | 73.94 |  |  |  | 21 | 69.8 |  |  |  |  | 14.4 | 57.92 |  |  |  |  | 24.6 | 76.28 | [5 empty] | 13.9 | 57.02 |  |  |  | 12.8 | 55.04 |  |  |  |  | 18.9 | 66.02 |  |  |  |  | 10 | 50
1994-07-13 | 7:00 | 27.8 | 82.04 | WEEKDAY | #N/A | 1987-07-13 | 7:00 | 25.6 | 78.08 |  |  | 1991-07-13 | 7:00 | 18.9 | 66.02 |  |  | 1994-07-13 | 7:00 | 24.4 | 75.92 | [5 empty] | 25.6 | 78.08 |  |  |  | 21 | 69.8 |  |  |  |  | 15.6 | 60.08 |  |  |  |  | 25 | 77 | [5 empty] | 15 | 59 |  |  |  | 14.4 | 57.92 |  |  |  |  | 21.1 | 69.98 |  |  |  |  | 14.4 | 57.92
1994-07-13 | 8:00 | 27.8 | 82.04 | WEEKDAY | #N/A | 1987-07-13 | 8:00 | 27.2 | 80.96 |  |  | 1991-07-13 | 8:00 | 19.4 | 66.92 |  |  | 1994-07-13 | 8:00 | 26.7 | 80.06 | [5 empty] | 27.8 | 82.04 |  |  |  | 21.6 | 70.88 |  |  |  |  | 17.8 | 64.04 |  |  |  |  | 26.1 | 78.98 | [5 empty] | 17.8 | 64.04 |  |  |  | 17.8 | 64.04 |  |  |  |  | 23.3 | 73.94 |  |  |  |  | 17.2 | 62.96
1994-07-13 | 9:00 | 28.9 | 84.02 | WEEKDAY | #N/A | 1987-07-13 | 9:00 | 28.3 | 82.94 |  |  | 1991-07-13 | 9:00 | 18.3 | 64.94 |  |  | 1994-07-13 | 9:00 | 28.9 | 84.02 | [5 empty] | 30 | 86 |  |  |  | 22 | 71.6 |  |  |  |  | 20 | 68 |  |  |  |  | 27.2 | 80.96 | [5 empty] | 20 | 68 |  |  |  | 20 | 68 |  |  |  |  | 26.1 | 78.98 |  |  |  |  | 20 | 68
1994-07-13 | 10:00 | 30.6 | 87.08 | WEEKDAY | #N/A | 1987-07-13 | 10:00 | 28.9 | 84.02 |  |  | 1991-07-13 | 10:00 | 18.3 | 64.94 |  |  | 1994-07-13 | 10:00 | 29.4 | 84.92 | [5 empty] | 30.6 | 87.08 |  |  |  | 22 | 71.6 |  |  |  |  | 21.7 | 71.06 |  |  |  |  | 28.3 | 82.94 | [5 empty] | 20.6 | 69.08 |  |  |  | 21.1 | 69.98 |  |  |  |  | 27.8 | 82.04 |  |  |  |  | 21.7 | 71.06
1994-07-13 | 11:00 | 32.8 | 91.04 | WEEKDAY | #N/A | 1987-07-13 | 11:00 | 30.6 | 87.08 |  |  | 1991-07-13 | 11:00 | 18.9 | 66.02 |  |  | 1994-07-13 | 11:00 | 31.7 | 89.06 | [5 empty] | 31.7 | 89.06 |  |  |  | 22 | 71.6 |  |  |  |  | 22.8 | 73.04 |  |  |  |  | 29.8 | 85.64 | [5 empty] | 22.2 | 71.96 |  |  |  | 22.2 | 71.96 |  |  |  |  | 28.9 | 84.02 |  |  |  |  | 23.3 | 73.94
1994-07-13 | 12:00 | 33.3 | 91.94 | WEEKDAY | #N/A | 1987-07-13 | 12:00 | 30.6 | 87.08 |  |  | 1991-07-13 | 12:00 | 18.9 | 66.02 |  |  | 1994-07-13 | 12:00 | 32.8 | 91.04 | [5 empty] | 32.2 | 89.96 |  |  |  | 24 | 75.2 |  |  |  |  | 23.9 | 75.02 |  |  |  |  | 31.3 | 88.34 | [5 empty] | 22.8 | 73.04 |  |  |  | 23.9 | 75.02 |  |  |  |  | 29.4 | 84.92 |  |  |  |  | 24.4 | 75.92
1994-07-13 | 13:00 | 36.1 | 96.98 | WEEKDAY | #N/A | 1987-07-13 | 13:00 | 31.1 | 87.98 |  |  | 1991-07-13 | 13:00 | 18.9 | 66.02 |  |  | 1994-07-13 | 13:00 | 30.6 | 87.08 | [5 empty] | 32.8 | 91.04 |  |  |  | 24.2 | 75.56 |  |  |  |  | 25 | 77 |  |  |  |  | 32.8 | 91.04 | [5 empty] | 23.3 | 73.94 |  |  |  | 25 | 77 |  |  |  |  | 30.6 | 87.08 |  |  |  |  | 24.4 | 75.92
1994-07-13 | 14:00 | 36.7 | 98.06 | WEEKDAY | #N/A | 1987-07-13 | 14:00 | 30.6 | 87.08 |  |  | 1991-07-13 | 14:00 | 21.1 | 69.98 |  |  | 1994-07-13 | 14:00 | 31.1 | 87.98 | [5 empty] | 31.7 | 89.06 |  |  |  | 24 | 75.2 |  |  |  |  | 21.1 | 69.98 |  |  |  |  | 31.3 | 88.34 | [5 empty] | 24.4 | 75.92 |  |  |  | 25 | 77 |  |  |  |  | 31.1 | 87.98 |  |  |  |  | 25 | 77
1994-07-13 | 15:00 | 35 | 95 | WEEKDAY | #N/A | 1987-07-13 | 15:00 | 30.6 | 87.08 |  |  | 1991-07-13 | 15:00 | 20.6 | 69.08 |  |  | 1994-07-13 | 15:00 | 30.6 | 87.08 | [5 empty] | 30.6 | 87.08 |  |  |  | 24 | 75.2 |  |  |  |  | 25.6 | 78.08 |  |  |  |  | 29.8 | 85.64 | [5 empty] | 24.4 | 75.92 |  |  |  | 25.6 | 78.08 |  |  |  |  | 31.1 | 87.98 |  |  |  |  | 25 | 77
1994-07-13 | 16:00 | 33.9 | 93.02 | WEEKDAY | #N/A | 1987-07-13 | 16:00 | 29.4 | 84.92 |  |  | 1991-07-13 | 16:00 | 21.7 | 71.06 |  |  | 1994-07-13 | 16:00 | 28.9 | 84.02 | [5 empty] | 30.6 | 87.08 |  |  |  | 23 | 73.4 |  |  |  |  | 25.6 | 78.08 |  |  |  |  | 28.3 | 82.94 | [5 empty] | 24.4 | 75.92 |  |  |  | 25.6 | 78.08 |  |  |  |  | 30.6 | 87.08 |  |  |  |  | 25 | 77
1994-07-13 | 17:00 | 32.8 | 91.04 | WEEKDAY | #N/A | 1987-07-13 | 17:00 | 28.9 | 84.02 |  |  | 1991-07-13 | 17:00 | 22.8 | 73.04 |  |  | 1994-07-13 | 17:00 | 27.8 | 82.04 | [5 empty] | 29.4 | 84.92 |  |  |  | 23 | 73.4 |  |  |  |  | 23.9 | 75.02 |  |  |  |  | 27.2 | 80.96 | [5 empty] | 23.9 | 75.02 |  |  |  | 26.1 | 78.98 |  |  |  |  | 30.6 | 87.08 |  |  |  |  | 24.4 | 75.92
1994-07-13 | 18:00 | 32.2 | 89.96 | WEEKDAY | #N/A | 1987-07-13 | 18:00 | 27.8 | 82.04 |  |  | 1991-07-13 | 18:00 | 23.3 | 73.94 |  |  | 1994-07-13 | 18:00 | 27.2 | 80.96 | [5 empty] | 27.2 | 80.96 |  |  |  | 22 | 71.6 |  |  |  |  | 23.3 | 73.94 |  |  |  |  | 26.1 | 78.98 | [5 empty] | 23.9 | 75.02 |  |  |  | 25.6 | 78.08 |  |  |  |  | 29.4 | 84.92 |  |  |  |  | 23.9 | 75.02
1994-07-13 | 19:00 | 31.7 | 89.06 | WEEKDAY | #N/A | 1987-07-13 | 19:00 | 26.7 | 80.06 |  |  | 1991-07-13 | 19:00 | 22.2 | 71.96 |  |  | 1994-07-13 | 19:00 | 26.7 | 80.06 | [5 empty] | 26.1 | 78.98 |  |  |  | 20 | 68 |  |  |  |  | 22.8 | 73.04 |  |  |  |  | 25 | 77 | [5 empty] | 22.8 | 73.04 |  |  |  | 23.9 | 75.02 |  |  |  |  | 27.8 | 82.04 |  |  |  |  | 21.7 | 71.06
1994-07-13 | 20:00 | 30 | 86 | WEEKDAY | #N/A | 1987-07-13 | 20:00 | 26.1 | 78.98 |  |  | 1991-07-13 | 20:00 | 21.7 | 71.06 |  |  | 1994-07-13 | 20:00 | 26.1 | 78.98 | [5 empty] | 26.1 | 78.98 |  |  |  | 20.2 | 68.36 |  |  |  |  | 22.2 | 71.96 |  |  |  |  | 23.5 | 74.3 | [5 empty] | 20.6 | 69.08 |  |  |  | 21.7 | 71.06 |  |  |  |  | 25 | 77 |  |  |  |  | 17.2 | 62.96
1994-07-13 | 21:00 | 30.6 | 87.08 | WEEKDAY | #N/A | 1987-07-13 | 21:00 | 25.6 | 78.08 |  |  | 1991-07-13 | 21:00 | 21.1 | 69.98 |  |  | 1994-07-13 | 21:00 | 27.2 | 80.96 | [5 empty] | 26.1 | 78.98 |  |  |  | 21 | 69.8 |  |  |  |  | 21.7 | 71.06 |  |  |  |  | 22.1 | 71.78 | [5 empty] | 18.3 | 64.94 |  |  |  | 21.1 | 69.98 |  |  |  |  | 24.4 | 75.92 |  |  |  |  | 15 | 59
1994-07-13 | 22:00 | 30 | 86 | WEEKDAY | #N/A | 1987-07-13 | 22:00 | 25 | 77 |  |  | 1991-07-13 | 22:00 | 20.6 | 69.08 |  |  | 1994-07-13 | 22:00 | 26.7 | 80.06 | [5 empty] | 25 | 77 |  |  |  | 19 | 66.2 |  |  |  |  | 21.1 | 69.98 |  |  |  |  | 20.6 | 69.08 | [5 empty] | 17.8 | 64.04 |  |  |  | 19.4 | 66.92 |  |  |  |  | 23.9 | 75.02 |  |  |  |  | 13.9 | 57.02
1994-07-13 | 23:00 | 30.6 | 87.08 | WEEKDAY | #N/A | 1987-07-13 | 23:00 | 25.6 | 78.08 |  |  | 1991-07-13 | 23:00 | 20 | 68 |  |  | 1994-07-13 | 23:00 | 27.2 | 80.96 | [5 empty] | 24.4 | 75.92 |  |  |  | 19 | 66.2 |  |  |  |  | 21.1 | 69.98 |  |  |  |  | 19.7 | 67.46 | [5 empty] | 17.2 | 62.96 |  |  |  | 19.4 | 66.92 |  |  |  |  | 21.7 | 71.06 |  |  |  |  | 13.3 | 55.94
1994-07-13 | 24:00 | 27.8 | 82.04 | WEEKDAY | #N/A | 1987-07-13 | 24:00 | 25 | 77 |  |  | 1991-07-13 | 24:00 | 19.4 | 66.92 |  |  | 1994-07-13 | 24:00 | 26.7 | 80.06 | [5 empty] | 23.9 | 75.02 |  |  |  | 19 | 66.2 |  |  |  |  | 20.6 | 69.08 |  |  |  |  | 18.7 | 65.66 | [5 empty] | 17.2 | 62.96 |  |  |  | 17.2 | 62.96 |  |  |  |  | 21.1 | 69.98 |  |  |  |  | 12.8 | 55.04
1994-07-14 | 1:00 | 27.2 | 80.96 | WEEKDAY | #N/A | 1987-07-14 | 1:00 | 25 | 77 |  |  | 1991-07-14 | 1:00 | 19.4 | 66.92 |  |  | 1994-07-14 | 1:00 | 26.1 | 78.98 | [5 empty] | 23.3 | 73.94 |  |  |  | 19 | 66.2 |  |  |  |  | 20.6 | 69.08 |  |  |  |  | 17.8 | 64.04 | [5 empty] | 16.7 | 62.06 |  |  |  | 16.7 | 62.06 |  |  |  |  | 20.6 | 69.08 |  |  |  |  | 12.2 | 53.96
1994-07-14 | 2:00 | 26.7 | 80.06 | WEEKDAY | #N/A | 1987-07-14 | 2:00 | 25 | 77 |  |  | 1991-07-14 | 2:00 | 18.3 | 64.94 |  |  | 1994-07-14 | 2:00 | 26.1 | 78.98 | [5 empty] | 22.2 | 71.96 |  |  |  | 18 | 64.4 |  |  |  |  | 20 | 68 |  |  |  |  | 17.8 | 64.04 | [5 empty] | 16.7 | 62.06 |  |  |  | 16.7 | 62.06 |  |  |  |  | 20.6 | 69.08 |  |  |  |  | 11.1 | 51.98
1994-07-14 | 3:00 | 25 | 77 | WEEKDAY | #N/A | 1987-07-14 | 3:00 | 24.4 | 75.92 |  |  | 1991-07-14 | 3:00 | 18.3 | 64.94 |  |  | 1994-07-14 | 3:00 | 24.4 | 75.92 | [5 empty] | 22.2 | 71.96 |  |  |  | 18 | 64.4 |  |  |  |  | 20 | 68 |  |  |  |  | 17.8 | 64.04 | [5 empty] | 16.7 | 62.06 |  |  |  | 15.6 | 60.08 |  |  |  |  | 21.1 | 69.98 |  |  |  |  | 10 | 50
1994-07-14 | 4:00 | 23.9 | 75.02 | WEEKDAY | #N/A | 1987-07-14 | 4:00 | 24.4 | 75.92 |  |  | 1991-07-14 | 4:00 | 18.9 | 66.02 |  |  | 1994-07-14 | 4:00 | 23.9 | 75.02 | [5 empty] | 22.2 | 71.96 |  |  |  | 17 | 62.6 |  |  |  |  | 19.4 | 66.92 |  |  |  |  | 17.8 | 64.04 | [5 empty] | 17.2 | 62.96 |  |  |  | 15.6 | 60.08 |  |  |  |  | 19.4 | 66.92 |  |  |  |  | 8.3 | 46.94
1994-07-14 | 5:00 | 23.3 | 73.94 | WEEKDAY | #N/A | 1987-07-14 | 5:00 | 24.4 | 75.92 |  |  | 1991-07-14 | 5:00 | 18.3 | 64.94 |  |  | 1994-07-14 | 5:00 | 23.3 | 73.94 | [5 empty] | 21.7 | 71.06 |  |  |  | 17 | 62.6 |  |  |  |  | 18.9 | 66.02 |  |  |  |  | 18.9 | 66.02 | [5 empty] | 17.2 | 62.96 |  |  |  | 15 | 59 |  |  |  |  | 19.4 | 66.92 |  |  |  |  | 8.9 | 48.02
1994-07-14 | 6:00 | 25 | 77 | WEEKDAY | #N/A | 1987-07-14 | 6:00 | 25 | 77 |  |  | 1991-07-14 | 6:00 | 18.9 | 66.02 |  |  | 1994-07-14 | 6:00 | 24.4 | 75.92 | [5 empty] | 23.3 | 73.94 |  |  |  | 18 | 64.4 |  |  |  |  | 18.9 | 66.02 |  |  |  |  | 20 | 68 | [5 empty] | 16.7 | 62.06 |  |  |  | 15.6 | 60.08 |  |  |  |  | 20.6 | 69.08 |  |  |  |  | 11.7 | 53.06
1994-07-14 | 7:00 | 25.6 | 78.08 | WEEKDAY | #N/A | 1987-07-14 | 7:00 | 25.6 | 78.08 |  |  | 1991-07-14 | 7:00 | 20 | 68 |  |  | 1994-07-14 | 7:00 | 26.1 | 78.98 | [5 empty] | 25.6 | 78.08 |  |  |  | 20 | 68 |  |  |  |  | 20 | 68 |  |  |  |  | 21.1 | 69.98 | [5 empty] | 17.2 | 62.96 |  |  |  | 17.8 | 64.04 |  |  |  |  | 21.7 | 71.06 |  |  |  |  | 16.1 | 60.98
1994-07-14 | 8:00 | 26.1 | 78.98 | WEEKDAY | #N/A | 1987-07-14 | 8:00 | 26.1 | 78.98 |  |  | 1991-07-14 | 8:00 | 21.1 | 69.98 |  |  | 1994-07-14 | 8:00 | 27.8 | 82.04 | [5 empty] | 26.7 | 80.06 |  |  |  | 22 | 71.6 |  |  |  |  | 20.6 | 69.08 |  |  |  |  | 22.2 | 71.96 | [5 empty] | 17.8 | 64.04 |  |  |  | 20.6 | 69.08 |  |  |  |  | 24.4 | 75.92 |  |  |  |  | 19.4 | 66.92
1994-07-14 | 9:00 | 26.7 | 80.06 | WEEKDAY | #N/A | 1987-07-14 | 9:00 | 26.1 | 78.98 |  |  | 1991-07-14 | 9:00 | 22.2 | 71.96 |  |  | 1994-07-14 | 9:00 | 28.9 | 84.02 | [5 empty] | 27.8 | 82.04 |  |  |  | 24 | 75.2 |  |  |  |  | 21.1 | 69.98 |  |  |  |  | 23.3 | 73.94 | [5 empty] | 17.2 | 62.96 |  |  |  | 23.3 | 73.94 |  |  |  |  | 27.2 | 80.96 |  |  |  |  | 22.2 | 71.96
1994-07-14 | 10:00 | 26.7 | 80.06 | WEEKDAY | #N/A | 1987-07-14 | 10:00 | 26.1 | 78.98 |  |  | 1991-07-14 | 10:00 | 24.4 | 75.92 |  |  | 1994-07-14 | 10:00 | 30.6 | 87.08 | [5 empty] | 29.4 | 84.92 |  |  |  | 27 | 80.6 |  |  |  |  | 22.2 | 71.96 |  |  |  |  | 24.4 | 75.92 | [5 empty] | 17.8 | 64.04 |  |  |  | 23.9 | 75.02 |  |  |  |  | 28.3 | 82.94 |  |  |  |  | 24.4 | 75.92
1994-07-14 | 11:00 | 27.2 | 80.96 | WEEKDAY | #N/A | 1987-07-14 | 11:00 | 27.2 | 80.96 |  |  | 1991-07-14 | 11:00 | 25.6 | 78.08 |  |  | 1994-07-14 | 11:00 | 29.4 | 84.92 | [5 empty] | 30.6 | 87.08 |  |  |  | 27 | 80.6 |  |  |  |  | 23.3 | 73.94 |  |  |  |  | 25.3 | 77.54 | [5 empty] | 20.6 | 69.08 |  |  |  | 26.1 | 78.98 |  |  |  |  | 30 | 86 |  |  |  |  | 25 | 77
1994-07-14 | 12:00 | 26.1 | 78.98 | WEEKDAY | #N/A | 1987-07-14 | 12:00 | 28.9 | 84.02 |  |  | 1991-07-14 | 12:00 | 27.2 | 80.96 |  |  | 1994-07-14 | 12:00 | 28.9 | 84.02 | [5 empty] | 28.9 | 84.02 |  |  |  | 29 | 84.2 |  |  |  |  | 23.9 | 75.02 |  |  |  |  | 26.3 | 79.34 | [5 empty] | 20.6 | 69.08 |  |  |  | 26.1 | 78.98 |  |  |  |  | 30.6 | 87.08 |  |  |  |  | 26.7 | 80.06
1994-07-14 | 13:00 | 26.1 | 78.98 | WEEKDAY | #N/A | 1987-07-14 | 13:00 | 28.9 | 84.02 |  |  | 1991-07-14 | 13:00 | 27.2 | 80.96 |  |  | 1994-07-14 | 13:00 | 28.3 | 82.94 | [5 empty] | 28.3 | 82.94 |  |  |  | 31 | 87.8 |  |  |  |  | 25 | 77 |  |  |  |  | 27.2 | 80.96 | [5 empty] | 22.2 | 71.96 |  |  |  | 27.2 | 80.96 |  |  |  |  | 31.7 | 89.06 |  |  |  |  | 26.1 | 78.98
1994-07-14 | 14:00 | 26.7 | 80.06 | WEEKDAY | #N/A | 1987-07-14 | 14:00 | 28.9 | 84.02 |  |  | 1991-07-14 | 14:00 | 26.7 | 80.06 |  |  | 1994-07-14 | 14:00 | 26.7 | 80.06 | [5 empty] | 28.9 | 84.02 |  |  |  | 29.1 | 84.38 |  |  |  |  | 25.6 | 78.08 |  |  |  |  | 27.8 | 82.04 | [5 empty] | 23.3 | 73.94 |  |  |  | 28.3 | 82.94 |  |  |  |  | 31.7 | 89.06 |  |  |  |  | 26.1 | 78.98
1994-07-14 | 15:00 | 26.1 | 78.98 | WEEKDAY | #N/A | 1987-07-14 | 15:00 | 26.1 | 78.98 |  |  | 1991-07-14 | 15:00 | 26.7 | 80.06 |  |  | 1994-07-14 | 15:00 | 25.6 | 78.08 | [5 empty] | 26.1 | 78.98 |  |  |  | 27 | 80.6 |  |  |  |  | 25.6 | 78.08 |  |  |  |  | 28.3 | 82.94 | [5 empty] | 25 | 77 |  |  |  | 28.9 | 84.02 |  |  |  |  | 30 | 86 |  |  |  |  | 26.7 | 80.06
1994-07-14 | 16:00 | 24.4 | 75.92 | WEEKDAY | #N/A | 1987-07-14 | 16:00 | 22.8 | 73.04 |  |  | 1991-07-14 | 16:00 | 25 | 77 |  |  | 1994-07-14 | 16:00 | 23.9 | 75.02 | [5 empty] | 23.9 | 75.02 |  |  |  | 27 | 80.6 |  |  |  |  | 24.4 | 75.92 |  |  |  |  | 28.9 | 84.02 | [5 empty] | 25 | 77 |  |  |  | 28.3 | 82.94 |  |  |  |  | 28.9 | 84.02 |  |  |  |  | 24.4 | 75.92
1994-07-14 | 17:00 | 24.4 | 75.92 | WEEKDAY | #N/A | 1987-07-14 | 17:00 | 22.2 | 71.96 |  |  | 1991-07-14 | 17:00 | 26.7 | 80.06 |  |  | 1994-07-14 | 17:00 | 22.8 | 73.04 | [5 empty] | 23.3 | 73.94 |  |  |  | 28 | 82.4 |  |  |  |  | 23.9 | 75.02 |  |  |  |  | 27.6 | 81.68 | [5 empty] | 25.6 | 78.08 |  |  |  | 27.8 | 82.04 |  |  |  |  | 26.7 | 80.06 |  |  |  |  | 23.3 | 73.94
1994-07-14 | 18:00 | 22.8 | 73.04 | WEEKDAY | #N/A | 1987-07-14 | 18:00 | 22.2 | 71.96 |  |  | 1991-07-14 | 18:00 | 27.2 | 80.96 |  |  | 1994-07-14 | 18:00 | 22.8 | 73.04 | [5 empty] | 22.8 | 73.04 |  |  |  | 28 | 82.4 |  |  |  |  | 23.3 | 73.94 |  |  |  |  | 26.3 | 79.34 | [5 empty] | 25.6 | 78.08 |  |  |  | 27.8 | 82.04 |  |  |  |  | 23.9 | 75.02 |  |  |  |  | 23.3 | 73.94
1994-07-14 | 19:00 | 22.8 | 73.04 | WEEKDAY | #N/A | 1987-07-14 | 19:00 | 22.8 | 73.04 |  |  | 1991-07-14 | 19:00 | 25 | 77 |  |  | 1994-07-14 | 19:00 | 22.2 | 71.96 | [5 empty] | 22.2 | 71.96 |  |  |  | 28 | 82.4 |  |  |  |  | 23.3 | 73.94 |  |  |  |  | 25 | 77 | [5 empty] | 25 | 77 |  |  |  | 26.1 | 78.98 |  |  |  |  | 25 | 77 |  |  |  |  | 22.8 | 73.04
1994-07-14 | 20:00 | 22.2 | 71.96 | WEEKDAY | #N/A | 1987-07-14 | 20:00 | 22.8 | 73.04 |  |  | 1991-07-14 | 20:00 | 21.1 | 69.98 |  |  | 1994-07-14 | 20:00 | 21.7 | 71.06 | [5 empty] | 21.7 | 71.06 |  |  |  | 26 | 78.8 |  |  |  |  | 22.2 | 71.96 |  |  |  |  | 23.1 | 73.58 | [5 empty] | 24.4 | 75.92 |  |  |  | 24.4 | 75.92 |  |  |  |  | 23.9 | 75.02 |  |  |  |  | 20 | 68
1994-07-14 | 21:00 | 22.2 | 71.96 | WEEKDAY | #N/A | 1987-07-14 | 21:00 | 20 | 68 |  |  | 1991-07-14 | 21:00 | 21.1 | 69.98 |  |  | 1994-07-14 | 21:00 | 21.7 | 71.06 | [5 empty] | 20.6 | 69.08 |  |  |  | 24 | 75.2 |  |  |  |  | 21.1 | 69.98 |  |  |  |  | 21.3 | 70.34 | [5 empty] | 24.4 | 75.92 |  |  |  | 23.3 | 73.94 |  |  |  |  | 24.4 | 75.92 |  |  |  |  | 19.4 | 66.92
1994-07-14 | 22:00 | 22.2 | 71.96 | WEEKDAY | #N/A | 1987-07-14 | 22:00 | 20 | 68 |  |  | 1991-07-14 | 22:00 | 21.1 | 69.98 |  |  | 1994-07-14 | 22:00 | 21.7 | 71.06 | [5 empty] | 20.6 | 69.08 |  |  |  | 23 | 73.4 |  |  |  |  | 20.6 | 69.08 |  |  |  |  | 19.4 | 66.92 | [5 empty] | 23.9 | 75.02 |  |  |  | 22.8 | 73.04 |  |  |  |  | 24.4 | 75.92 |  |  |  |  | 20 | 68
1994-07-14 | 23:00 | 21.1 | 69.98 | WEEKDAY | #N/A | 1987-07-14 | 23:00 | 19.4 | 66.92 |  |  | 1991-07-14 | 23:00 | 19.4 | 66.92 |  |  | 1994-07-14 | 23:00 | 21.7 | 71.06 | [5 empty] | 20.6 | 69.08 |  |  |  | 22 | 71.6 |  |  |  |  | 20.6 | 69.08 |  |  |  |  | 18.3 | 64.94 | [5 empty] | 23.3 | 73.94 |  |  |  | 22.8 | 73.04 |  |  |  |  | 23.9 | 75.02 |  |  |  |  | 19.4 | 66.92
1994-07-14 | 24:00 | 21.1 | 69.98 | WEEKDAY | #N/A | 1987-07-14 | 24:00 | 20 | 68 |  |  | 1991-07-14 | 24:00 | 18.9 | 66.02 |  |  | 1994-07-14 | 24:00 | 21.7 | 71.06 | [5 empty] | 20 | 68 |  |  |  | 22 | 71.6 |  |  |  |  | 20 | 68 |  |  |  |  | 17.2 | 62.96 | [5 empty] | 22.8 | 73.04 |  |  |  | 21.1 | 69.98 |  |  |  |  | 23.9 | 75.02 |  |  |  |  | 18.9 | 66.02
1994-07-15 | 1:00 | 20.6 | 69.08 | WEEKDAY | #N/A | 1987-07-15 | 1:00 | 20 | 68 |  |  | 1991-07-15 | 1:00 | 17.8 | 64.04 |  |  | 1994-07-15 | 1:00 | 21.7 | 71.06 | [5 empty] | 20 | 68 |  |  |  | 22 | 71.6 |  |  |  |  | 19.4 | 66.92 |  |  |  |  | 16.1 | 60.98 | [5 empty] | 22.8 | 73.04 |  |  |  | 21.1 | 69.98 |  |  |  |  | 23.3 | 73.94 |  |  |  |  | 18.3 | 64.94
1994-07-15 | 2:00 | 20.6 | 69.08 | WEEKDAY | #N/A | 1987-07-15 | 2:00 | 20 | 68 |  |  | 1991-07-15 | 2:00 | 16.7 | 62.06 |  |  | 1994-07-15 | 2:00 | 22.2 | 71.96 | [5 empty] | 20.6 | 69.08 |  |  |  | 22 | 71.6 |  |  |  |  | 18.9 | 66.02 |  |  |  |  | 15.2 | 59.36 | [5 empty] | 22.2 | 71.96 |  |  |  | 21.1 | 69.98 |  |  |  |  | 22.8 | 73.04 |  |  |  |  | 19.4 | 66.92
1994-07-15 | 3:00 | 20.6 | 69.08 | WEEKDAY | #N/A | 1987-07-15 | 3:00 | 19.4 | 66.92 |  |  | 1991-07-15 | 3:00 | 16.4 | 61.52 |  |  | 1994-07-15 | 3:00 | 21.7 | 71.06 | [5 empty] | 20.6 | 69.08 |  |  |  | 22 | 71.6 |  |  |  |  | 18.9 | 66.02 |  |  |  |  | 14.2 | 57.56 | [5 empty] | 21.7 | 71.06 |  |  |  | 22.8 | 73.04 |  |  |  |  | 22.2 | 71.96 |  |  |  |  | 20.6 | 69.08
1994-07-15 | 4:00 | 20 | 68 | WEEKDAY | #N/A | 1987-07-15 | 4:00 | 18.9 | 66.02 |  |  | 1991-07-15 | 4:00 | 16.1 | 60.98 |  |  | 1994-07-15 | 4:00 | 21.1 | 69.98 | [5 empty] | 21.1 | 69.98 |  |  |  | 22 | 71.6 |  |  |  |  | 18.9 | 66.02 |  |  |  |  | 13.3 | 55.94 | [5 empty] | 21.7 | 71.06 |  |  |  | 23.3 | 73.94 |  |  |  |  | 22.2 | 71.96 |  |  |  |  | 21.7 | 71.06
1994-07-15 | 5:00 | 20 | 68 | WEEKDAY | #N/A | 1987-07-15 | 5:00 | 18.3 | 64.94 |  |  | 1991-07-15 | 5:00 | 15.6 | 60.08 |  |  | 1994-07-15 | 5:00 | 21.7 | 71.06 | [5 empty] | 21.1 | 69.98 |  |  |  | 23 | 73.4 |  |  |  |  | 18.9 | 66.02 |  |  |  |  | 15.7 | 60.26 | [5 empty] | 21.7 | 71.06 |  |  |  | 23.3 | 73.94 |  |  |  |  | 21.7 | 71.06 |  |  |  |  | 21.7 | 71.06
1994-07-15 | 6:00 | 20 | 68 | WEEKDAY | #N/A | 1987-07-15 | 6:00 | 18.3 | 64.94 |  |  | 1991-07-15 | 6:00 | 17.8 | 64.04 |  |  | 1994-07-15 | 6:00 | 21.1 | 69.98 | [5 empty] | 20.6 | 69.08 |  |  |  | 23 | 73.4 |  |  |  |  | 18.9 | 66.02 |  |  |  |  | 18.2 | 64.76 | [5 empty] | 21.7 | 71.06 |  |  |  | 23.9 | 75.02 |  |  |  |  | 22.2 | 71.96 |  |  |  |  | 22.2 | 71.96
1994-07-15 | 7:00 | 19.4 | 66.92 | WEEKDAY | #N/A | 1987-07-15 | 7:00 | 18.9 | 66.02 |  |  | 1991-07-15 | 7:00 | 20.6 | 69.08 |  |  | 1994-07-15 | 7:00 | 20.6 | 69.08 | [5 empty] | 20 | 68 |  |  |  | 23 | 73.4 |  |  |  |  | 19.4 | 66.92 |  |  |  |  | 20.6 | 69.08 | [5 empty] | 22.8 | 73.04 |  |  |  | 22.8 | 73.04 |  |  |  |  | 23.9 | 75.02 |  |  |  |  | 23.3 | 73.94
1994-07-15 | 8:00 | 20 | 68 | WEEKDAY | #N/A | 1987-07-15 | 8:00 | 19.4 | 66.92 |  |  | 1991-07-15 | 8:00 | 22.2 | 71.96 |  |  | 1994-07-15 | 8:00 | 20.6 | 69.08 | [5 empty] | 20 | 68 |  |  |  | 24 | 75.2 |  |  |  |  | 20.6 | 69.08 |  |  |  |  | 22.4 | 72.32 | [5 empty] | 23.3 | 73.94 |  |  |  | 24.4 | 75.92 |  |  |  |  | 25 | 77 |  |  |  |  | 24.4 | 75.92
1994-07-15 | 9:00 | 20.6 | 69.08 | WEEKDAY | #N/A | 1987-07-15 | 9:00 | 20.6 | 69.08 |  |  | 1991-07-15 | 9:00 | 25.6 | 78.08 |  |  | 1994-07-15 | 9:00 | 20.6 | 69.08 | [5 empty] | 20 | 68 |  |  |  | 23 | 73.4 |  |  |  |  | 21.1 | 69.98 |  |  |  |  | 24.3 | 75.74 | [5 empty] | 25.6 | 78.08 |  |  |  | 25.6 | 78.08 |  |  |  |  | 27.2 | 80.96 |  |  |  |  | 24.4 | 75.92
1994-07-15 | 10:00 | 21.1 | 69.98 | WEEKDAY | #N/A | 1987-07-15 | 10:00 | 22.2 | 71.96 |  |  | 1991-07-15 | 10:00 | 26.7 | 80.06 |  |  | 1994-07-15 | 10:00 | 21.7 | 71.06 | [5 empty] | 20.6 | 69.08 |  |  |  | 23 | 73.4 |  |  |  |  | 22.2 | 71.96 |  |  |  |  | 26.1 | 78.98 | [5 empty] | 26.7 | 80.06 |  |  |  | 25.6 | 78.08 |  |  |  |  | 28.3 | 82.94 |  |  |  |  | 25 | 77
1994-07-15 | 11:00 | 21.7 | 71.06 | WEEKDAY | #N/A | 1987-07-15 | 11:00 | 23.3 | 73.94 |  |  | 1991-07-15 | 11:00 | 27.2 | 80.96 |  |  | 1994-07-15 | 11:00 | 22.2 | 71.96 | [5 empty] | 21.1 | 69.98 |  |  |  | 24 | 75.2 |  |  |  |  | 24.4 | 75.92 |  |  |  |  | 27.4 | 81.32 | [5 empty] | 27.2 | 80.96 |  |  |  | 22.2 | 71.96 |  |  |  |  | 29.4 | 84.92 |  |  |  |  | 25 | 77
1994-07-15 | 12:00 | 22.8 | 73.04 | WEEKDAY | #N/A | 1987-07-15 | 12:00 | 23.3 | 73.94 |  |  | 1991-07-15 | 12:00 | 28.3 | 82.94 |  |  | 1994-07-15 | 12:00 | 23.9 | 75.02 | [5 empty] | 22.2 | 71.96 |  |  |  | 25 | 77 |  |  |  |  | 24.4 | 75.92 |  |  |  |  | 28.7 | 83.66 | [5 empty] | 27.8 | 82.04 |  |  |  | 22.2 | 71.96 |  |  |  |  | 31.1 | 87.98 |  |  |  |  | 25.6 | 78.08
1994-07-15 | 13:00 | 22.8 | 73.04 | WEEKDAY | #N/A | 1987-07-15 | 13:00 | 24.4 | 75.92 |  |  | 1991-07-15 | 13:00 | 28.9 | 84.02 |  |  | 1994-07-15 | 13:00 | 25.6 | 78.08 | [5 empty] | 22.8 | 73.04 |  |  |  | 27 | 80.6 |  |  |  |  | 25.6 | 78.08 |  |  |  |  | 30 | 86 | [5 empty] | 28.3 | 82.94 |  |  |  | 26.7 | 80.06 |  |  |  |  | 31.7 | 89.06 |  |  |  |  | 28.3 | 82.94
1994-07-15 | 14:00 | 23.3 | 73.94 | WEEKDAY | #N/A | 1987-07-15 | 14:00 | 25 | 77 |  |  | 1991-07-15 | 14:00 | 28.9 | 84.02 |  |  | 1994-07-15 | 14:00 | 27.2 | 80.96 | [5 empty] | 23.3 | 73.94 |  |  |  | 26.6 | 79.88 |  |  |  |  | 26.7 | 80.06 |  |  |  |  | 31.1 | 87.98 | [5 empty] | 25.6 | 78.08 |  |  |  | 30.6 | 87.08 |  |  |  |  | 24.4 | 75.92 |  |  |  |  | 27.8 | 82.04
1994-07-15 | 15:00 | 23.9 | 75.02 | WEEKDAY | #N/A | 1987-07-15 | 15:00 | 25 | 77 |  |  | 1991-07-15 | 15:00 | 30 | 86 |  |  | 1994-07-15 | 15:00 | 27.8 | 82.04 | [5 empty] | 22.8 | 73.04 |  |  |  | 26 | 78.8 |  |  |  |  | 27.2 | 80.96 |  |  |  |  | 32.2 | 89.96 | [5 empty] | 27.8 | 82.04 |  |  |  | 31.1 | 87.98 |  |  |  |  | 25.6 | 78.08 |  |  |  |  | 27.8 | 82.04
1994-07-15 | 16:00 | 25.6 | 78.08 | WEEKDAY | #N/A | 1987-07-15 | 16:00 | 25 | 77 |  |  | 1991-07-15 | 16:00 | 30 | 86 |  |  | 1994-07-15 | 16:00 | 27.8 | 82.04 | [5 empty] | 22.8 | 73.04 |  |  |  | 27 | 80.6 |  |  |  |  | 27.2 | 80.96 |  |  |  |  | 33.3 | 91.94 | [5 empty] | 28.3 | 82.94 |  |  |  | 28.3 | 82.94 |  |  |  |  | 28.3 | 82.94 |  |  |  |  | 27.2 | 80.96
1994-07-15 | 17:00 | 21.7 | 71.06 | WEEKDAY | #N/A | 1987-07-15 | 17:00 | 24.4 | 75.92 |  |  | 1991-07-15 | 17:00 | 30 | 86 |  |  | 1994-07-15 | 17:00 | 26.1 | 78.98 | [5 empty] | 22.8 | 73.04 |  |  |  | 26 | 78.8 |  |  |  |  | 26.7 | 80.06 |  |  |  |  | 31.6 | 88.88 | [5 empty] | 23.9 | 75.02 |  |  |  | 24.4 | 75.92 |  |  |  |  | 29.4 | 84.92 |  |  |  |  | 25 | 77
1994-07-15 | 18:00 | 24.4 | 75.92 | WEEKDAY | #N/A | 1987-07-15 | 18:00 | 24.4 | 75.92 |  |  | 1991-07-15 | 18:00 | 29.4 | 84.92 |  |  | 1994-07-15 | 18:00 | 25.6 | 78.08 | [5 empty] | 23.3 | 73.94 |  |  |  | 25.4 | 77.72 |  |  |  |  | 26.1 | 78.98 |  |  |  |  | 30 | 86 | [5 empty] | 22.8 | 73.04 |  |  |  | 25 | 77 |  |  |  |  | 29.4 | 84.92 |  |  |  |  | 26.1 | 78.98
1994-07-15 | 19:00 | 23.9 | 75.02 | WEEKDAY | #N/A | 1987-07-15 | 19:00 | 23.3 | 73.94 |  |  | 1991-07-15 | 19:00 | 27.2 | 80.96 |  |  | 1994-07-15 | 19:00 | 23.9 | 75.02 | [5 empty] | 22.8 | 73.04 |  |  |  | 24 | 75.2 |  |  |  |  | 25 | 77 |  |  |  |  | 28.3 | 82.94 | [5 empty] | 23.3 | 73.94 |  |  |  | 25.6 | 78.08 |  |  |  |  | 27.8 | 82.04 |  |  |  |  | 25 | 77
1994-07-15 | 20:00 | 23.9 | 75.02 | WEEKDAY | #N/A | 1987-07-15 | 20:00 | 22.2 | 71.96 |  |  | 1991-07-15 | 20:00 | 24.4 | 75.92 |  |  | 1994-07-15 | 20:00 | 23.3 | 73.94 | [5 empty] | 21.7 | 71.06 |  |  |  | 24 | 75.2 |  |  |  |  | 23.3 | 73.94 |  |  |  |  | 26.1 | 78.98 | [5 empty] | 22.8 | 73.04 |  |  |  | 25 | 77 |  |  |  |  | 26.1 | 78.98 |  |  |  |  | 24.4 | 75.92
1994-07-15 | 21:00 | 24.4 | 75.92 | WEEKDAY | #N/A | 1987-07-15 | 21:00 | 21.7 | 71.06 |  |  | 1991-07-15 | 21:00 | 21.1 | 69.98 |  |  | 1994-07-15 | 21:00 | 23.3 | 73.94 | [5 empty] | 21.7 | 71.06 |  |  |  | 23.2 | 73.76 |  |  |  |  | 22.2 | 71.96 |  |  |  |  | 23.9 | 75.02 | [5 empty] | 22.2 | 71.96 |  |  |  | 25.6 | 78.08 |  |  |  |  | 25 | 77 |  |  |  |  | 22.8 | 73.04
1994-07-15 | 22:00 | 23.9 | 75.02 | WEEKDAY | #N/A | 1987-07-15 | 22:00 | 21.1 | 69.98 |  |  | 1991-07-15 | 22:00 | 20 | 68 |  |  | 1994-07-15 | 22:00 | 22.8 | 73.04 | [5 empty] | 21.7 | 71.06 |  |  |  | 23.1 | 73.58 |  |  |  |  | 21.7 | 71.06 |  |  |  |  | 21.7 | 71.06 | [5 empty] | 22.2 | 71.96 |  |  |  | 25 | 77 |  |  |  |  | 24.4 | 75.92 |  |  |  |  | 22.2 | 71.96
1994-07-15 | 23:00 | 23.9 | 75.02 | WEEKDAY | #N/A | 1987-07-15 | 23:00 | 20 | 68 |  |  | 1991-07-15 | 23:00 | 18.3 | 64.94 |  |  | 1994-07-15 | 23:00 | 22.8 | 73.04 | [5 empty] | 20.6 | 69.08 |  |  |  | 23 | 73.4 |  |  |  |  | 21.1 | 69.98 |  |  |  |  | 21.9 | 71.42 | [5 empty] | 22.2 | 71.96 |  |  |  | 24.4 | 75.92 |  |  |  |  | 23.9 | 75.02 |  |  |  |  | 22.2 | 71.96
1994-07-15 | 24:00 | 23.9 | 75.02 | WEEKDAY | #N/A | 1987-07-15 | 24:00 | 19.4 | 66.92 |  |  | 1991-07-15 | 24:00 | 17.2 | 62.96 |  |  | 1994-07-15 | 24:00 | 22.8 | 73.04 | [5 empty] | 20.6 | 69.08 |  |  |  | 22 | 71.6 |  |  |  |  | 20.6 | 69.08 |  |  |  |  | 22 | 71.6 | [5 empty] | 22.2 | 71.96 |  |  |  | 24.4 | 75.92 |  |  |  |  | 23.9 | 75.02 |  |  |  |  | 22.2 | 71.96
1994-07-16 | 1:00 | 23.9 | 75.02 | SATURDAY | #N/A | 1987-07-16 | 1:00 | 19.4 | 66.92 |  |  | 1991-07-16 | 1:00 | 17.2 | 62.96 |  |  | 1994-07-16 | 1:00 | 22.8 | 73.04 | [5 empty] | 21.1 | 69.98 |  |  |  | 22 | 71.6 |  |  |  |  | 20.6 | 69.08 |  |  |  |  | 22.2 | 71.96 | [5 empty] | 21.1 | 69.98 |  |  |  | 24.4 | 75.92 |  |  |  |  | 23.9 | 75.02 |  |  |  |  | 21.7 | 71.06
1994-07-16 | 2:00 | 22.8 | 73.04 | SATURDAY | #N/A | 1987-07-16 | 2:00 | 18.9 | 66.02 |  |  | 1991-07-16 | 2:00 | 16.7 | 62.06 |  |  | 1994-07-16 | 2:00 | 23.3 | 73.94 | [5 empty] | 20.6 | 69.08 |  |  |  | 21 | 69.8 |  |  |  |  | 19.4 | 66.92 |  |  |  |  | 21.8 | 71.24 | [5 empty] | 21.1 | 69.98 |  |  |  | 23.9 | 75.02 |  |  |  |  | 23.3 | 73.94 |  |  |  |  | 21.7 | 71.06
1994-07-16 | 3:00 | 22.2 | 71.96 | SATURDAY | #N/A | 1987-07-16 | 3:00 | 18.3 | 64.94 |  |  | 1991-07-16 | 3:00 | 15.6 | 60.08 |  |  | 1994-07-16 | 3:00 | 23.3 | 73.94 | [5 empty] | 20.6 | 69.08 |  |  |  | 20 | 68 |  |  |  |  | 18.9 | 66.02 |  |  |  |  | 21.5 | 70.7 | [5 empty] | 20.6 | 69.08 |  |  |  | 23.3 | 73.94 |  |  |  |  | 22.8 | 73.04 |  |  |  |  | 21.1 | 69.98
1994-07-16 | 4:00 | 21.7 | 71.06 | SATURDAY | #N/A | 1987-07-16 | 4:00 | 17.8 | 64.04 |  |  | 1991-07-16 | 4:00 | 15.6 | 60.08 |  |  | 1994-07-16 | 4:00 | 23.3 | 73.94 | [5 empty] | 21.1 | 69.98 |  |  |  | 20 | 68 |  |  |  |  | 18.9 | 66.02 |  |  |  |  | 21.1 | 69.98 | [5 empty] | 20 | 68 |  |  |  | 22.8 | 73.04 |  |  |  |  | 22.8 | 73.04 |  |  |  |  | 21.1 | 69.98
1994-07-16 | 5:00 | 21.7 | 71.06 | SATURDAY | #N/A | 1987-07-16 | 5:00 | 18.3 | 64.94 |  |  | 1991-07-16 | 5:00 | 15 | 59 |  |  | 1994-07-16 | 5:00 | 22.2 | 71.96 | [5 empty] | 21.1 | 69.98 |  |  |  | 19 | 66.2 |  |  |  |  | 18.3 | 64.94 |  |  |  |  | 21.3 | 70.34 | [5 empty] | 20 | 68 |  |  |  | 22.2 | 71.96 |  |  |  |  | 22.2 | 71.96 |  |  |  |  | 21.1 | 69.98
1994-07-16 | 6:00 | 21.7 | 71.06 | SATURDAY | #N/A | 1987-07-16 | 6:00 | 18.3 | 64.94 |  |  | 1991-07-16 | 6:00 | 18.3 | 64.94 |  |  | 1994-07-16 | 6:00 | 23.3 | 73.94 | [5 empty] | 21.7 | 71.06 |  |  |  | 20 | 68 |  |  |  |  | 18.3 | 64.94 |  |  |  |  | 21.5 | 70.7 | [5 empty] | 20 | 68 |  |  |  | 22.2 | 71.96 |  |  |  |  | 22.8 | 73.04 |  |  |  |  | 20.6 | 69.08
1994-07-16 | 7:00 | 23.3 | 73.94 | SATURDAY | #N/A | 1987-07-16 | 7:00 | 18.9 | 66.02 |  |  | 1991-07-16 | 7:00 | 21.7 | 71.06 |  |  | 1994-07-16 | 7:00 | 24.4 | 75.92 | [5 empty] | 22.8 | 73.04 |  |  |  | 22.3 | 72.14 |  |  |  |  | 20.6 | 69.08 |  |  |  |  | 21.7 | 71.06 | [5 empty] | 21.1 | 69.98 |  |  |  | 23.3 | 73.94 |  |  |  |  | 23.3 | 73.94 |  |  |  |  | 20 | 68
1994-07-16 | 8:00 | 26.7 | 80.06 | SATURDAY | #N/A | 1987-07-16 | 8:00 | 20 | 68 |  |  | 1991-07-16 | 8:00 | 25 | 77 |  |  | 1994-07-16 | 8:00 | 25.6 | 78.08 | [5 empty] | 23.9 | 75.02 |  |  |  | 24 | 75.2 |  |  |  |  | 22.2 | 71.96 |  |  |  |  | 23.9 | 75.02 | [5 empty] | 22.8 | 73.04 |  |  |  | 24.4 | 75.92 |  |  |  |  | 23.9 | 75.02 |  |  |  |  | 21.1 | 69.98
1994-07-16 | 9:00 | 27.2 | 80.96 | SATURDAY | #N/A | 1987-07-16 | 9:00 | 21.1 | 69.98 |  |  | 1991-07-16 | 9:00 | 27.8 | 82.04 |  |  | 1994-07-16 | 9:00 | 28.9 | 84.02 | [5 empty] | 25.6 | 78.08 |  |  |  | 26 | 78.8 |  |  |  |  | 23.3 | 73.94 |  |  |  |  | 26.1 | 78.98 | [5 empty] | 23.3 | 73.94 |  |  |  | 26.1 | 78.98 |  |  |  |  | 21.7 | 71.06 |  |  |  |  | 23.3 | 73.94
1994-07-16 | 10:00 | 28.3 | 82.94 | SATURDAY | #N/A | 1987-07-16 | 10:00 | 22.2 | 71.96 |  |  | 1991-07-16 | 10:00 | 28.9 | 84.02 |  |  | 1994-07-16 | 10:00 | 29.4 | 84.92 | [5 empty] | 26.7 | 80.06 |  |  |  | 25 | 77 |  |  |  |  | 25 | 77 |  |  |  |  | 28.3 | 82.94 | [5 empty] | 25 | 77 |  |  |  | 28.9 | 84.02 |  |  |  |  | 23.3 | 73.94 |  |  |  |  | 24.4 | 75.92
1994-07-16 | 11:00 | 30 | 86 | SATURDAY | #N/A | 1987-07-16 | 11:00 | 22.8 | 73.04 |  |  | 1991-07-16 | 11:00 | 30 | 86 |  |  | 1994-07-16 | 11:00 | 30.6 | 87.08 | [5 empty] | 27.8 | 82.04 |  |  |  | 27 | 80.6 |  |  |  |  | 25.6 | 78.08 |  |  |  |  | 29.1 | 84.38 | [5 empty] | 25 | 77 |  |  |  | 28.3 | 82.94 |  |  |  |  | 24.4 | 75.92 |  |  |  |  | 25 | 77
1994-07-16 | 12:00 | 30 | 86 | SATURDAY | #N/A | 1987-07-16 | 12:00 | 23.3 | 73.94 |  |  | 1991-07-16 | 12:00 | 30.6 | 87.08 |  |  | 1994-07-16 | 12:00 | 31.7 | 89.06 | [5 empty] | 30 | 86 |  |  |  | 28 | 82.4 |  |  |  |  | 26.1 | 78.98 |  |  |  |  | 29.8 | 85.64 | [5 empty] | 26.1 | 78.98 |  |  |  | 27.8 | 82.04 |  |  |  |  | 27.2 | 80.96 |  |  |  |  | 25.6 | 78.08
1994-07-16 | 13:00 | 29.4 | 84.92 | SATURDAY | #N/A | 1987-07-16 | 13:00 | 22.8 | 73.04 |  |  | 1991-07-16 | 13:00 | 32.2 | 89.96 |  |  | 1994-07-16 | 13:00 | 31.7 | 89.06 | [5 empty] | 28.9 | 84.02 |  |  |  | 29 | 84.2 |  |  |  |  | 26.7 | 80.06 |  |  |  |  | 30.6 | 87.08 | [5 empty] | 26.1 | 78.98 |  |  |  | 27.2 | 80.96 |  |  |  |  | 28.3 | 82.94 |  |  |  |  | 26.7 | 80.06
1994-07-16 | 14:00 | 28.9 | 84.02 | SATURDAY | #N/A | 1987-07-16 | 14:00 | 22.8 | 73.04 |  |  | 1991-07-16 | 14:00 | 31.7 | 89.06 |  |  | 1994-07-16 | 14:00 | 30 | 86 | [5 empty] | 27.8 | 82.04 |  |  |  | 29 | 84.2 |  |  |  |  | 27.2 | 80.96 |  |  |  |  | 29.3 | 84.74 | [5 empty] | 27.2 | 80.96 |  |  |  | 28.3 | 82.94 |  |  |  |  | 29.4 | 84.92 |  |  |  |  | 26.1 | 78.98
1994-07-16 | 15:00 | 30 | 86 | SATURDAY | #N/A | 1987-07-16 | 15:00 | 22.8 | 73.04 |  |  | 1991-07-16 | 15:00 | 32.2 | 89.96 |  |  | 1994-07-16 | 15:00 | 30.6 | 87.08 | [5 empty] | 28.3 | 82.94 |  |  |  | 29 | 84.2 |  |  |  |  | 25 | 77 |  |  |  |  | 28 | 82.4 | [5 empty] | 26.1 | 78.98 |  |  |  | 29.4 | 84.92 |  |  |  |  | 30.6 | 87.08 |  |  |  |  | 26.1 | 78.98
1994-07-16 | 16:00 | 30.6 | 87.08 | SATURDAY | #N/A | 1987-07-16 | 16:00 | 22.8 | 73.04 |  |  | 1991-07-16 | 16:00 | 31.1 | 87.98 |  |  | 1994-07-16 | 16:00 | 30 | 86 | [5 empty] | 29.4 | 84.92 |  |  |  | 29 | 84.2 |  |  |  |  | 24.4 | 75.92 |  |  |  |  | 26.7 | 80.06 | [5 empty] | 26.7 | 80.06 |  |  |  | 30.6 | 87.08 |  |  |  |  | 30.6 | 87.08 |  |  |  |  | 26.1 | 78.98
1994-07-16 | 17:00 | 29.4 | 84.92 | SATURDAY | #N/A | 1987-07-16 | 17:00 | 23.3 | 73.94 |  |  | 1991-07-16 | 17:00 | 29.4 | 84.92 |  |  | 1994-07-16 | 17:00 | 29.4 | 84.92 | [5 empty] | 28.9 | 84.02 |  |  |  | 29 | 84.2 |  |  |  |  | 20.6 | 69.08 |  |  |  |  | 26.3 | 79.34 | [5 empty] | 26.7 | 80.06 |  |  |  | 27.2 | 80.96 |  |  |  |  | 30 | 86 |  |  |  |  | 25 | 77
1994-07-16 | 18:00 | 29.4 | 84.92 | SATURDAY | #N/A | 1987-07-16 | 18:00 | 23.3 | 73.94 |  |  | 1991-07-16 | 18:00 | 28.3 | 82.94 |  |  | 1994-07-16 | 18:00 | 29.4 | 84.92 | [5 empty] | 27.8 | 82.04 |  |  |  | 27 | 80.6 |  |  |  |  | 19.4 | 66.92 |  |  |  |  | 26 | 78.8 | [5 empty] | 26.1 | 78.98 |  |  |  | 26.7 | 80.06 |  |  |  |  | 28.3 | 82.94 |  |  |  |  | 24.4 | 75.92
1994-07-16 | 19:00 | 28.3 | 82.94 | SATURDAY | #N/A | 1987-07-16 | 19:00 | 23.3 | 73.94 |  |  | 1991-07-16 | 19:00 | 26.1 | 78.98 |  |  | 1994-07-16 | 19:00 | 28.3 | 82.94 | [5 empty] | 27.2 | 80.96 |  |  |  | 27 | 80.6 |  |  |  |  | 18.3 | 64.94 |  |  |  |  | 25.6 | 78.08 | [5 empty] | 24.4 | 75.92 |  |  |  | 24.4 | 75.92 |  |  |  |  | 26.1 | 78.98 |  |  |  |  | 23.3 | 73.94
1994-07-16 | 20:00 | 27.8 | 82.04 | SATURDAY | #N/A | 1987-07-16 | 20:00 | 21.7 | 71.06 |  |  | 1991-07-16 | 20:00 | 25 | 77 |  |  | 1994-07-16 | 20:00 | 27.8 | 82.04 | [5 empty] | 25 | 77 |  |  |  | 26 | 78.8 |  |  |  |  | 18.3 | 64.94 |  |  |  |  | 25 | 77 | [5 empty] | 22.8 | 73.04 |  |  |  | 23.9 | 75.02 |  |  |  |  | 24.4 | 75.92 |  |  |  |  | 22.2 | 71.96
1994-07-16 | 21:00 | 26.1 | 78.98 | SATURDAY | #N/A | 1987-07-16 | 21:00 | 21.1 | 69.98 |  |  | 1991-07-16 | 21:00 | 23.9 | 75.02 |  |  | 1994-07-16 | 21:00 | 28.3 | 82.94 | [5 empty] | 23.9 | 75.02 |  |  |  | 21 | 69.8 |  |  |  |  | 17.8 | 64.04 |  |  |  |  | 24.5 | 76.1 | [5 empty] | 21.1 | 69.98 |  |  |  | 23.3 | 73.94 |  |  |  |  | 24.4 | 75.92 |  |  |  |  | 21.1 | 69.98
1994-07-16 | 22:00 | 26.1 | 78.98 | SATURDAY | #N/A | 1987-07-16 | 22:00 | 20.6 | 69.08 |  |  | 1991-07-16 | 22:00 | 22.8 | 73.04 |  |  | 1994-07-16 | 22:00 | 27.2 | 80.96 | [5 empty] | 23.9 | 75.02 |  |  |  | 21 | 69.8 |  |  |  |  | 17.8 | 64.04 |  |  |  |  | 23.9 | 75.02 | [5 empty] | 20.6 | 69.08 |  |  |  | 22.8 | 73.04 |  |  |  |  | 23.9 | 75.02 |  |  |  |  | 20.6 | 69.08
1994-07-16 | 23:00 | 25.6 | 78.08 | SATURDAY | #N/A | 1987-07-16 | 23:00 | 20 | 68 |  |  | 1991-07-16 | 23:00 | 21.7 | 71.06 |  |  | 1994-07-16 | 23:00 | 25 | 77 | [5 empty] | 23.9 | 75.02 |  |  |  | 19 | 66.2 |  |  |  |  | 17.2 | 62.96 |  |  |  |  | 23.2 | 73.76 | [5 empty] | 19.4 | 66.92 |  |  |  | 22.8 | 73.04 |  |  |  |  | 23.3 | 73.94 |  |  |  |  | 19.4 | 66.92
1994-07-16 | 24:00 | 25.6 | 78.08 | SATURDAY | #N/A | 1987-07-16 | 24:00 | 20 | 68 |  |  | 1991-07-16 | 24:00 | 22.2 | 71.96 |  |  | 1994-07-16 | 24:00 | 24.4 | 75.92 | [5 empty] | 22.2 | 71.96 |  |  |  | 18.9 | 66.02 |  |  |  |  | 17.2 | 62.96 |  |  |  |  | 22.4 | 72.32 | [5 empty] | 18.3 | 64.94 |  |  |  | 23.3 | 73.94 |  |  |  |  | 22.2 | 71.96 |  |  |  |  | 18.9 | 66.02
1994-07-17 | 1:00 | 24.4 | 75.92 | SUNDAY | #N/A | 1987-07-17 | 1:00 | 18.9 | 66.02 |  |  | 1991-07-17 | 1:00 | 22.8 | 73.04 |  |  | 1994-07-17 | 1:00 | 23.3 | 73.94 | [5 empty] | 21.7 | 71.06 |  |  |  | 18.9 | 66.02 |  |  |  |  | 17.2 | 62.96 |  |  |  |  | 21.7 | 71.06 | [5 empty] | 18.3 | 64.94 |  |  |  | 23.3 | 73.94 |  |  |  |  | 22.2 | 71.96 |  |  |  |  | 18.9 | 66.02
1994-07-17 | 2:00 | 24.4 | 75.92 | SUNDAY | #N/A | 1987-07-17 | 2:00 | 17.8 | 64.04 |  |  | 1991-07-17 | 2:00 | 22.8 | 73.04 |  |  | 1994-07-17 | 2:00 | 24.4 | 75.92 | [5 empty] | 21.7 | 71.06 |  |  |  | 19 | 66.2 |  |  |  |  | 17.8 | 64.04 |  |  |  |  | 21.9 | 71.42 | [5 empty] | 17.8 | 64.04 |  |  |  | 23.9 | 75.02 |  |  |  |  | 21.7 | 71.06 |  |  |  |  | 18.3 | 64.94
1994-07-17 | 3:00 | 22.8 | 73.04 | SUNDAY | #N/A | 1987-07-17 | 3:00 | 17.8 | 64.04 |  |  | 1991-07-17 | 3:00 | 22.8 | 73.04 |  |  | 1994-07-17 | 3:00 | 22.8 | 73.04 | [5 empty] | 20.6 | 69.08 |  |  |  | 19 | 66.2 |  |  |  |  | 17.2 | 62.96 |  |  |  |  | 22 | 71.6 | [5 empty] | 17.8 | 64.04 |  |  |  | 24.4 | 75.92 |  |  |  |  | 21.1 | 69.98 |  |  |  |  | 18.3 | 64.94
1994-07-17 | 4:00 | 22.2 | 71.96 | SUNDAY | #N/A | 1987-07-17 | 4:00 | 17.8 | 64.04 |  |  | 1991-07-17 | 4:00 | 21.1 | 69.98 |  |  | 1994-07-17 | 4:00 | 21.7 | 71.06 | [5 empty] | 20.6 | 69.08 |  |  |  | 21 | 69.8 |  |  |  |  | 17.2 | 62.96 |  |  |  |  | 22.2 | 71.96 | [5 empty] | 17.8 | 64.04 |  |  |  | 23.3 | 73.94 |  |  |  |  | 20 | 68 |  |  |  |  | 17.8 | 64.04
1994-07-17 | 5:00 | 21.7 | 71.06 | SUNDAY | #N/A | 1987-07-17 | 5:00 | 17.8 | 64.04 |  |  | 1991-07-17 | 5:00 | 20 | 68 |  |  | 1994-07-17 | 5:00 | 21.7 | 71.06 | [5 empty] | 20.6 | 69.08 |  |  |  | 19 | 66.2 |  |  |  |  | 16.7 | 62.06 |  |  |  |  | 22.2 | 71.96 | [5 empty] | 18.3 | 64.94 |  |  |  | 22.8 | 73.04 |  |  |  |  | 18.9 | 66.02 |  |  |  |  | 17.8 | 64.04
1994-07-17 | 6:00 | 23.3 | 73.94 | SUNDAY | #N/A | 1987-07-17 | 6:00 | 19.4 | 66.92 |  |  | 1991-07-17 | 6:00 | 21.1 | 69.98 |  |  | 1994-07-17 | 6:00 | 22.2 | 71.96 | [5 empty] | 21.7 | 71.06 |  |  |  | 20 | 68 |  |  |  |  | 16.7 | 62.06 |  |  |  |  | 22.2 | 71.96 | [5 empty] | 19.4 | 66.92 |  |  |  | 22.8 | 73.04 |  |  |  |  | 20 | 68 |  |  |  |  | 18.9 | 66.02
1994-07-17 | 7:00 | 24.4 | 75.92 | SUNDAY | #N/A | 1987-07-17 | 7:00 | 21.1 | 69.98 |  |  | 1991-07-17 | 7:00 | 23.3 | 73.94 |  |  | 1994-07-17 | 7:00 | 23.9 | 75.02 | [5 empty] | 23.3 | 73.94 |  |  |  | 22 | 71.6 |  |  |  |  | 16.7 | 62.06 |  |  |  |  | 22.2 | 71.96 | [5 empty] | 21.1 | 69.98 |  |  |  | 23.3 | 73.94 |  |  |  |  | 21.1 | 69.98 |  |  |  |  | 21.7 | 71.06
1994-07-17 | 8:00 | 25 | 77 | SUNDAY | #N/A | 1987-07-17 | 8:00 | 22.8 | 73.04 |  |  | 1991-07-17 | 8:00 | 25.6 | 78.08 |  |  | 1994-07-17 | 8:00 | 26.1 | 78.98 | [5 empty] | 25.6 | 78.08 |  |  |  | 24 | 75.2 |  |  |  |  | 17.2 | 62.96 |  |  |  |  | 23.7 | 74.66 | [5 empty] | 23.9 | 75.02 |  |  |  | 23.9 | 75.02 |  |  |  |  | 21.7 | 71.06 |  |  |  |  | 23.9 | 75.02
1994-07-17 | 9:00 | 25.6 | 78.08 | SUNDAY | #N/A | 1987-07-17 | 9:00 | 23.9 | 75.02 |  |  | 1991-07-17 | 9:00 | 27.2 | 80.96 |  |  | 1994-07-17 | 9:00 | 27.8 | 82.04 | [5 empty] | 26.7 | 80.06 |  |  |  | 25 | 77 |  |  |  |  | 17.2 | 62.96 |  |  |  |  | 25.2 | 77.36 | [5 empty] | 23.9 | 75.02 |  |  |  | 25 | 77 |  |  |  |  | 21.7 | 71.06 |  |  |  |  | 21.1 | 69.98
1994-07-17 | 10:00 | 27.8 | 82.04 | SUNDAY | #N/A | 1987-07-17 | 10:00 | 24.4 | 75.92 |  |  | 1991-07-17 | 10:00 | 29.4 | 84.92 |  |  | 1994-07-17 | 10:00 | 28.3 | 82.94 | [5 empty] | 29.4 | 84.92 |  |  |  | 27 | 80.6 |  |  |  |  | 18.3 | 64.94 |  |  |  |  | 26.7 | 80.06 | [5 empty] | 23.9 | 75.02 |  |  |  | 25.6 | 78.08 |  |  |  |  | 22.2 | 71.96 |  |  |  |  | 25 | 77
1994-07-17 | 11:00 | 27.8 | 82.04 | SUNDAY | #N/A | 1987-07-17 | 11:00 | 25.6 | 78.08 |  |  | 1991-07-17 | 11:00 | 30.6 | 87.08 |  |  | 1994-07-17 | 11:00 | 28.3 | 82.94 | [5 empty] | 29.4 | 84.92 |  |  |  | 28 | 82.4 |  |  |  |  | 18.9 | 66.02 |  |  |  |  | 27.2 | 80.96 | [5 empty] | 27.2 | 80.96 |  |  |  | 26.1 | 78.98 |  |  |  |  | 22.2 | 71.96 |  |  |  |  | 26.1 | 78.98
1994-07-17 | 12:00 | 27.8 | 82.04 | SUNDAY | #N/A | 1987-07-17 | 12:00 | 25.6 | 78.08 |  |  | 1991-07-17 | 12:00 | 32.8 | 91.04 |  |  | 1994-07-17 | 12:00 | 28.3 | 82.94 | [5 empty] | 28.9 | 84.02 |  |  |  | 29 | 84.2 |  |  |  |  | 20 | 68 |  |  |  |  | 27.8 | 82.04 | [5 empty] | 29.4 | 84.92 |  |  |  | 27.2 | 80.96 |  |  |  |  | 22.8 | 73.04 |  |  |  |  | 26.7 | 80.06
1994-07-17 | 13:00 | 28.9 | 84.02 | SUNDAY | #N/A | 1987-07-17 | 13:00 | 26.7 | 80.06 |  |  | 1991-07-17 | 13:00 | 33.9 | 93.02 |  |  | 1994-07-17 | 13:00 | 28.3 | 82.94 | [5 empty] | 27.8 | 82.04 |  |  |  | 29 | 84.2 |  |  |  |  | 20.6 | 69.08 |  |  |  |  | 28.3 | 82.94 | [5 empty] | 30 | 86 |  |  |  | 27.8 | 82.04 |  |  |  |  | 23.9 | 75.02 |  |  |  |  | 28.3 | 82.94
1994-07-17 | 14:00 | 31.7 | 89.06 | SUNDAY | #N/A | 1987-07-17 | 14:00 | 27.2 | 80.96 |  |  | 1991-07-17 | 14:00 | 33.9 | 93.02 |  |  | 1994-07-17 | 14:00 | 28.9 | 84.02 | [5 empty] | 28.3 | 82.94 |  |  |  | 30 | 86 |  |  |  |  | 21.7 | 71.06 |  |  |  |  | 28.7 | 83.66 | [5 empty] | 29.4 | 84.92 |  |  |  | 27.8 | 82.04 |  |  |  |  | 23.9 | 75.02 |  |  |  |  | 27.8 | 82.04
1994-07-17 | 15:00 | 28.9 | 84.02 | SUNDAY | #N/A | 1987-07-17 | 15:00 | 27.2 | 80.96 |  |  | 1991-07-17 | 15:00 | 34.4 | 93.92 |  |  | 1994-07-17 | 15:00 | 30 | 86 | [5 empty] | 29.4 | 84.92 |  |  |  | 31 | 87.8 |  |  |  |  | 22.8 | 73.04 |  |  |  |  | 29 | 84.2 | [5 empty] | 31.1 | 87.98 |  |  |  | 25 | 77 |  |  |  |  | 24.4 | 75.92 |  |  |  |  | 27.8 | 82.04
1994-07-17 | 16:00 | 30 | 86 | SUNDAY | #N/A | 1987-07-17 | 16:00 | 27.2 | 80.96 |  |  | 1991-07-17 | 16:00 | 33.9 | 93.02 |  |  | 1994-07-17 | 16:00 | 28.3 | 82.94 | [5 empty] | 28.3 | 82.94 |  |  |  | 31 | 87.8 |  |  |  |  | 23.3 | 73.94 |  |  |  |  | 29.4 | 84.92 | [5 empty] | 30 | 86 |  |  |  | 22.8 | 73.04 |  |  |  |  | 23.9 | 75.02 |  |  |  |  | 28.3 | 82.94
1994-07-17 | 17:00 | 29.4 | 84.92 | SUNDAY | #N/A | 1987-07-17 | 17:00 | 27.2 | 80.96 |  |  | 1991-07-17 | 17:00 | 33.3 | 91.94 |  |  | 1994-07-17 | 17:00 | 28.3 | 82.94 | [5 empty] | 27.8 | 82.04 |  |  |  | 28 | 82.4 |  |  |  |  | 23.3 | 73.94 |  |  |  |  | 28.9 | 84.02 | [5 empty] | 30 | 86 |  |  |  | 20.6 | 69.08 |  |  |  |  | 24.4 | 75.92 |  |  |  |  | 28.3 | 82.94
1994-07-17 | 18:00 | 28.9 | 84.02 | SUNDAY | #N/A | 1987-07-17 | 18:00 | 25.6 | 78.08 |  |  | 1991-07-17 | 18:00 | 32.2 | 89.96 |  |  | 1994-07-17 | 18:00 | 27.2 | 80.96 | [5 empty] | 26.7 | 80.06 |  |  |  | 29 | 84.2 |  |  |  |  | 22.2 | 71.96 |  |  |  |  | 28.3 | 82.94 | [5 empty] | 29.4 | 84.92 |  |  |  | 23.9 | 75.02 |  |  |  |  | 23.9 | 75.02 |  |  |  |  | 27.2 | 80.96
1994-07-17 | 19:00 | 28.3 | 82.94 | SUNDAY | #N/A | 1987-07-17 | 19:00 | 25 | 77 |  |  | 1991-07-17 | 19:00 | 30.6 | 87.08 |  |  | 1994-07-17 | 19:00 | 26.1 | 78.98 | [5 empty] | 25.6 | 78.08 |  |  |  | 27 | 80.6 |  |  |  |  | 21.1 | 69.98 |  |  |  |  | 27.8 | 82.04 | [5 empty] | 27.8 | 82.04 |  |  |  | 23.9 | 75.02 |  |  |  |  | 22.8 | 73.04 |  |  |  |  | 26.1 | 78.98
1994-07-17 | 20:00 | 27.2 | 80.96 | SUNDAY | #N/A | 1987-07-17 | 20:00 | 23.9 | 75.02 |  |  | 1991-07-17 | 20:00 | 29.4 | 84.92 |  |  | 1994-07-17 | 20:00 | 25.6 | 78.08 | [5 empty] | 25 | 77 |  |  |  | 23 | 73.4 |  |  |  |  | 19.4 | 66.92 |  |  |  |  | 26.3 | 79.34 | [5 empty] | 24.4 | 75.92 |  |  |  | 22.8 | 73.04 |  |  |  |  | 21.1 | 69.98 |  |  |  |  | 25 | 77
1994-07-17 | 21:00 | 26.7 | 80.06 | SUNDAY | #N/A | 1987-07-17 | 21:00 | 23.3 | 73.94 |  |  | 1991-07-17 | 21:00 | 28.3 | 82.94 |  |  | 1994-07-17 | 21:00 | 25 | 77 | [5 empty] | 23.3 | 73.94 |  |  |  | 22.1 | 71.78 |  |  |  |  | 18.9 | 66.02 |  |  |  |  | 24.8 | 76.64 | [5 empty] | 22.8 | 73.04 |  |  |  | 22.2 | 71.96 |  |  |  |  | 21.1 | 69.98 |  |  |  |  | 23.9 | 75.02
1994-07-17 | 22:00 | 26.1 | 78.98 | SUNDAY | #N/A | 1987-07-17 | 22:00 | 23.3 | 73.94 |  |  | 1991-07-17 | 22:00 | 27.8 | 82.04 |  |  | 1994-07-17 | 22:00 | 25 | 77 | [5 empty] | 22.8 | 73.04 |  |  |  | 22 | 71.6 |  |  |  |  | 18.3 | 64.94 |  |  |  |  | 23.3 | 73.94 | [5 empty] | 22.8 | 73.04 |  |  |  | 22.2 | 71.96 |  |  |  |  | 19.4 | 66.92 |  |  |  |  | 22.8 | 73.04
1994-07-17 | 23:00 | 26.1 | 78.98 | SUNDAY | #N/A | 1987-07-17 | 23:00 | 23.3 | 73.94 |  |  | 1991-07-17 | 23:00 | 26.7 | 80.06 |  |  | 1994-07-17 | 23:00 | 25 | 77 | [5 empty] | 22.8 | 73.04 |  |  |  | 21 | 69.8 |  |  |  |  | 17.8 | 64.04 |  |  |  |  | 23.7 | 74.66 | [5 empty] | 21.7 | 71.06 |  |  |  | 21.1 | 69.98 |  |  |  |  | 18.9 | 66.02 |  |  |  |  | 22.2 | 71.96
1994-07-17 | 24:00 | 25.6 | 78.08 | SUNDAY | #N/A | 1987-07-17 | 24:00 | 22.2 | 71.96 |  |  | 1991-07-17 | 24:00 | 25.6 | 78.08 |  |  | 1994-07-17 | 24:00 | 25 | 77 | [5 empty] | 22.2 | 71.96 |  |  |  | 20 | 68 |  |  |  |  | 16.7 | 62.06 |  |  |  |  | 24 | 75.2 | [5 empty] | 21.1 | 69.98 |  |  |  | 18.9 | 66.02 |  |  |  |  | 18.3 | 64.94 |  |  |  |  | 22.2 | 71.96
1994-07-18 | 1:00 | 25 | 77 | WEEKDAY | #N/A | 1987-07-18 | 1:00 | 21.7 | 71.06 |  |  | 1991-07-18 | 1:00 | 25.6 | 78.08 |  |  | 1994-07-18 | 1:00 | 24.4 | 75.92 | [5 empty] | 22.8 | 73.04 |  |  |  | 19 | 66.2 |  |  |  |  | 16.1 | 60.98 |  |  |  |  | 24.4 | 75.92 | [5 empty] | 20.6 | 69.08 |  |  |  | 18.9 | 66.02 |  |  |  |  | 17.2 | 62.96 |  |  |  |  | 22.2 | 71.96
1994-07-18 | 2:00 | 23.9 | 75.02 | WEEKDAY | #N/A | 1987-07-18 | 2:00 | 21.1 | 69.98 |  |  | 1991-07-18 | 2:00 | 24.4 | 75.92 |  |  | 1994-07-18 | 2:00 | 23.9 | 75.02 | [5 empty] | 22.8 | 73.04 |  |  |  | 18 | 64.4 |  |  |  |  | 16.1 | 60.98 |  |  |  |  | 22.9 | 73.22 | [5 empty] | 20 | 68 |  |  |  | 18.3 | 64.94 |  |  |  |  | 16.7 | 62.06 |  |  |  |  | 22.2 | 71.96
1994-07-18 | 3:00 | 23.3 | 73.94 | WEEKDAY | #N/A | 1987-07-18 | 3:00 | 20.6 | 69.08 |  |  | 1991-07-18 | 3:00 | 23.9 | 75.02 |  |  | 1994-07-18 | 3:00 | 23.9 | 75.02 | [5 empty] | 22.8 | 73.04 |  |  |  | 18 | 64.4 |  |  |  |  | 14.4 | 57.92 |  |  |  |  | 21.5 | 70.7 | [5 empty] | 20 | 68 |  |  |  | 17.8 | 64.04 |  |  |  |  | 16.7 | 62.06 |  |  |  |  | 22.8 | 73.04
1994-07-18 | 4:00 | 23.3 | 73.94 | WEEKDAY | #N/A | 1987-07-18 | 4:00 | 21.1 | 69.98 |  |  | 1991-07-18 | 4:00 | 22.8 | 73.04 |  |  | 1994-07-18 | 4:00 | 24.4 | 75.92 | [5 empty] | 22.8 | 73.04 |  |  |  | 18 | 64.4 |  |  |  |  | 15.6 | 60.08 |  |  |  |  | 20 | 68 | [5 empty] | 20 | 68 |  |  |  | 17.8 | 64.04 |  |  |  |  | 16.1 | 60.98 |  |  |  |  | 22.2 | 71.96
1994-07-18 | 5:00 | 23.3 | 73.94 | WEEKDAY | #N/A | 1987-07-18 | 5:00 | 21.7 | 71.06 |  |  | 1991-07-18 | 5:00 | 22.2 | 71.96 |  |  | 1994-07-18 | 5:00 | 24.4 | 75.92 | [5 empty] | 22.8 | 73.04 |  |  |  | 17 | 62.6 |  |  |  |  | 14.4 | 57.92 |  |  |  |  | 21.9 | 71.42 | [5 empty] | 20 | 68 |  |  |  | 17.2 | 62.96 |  |  |  |  | 15 | 59 |  |  |  |  | 22.2 | 71.96
1994-07-18 | 6:00 | 23.3 | 73.94 | WEEKDAY | #N/A | 1987-07-18 | 6:00 | 21.7 | 71.06 |  |  | 1991-07-18 | 6:00 | 23.3 | 73.94 |  |  | 1994-07-18 | 6:00 | 24.4 | 75.92 | [5 empty] | 22.8 | 73.04 |  |  |  | 18 | 64.4 |  |  |  |  | 15.6 | 60.08 |  |  |  |  | 23.7 | 74.66 | [5 empty] | 21.1 | 69.98 |  |  |  | 17.8 | 64.04 |  |  |  |  | 16.1 | 60.98 |  |  |  |  | 22.8 | 73.04
1994-07-18 | 7:00 | 23.3 | 73.94 | WEEKDAY | #N/A | 1987-07-18 | 7:00 | 22.2 | 71.96 |  |  | 1991-07-18 | 7:00 | 25.6 | 78.08 |  |  | 1994-07-18 | 7:00 | 24.4 | 75.92 | [5 empty] | 23.3 | 73.94 |  |  |  | 20 | 68 |  |  |  |  | 16.1 | 60.98 |  |  |  |  | 25.6 | 78.08 | [5 empty] | 25 | 77 |  |  |  | 20 | 68 |  |  |  |  | 18.3 | 64.94 |  |  |  |  | 23.9 | 75.02
1994-07-18 | 8:00 | 22.8 | 73.04 | WEEKDAY | #N/A | 1987-07-18 | 8:00 | 24.4 | 75.92 |  |  | 1991-07-18 | 8:00 | 27.8 | 82.04 |  |  | 1994-07-18 | 8:00 | 24.4 | 75.92 | [5 empty] | 23.3 | 73.94 |  |  |  | 24 | 75.2 |  |  |  |  | 18.3 | 64.94 |  |  |  |  | 26.5 | 79.7 | [5 empty] | 26.7 | 80.06 |  |  |  | 21.1 | 69.98 |  |  |  |  | 21.1 | 69.98 |  |  |  |  | 25.6 | 78.08
1994-07-18 | 9:00 | 22.2 | 71.96 | WEEKDAY | #N/A | 1987-07-18 | 9:00 | 26.1 | 78.98 |  |  | 1991-07-18 | 9:00 | 30 | 86 |  |  | 1994-07-18 | 9:00 | 23.9 | 75.02 | [5 empty] | 22.8 | 73.04 |  |  |  | 26 | 78.8 |  |  |  |  | 19.4 | 66.92 |  |  |  |  | 27.4 | 81.32 | [5 empty] | 27.8 | 82.04 |  |  |  | 22.8 | 73.04 |  |  |  |  | 22.8 | 73.04 |  |  |  |  | 26.7 | 80.06
1994-07-18 | 10:00 | 22.2 | 71.96 | WEEKDAY | #N/A | 1987-07-18 | 10:00 | 27.8 | 82.04 |  |  | 1991-07-18 | 10:00 | 32.2 | 89.96 |  |  | 1994-07-18 | 10:00 | 23.3 | 73.94 | [5 empty] | 21.7 | 71.06 |  |  |  | 27 | 80.6 |  |  |  |  | 21.7 | 71.06 |  |  |  |  | 28.3 | 82.94 | [5 empty] | 28.9 | 84.02 |  |  |  | 23.3 | 73.94 |  |  |  |  | 23.9 | 75.02 |  |  |  |  | 27.8 | 82.04
1994-07-18 | 11:00 | 22.2 | 71.96 | WEEKDAY | #N/A | 1987-07-18 | 11:00 | 28.9 | 84.02 |  |  | 1991-07-18 | 11:00 | 32.8 | 91.04 |  |  | 1994-07-18 | 11:00 | 22.8 | 73.04 | [5 empty] | 22.2 | 71.96 |  |  |  | 29 | 84.2 |  |  |  |  | 22.2 | 71.96 |  |  |  |  | 29.2 | 84.56 | [5 empty] | 28.9 | 84.02 |  |  |  | 25 | 77 |  |  |  |  | 25.6 | 78.08 |  |  |  |  | 28.9 | 84.02
1994-07-18 | 12:00 | 22.8 | 73.04 | WEEKDAY | #N/A | 1987-07-18 | 12:00 | 29.4 | 84.92 |  |  | 1991-07-18 | 12:00 | 34.4 | 93.92 |  |  | 1994-07-18 | 12:00 | 23.9 | 75.02 | [5 empty] | 22.2 | 71.96 |  |  |  | 29 | 84.2 |  |  |  |  | 23.3 | 73.94 |  |  |  |  | 30.2 | 86.36 | [5 empty] | 30 | 86 |  |  |  | 25 | 77 |  |  |  |  | 25.6 | 78.08 |  |  |  |  | 29.4 | 84.92
1994-07-18 | 13:00 | 22.8 | 73.04 | WEEKDAY | #N/A | 1987-07-18 | 13:00 | 30.6 | 87.08 |  |  | 1991-07-18 | 13:00 | 35 | 95 |  |  | 1994-07-18 | 13:00 | 24.4 | 75.92 | [5 empty] | 22.2 | 71.96 |  |  |  | 29 | 84.2 |  |  |  |  | 24.4 | 75.92 |  |  |  |  | 31.1 | 87.98 | [5 empty] | 30.6 | 87.08 |  |  |  | 26.1 | 78.98 |  |  |  |  | 24.4 | 75.92 |  |  |  |  | 30 | 86
1994-07-18 | 14:00 | 23.3 | 73.94 | WEEKDAY | #N/A | 1987-07-18 | 14:00 | 31.1 | 87.98 |  |  | 1991-07-18 | 14:00 | 35.6 | 96.08 |  |  | 1994-07-18 | 14:00 | 25 | 77 | [5 empty] | 23.3 | 73.94 |  |  |  | 30 | 86 |  |  |  |  | 25 | 77 |  |  |  |  | 31.5 | 88.7 | [5 empty] | 31.1 | 87.98 |  |  |  | 27.2 | 80.96 |  |  |  |  | 25 | 77 |  |  |  |  | 30 | 86
1994-07-18 | 15:00 | 23.9 | 75.02 | WEEKDAY | #N/A | 1987-07-18 | 15:00 | 31.7 | 89.06 |  |  | 1991-07-18 | 15:00 | 36.1 | 96.98 |  |  | 1994-07-18 | 15:00 | 25 | 77 | [5 empty] | 23.9 | 75.02 |  |  |  | 31 | 87.8 |  |  |  |  | 25.6 | 78.08 |  |  |  |  | 31.8 | 89.24 | [5 empty] | 31.7 | 89.06 |  |  |  | 27.2 | 80.96 |  |  |  |  | 25.6 | 78.08 |  |  |  |  | 30.6 | 87.08
1994-07-18 | 16:00 | 23.3 | 73.94 | WEEKDAY | #N/A | 1987-07-18 | 16:00 | 31.7 | 89.06 |  |  | 1991-07-18 | 16:00 | 36.1 | 96.98 |  |  | 1994-07-18 | 16:00 | 23.9 | 75.02 | [5 empty] | 23.9 | 75.02 |  |  |  | 31 | 87.8 |  |  |  |  | 25.6 | 78.08 |  |  |  |  | 32.2 | 89.96 | [5 empty] | 31.7 | 89.06 |  |  |  | 29.4 | 84.92 |  |  |  |  | 26.1 | 78.98 |  |  |  |  | 29.4 | 84.92
1994-07-18 | 17:00 | 23.3 | 73.94 | WEEKDAY | #N/A | 1987-07-18 | 17:00 | 31.1 | 87.98 |  |  | 1991-07-18 | 17:00 | 35 | 95 |  |  | 1994-07-18 | 17:00 | 23.9 | 75.02 | [5 empty] | 23.9 | 75.02 |  |  |  | 29 | 84.2 |  |  |  |  | 25.6 | 78.08 |  |  |  |  | 30.9 | 87.62 | [5 empty] | 31.1 | 87.98 |  |  |  | 28.3 | 82.94 |  |  |  |  | 26.1 | 78.98 |  |  |  |  | 28.9 | 84.02
1994-07-18 | 18:00 | 23.3 | 73.94 | WEEKDAY | #N/A | 1987-07-18 | 18:00 | 30 | 86 |  |  | 1991-07-18 | 18:00 | 33.3 | 91.94 |  |  | 1994-07-18 | 18:00 | 23.3 | 73.94 | [5 empty] | 23.3 | 73.94 |  |  |  | 29 | 84.2 |  |  |  |  | 25 | 77 |  |  |  |  | 29.6 | 85.28 | [5 empty] | 30 | 86 |  |  |  | 26.7 | 80.06 |  |  |  |  | 25.6 | 78.08 |  |  |  |  | 27.8 | 82.04
1994-07-18 | 19:00 | 22.8 | 73.04 | WEEKDAY | #N/A | 1987-07-18 | 19:00 | 30 | 86 |  |  | 1991-07-18 | 19:00 | 31.7 | 89.06 |  |  | 1994-07-18 | 19:00 | 22.8 | 73.04 | [5 empty] | 22.8 | 73.04 |  |  |  | 27 | 80.6 |  |  |  |  | 22.8 | 73.04 |  |  |  |  | 28.3 | 82.94 | [5 empty] | 28.3 | 82.94 |  |  |  | 25.6 | 78.08 |  |  |  |  | 23.9 | 75.02 |  |  |  |  | 26.7 | 80.06
1994-07-18 | 20:00 | 21.1 | 69.98 | WEEKDAY | #N/A | 1987-07-18 | 20:00 | 29.4 | 84.92 |  |  | 1991-07-18 | 20:00 | 30 | 86 |  |  | 1994-07-18 | 20:00 | 22.2 | 71.96 | [5 empty] | 21.7 | 71.06 |  |  |  | 25 | 77 |  |  |  |  | 22.8 | 73.04 |  |  |  |  | 26.8 | 80.24 | [5 empty] | 27.2 | 80.96 |  |  |  | 23.9 | 75.02 |  |  |  |  | 23.3 | 73.94 |  |  |  |  | 26.1 | 78.98
1994-07-18 | 21:00 | 22.8 | 73.04 | WEEKDAY | #N/A | 1987-07-18 | 21:00 | 28.9 | 84.02 |  |  | 1991-07-18 | 21:00 | 29.4 | 84.92 |  |  | 1994-07-18 | 21:00 | 22.2 | 71.96 | [5 empty] | 21.1 | 69.98 |  |  |  | 24 | 75.2 |  |  |  |  | 22.2 | 71.96 |  |  |  |  | 25.4 | 77.72 | [5 empty] | 25 | 77 |  |  |  | 23.3 | 73.94 |  |  |  |  | 19.4 | 66.92 |  |  |  |  | 25.6 | 78.08
1994-07-18 | 22:00 | 23.3 | 73.94 | WEEKDAY | #N/A | 1987-07-18 | 22:00 | 27.8 | 82.04 |  |  | 1991-07-18 | 22:00 | 28.3 | 82.94 |  |  | 1994-07-18 | 22:00 | 22.2 | 71.96 | [5 empty] | 20.6 | 69.08 |  |  |  | 22 | 71.6 |  |  |  |  | 21.1 | 69.98 |  |  |  |  | 23.9 | 75.02 | [5 empty] | 24.4 | 75.92 |  |  |  | 22.8 | 73.04 |  |  |  |  | 19.4 | 66.92 |  |  |  |  | 23.9 | 75.02
1994-07-18 | 23:00 | 22.8 | 73.04 | WEEKDAY | #N/A | 1987-07-18 | 23:00 | 27.2 | 80.96 |  |  | 1991-07-18 | 23:00 | 26.7 | 80.06 |  |  | 1994-07-18 | 23:00 | 22.2 | 71.96 | [5 empty] | 20 | 68 |  |  |  | 22 | 71.6 |  |  |  |  | 20 | 68 |  |  |  |  | 23 | 73.4 | [5 empty] | 23.3 | 73.94 |  |  |  | 22.2 | 71.96 |  |  |  |  | 16.7 | 62.06 |  |  |  |  | 23.9 | 75.02
1994-07-18 | 24:00 | 23.3 | 73.94 | WEEKDAY | #N/A | 1987-07-18 | 24:00 | 26.7 | 80.06 |  |  | 1991-07-18 | 24:00 | 26.7 | 80.06 |  |  | 1994-07-18 | 24:00 | 22.2 | 71.96 | [5 empty] | 19.4 | 66.92 |  |  |  | 21 | 69.8 |  |  |  |  | 19.4 | 66.92 |  |  |  |  | 22 | 71.6 | [5 empty] | 24.4 | 75.92 |  |  |  | 21.7 | 71.06 |  |  |  |  | 16.7 | 62.06 |  |  |  |  | 23.9 | 75.02
1994-07-19 | 1:00 | 22.8 | 73.04 | WEEKDAY | #N/A | 1987-07-19 | 1:00 | 26.1 | 78.98 |  |  | 1991-07-19 | 1:00 | 26.7 | 80.06 |  |  | 1994-07-19 | 1:00 | 22.8 | 73.04 | [5 empty] | 19.4 | 66.92 |  |  |  | 21 | 69.8 |  |  |  |  | 19.4 | 66.92 |  |  |  |  | 21.1 | 69.98 | [5 empty] | 23.9 | 75.02 |  |  |  | 21.1 | 69.98 |  |  |  |  | 15 | 59 |  |  |  |  | 23.3 | 73.94
1994-07-19 | 2:00 | 22.2 | 71.96 | WEEKDAY | #N/A | 1987-07-19 | 2:00 | 25 | 77 |  |  | 1991-07-19 | 2:00 | 23.3 | 73.94 |  |  | 1994-07-19 | 2:00 | 21.7 | 71.06 | [5 empty] | 20 | 68 |  |  |  | 21 | 69.8 |  |  |  |  | 18.3 | 64.94 |  |  |  |  | 20.7 | 69.26 | [5 empty] | 22.8 | 73.04 |  |  |  | 21.1 | 69.98 |  |  |  |  | 14.4 | 57.92 |  |  |  |  | 22.8 | 73.04
1994-07-19 | 3:00 | 22.2 | 71.96 | WEEKDAY | #N/A | 1987-07-19 | 3:00 | 25 | 77 |  |  | 1991-07-19 | 3:00 | 22.2 | 71.96 |  |  | 1994-07-19 | 3:00 | 21.7 | 71.06 | [5 empty] | 20 | 68 |  |  |  | 21.4 | 70.52 |  |  |  |  | 17.8 | 64.04 |  |  |  |  | 20.4 | 68.72 | [5 empty] | 22.8 | 73.04 |  |  |  | 21.7 | 71.06 |  |  |  |  | 14.4 | 57.92 |  |  |  |  | 22.2 | 71.96
1994-07-19 | 4:00 | 22.2 | 71.96 | WEEKDAY | #N/A | 1987-07-19 | 4:00 | 24.4 | 75.92 |  |  | 1991-07-19 | 4:00 | 22.2 | 71.96 |  |  | 1994-07-19 | 4:00 | 21.7 | 71.06 | [5 empty] | 21.1 | 69.98 |  |  |  | 22 | 71.6 |  |  |  |  | 16.1 | 60.98 |  |  |  |  | 20 | 68 | [5 empty] | 22.2 | 71.96 |  |  |  | 21.7 | 71.06 |  |  |  |  | 15 | 59 |  |  |  |  | 21.7 | 71.06
1994-07-19 | 5:00 | 22.8 | 73.04 | WEEKDAY | #N/A | 1987-07-19 | 5:00 | 24.4 | 75.92 |  |  | 1991-07-19 | 5:00 | 21.1 | 69.98 |  |  | 1994-07-19 | 5:00 | 21.7 | 71.06 | [5 empty] | 20 | 68 |  |  |  | 22 | 71.6 |  |  |  |  | 17.2 | 62.96 |  |  |  |  | 21.3 | 70.34 | [5 empty] | 20.6 | 69.08 |  |  |  | 22.2 | 71.96 |  |  |  |  | 14.4 | 57.92 |  |  |  |  | 21.1 | 69.98
1994-07-19 | 6:00 | 23.3 | 73.94 | WEEKDAY | #N/A | 1987-07-19 | 6:00 | 25 | 77 |  |  | 1991-07-19 | 6:00 | 23.3 | 73.94 |  |  | 1994-07-19 | 6:00 | 22.2 | 71.96 | [5 empty] | 21.1 | 69.98 |  |  |  | 22 | 71.6 |  |  |  |  | 17.8 | 64.04 |  |  |  |  | 22.6 | 72.68 | [5 empty] | 22.2 | 71.96 |  |  |  | 22.2 | 71.96 |  |  |  |  | 15.6 | 60.08 |  |  |  |  | 21.1 | 69.98
1994-07-19 | 7:00 | 24.4 | 75.92 | WEEKDAY | #N/A | 1987-07-19 | 7:00 | 25.6 | 78.08 |  |  | 1991-07-19 | 7:00 | 26.1 | 78.98 |  |  | 1994-07-19 | 7:00 | 23.3 | 73.94 | [5 empty] | 22.8 | 73.04 |  |  |  | 23 | 73.4 |  |  |  |  | 18.9 | 66.02 |  |  |  |  | 23.9 | 75.02 | [5 empty] | 23.3 | 73.94 |  |  |  | 22.2 | 71.96 |  |  |  |  | 17.8 | 64.04 |  |  |  |  | 21.7 | 71.06
1994-07-19 | 8:00 | 26.1 | 78.98 | WEEKDAY | #N/A | 1987-07-19 | 8:00 | 26.7 | 80.06 |  |  | 1991-07-19 | 8:00 | 28.3 | 82.94 |  |  | 1994-07-19 | 8:00 | 25 | 77 | [5 empty] | 24.4 | 75.92 |  |  |  | 23 | 73.4 |  |  |  |  | 21.7 | 71.06 |  |  |  |  | 26.1 | 78.98 | [5 empty] | 23.3 | 73.94 |  |  |  | 22.2 | 71.96 |  |  |  |  | 20 | 68 |  |  |  |  | 23.3 | 73.94
1994-07-19 | 9:00 | 26.7 | 80.06 | WEEKDAY | #N/A | 1987-07-19 | 9:00 | 28.3 | 82.94 |  |  | 1991-07-19 | 9:00 | 30.6 | 87.08 |  |  | 1994-07-19 | 9:00 | 26.1 | 78.98 | [5 empty] | 26.7 | 80.06 |  |  |  | 23.6 | 74.48 |  |  |  |  | 23.3 | 73.94 |  |  |  |  | 28.4 | 83.12 | [5 empty] | 24.4 | 75.92 |  |  |  | 23.9 | 75.02 |  |  |  |  | 22.8 | 73.04 |  |  |  |  | 24.4 | 75.92
1994-07-19 | 10:00 | 28.3 | 82.94 | WEEKDAY | #N/A | 1987-07-19 | 10:00 | 30 | 86 |  |  | 1991-07-19 | 10:00 | 32.2 | 89.96 |  |  | 1994-07-19 | 10:00 | 26.7 | 80.06 | [5 empty] | 27.2 | 80.96 |  |  |  | 24 | 75.2 |  |  |  |  | 25 | 77 |  |  |  |  | 30.6 | 87.08 | [5 empty] | 26.7 | 80.06 |  |  |  | 25.6 | 78.08 |  |  |  |  | 25 | 77 |  |  |  |  | 26.1 | 78.98
1994-07-19 | 11:00 | 27.8 | 82.04 | WEEKDAY | #N/A | 1987-07-19 | 11:00 | 30 | 86 |  |  | 1991-07-19 | 11:00 | 35 | 95 |  |  | 1994-07-19 | 11:00 | 26.7 | 80.06 | [5 empty] | 27.2 | 80.96 |  |  |  | 26 | 78.8 |  |  |  |  | 26.7 | 80.06 |  |  |  |  | 32.1 | 89.78 | [5 empty] | 27.8 | 82.04 |  |  |  | 26.7 | 80.06 |  |  |  |  | 26.1 | 78.98 |  |  |  |  | 27.2 | 80.96
1994-07-19 | 12:00 | 29.4 | 84.92 | WEEKDAY | #N/A | 1987-07-19 | 12:00 | 30.6 | 87.08 |  |  | 1991-07-19 | 12:00 | 35 | 95 |  |  | 1994-07-19 | 12:00 | 27.8 | 82.04 | [5 empty] | 26.7 | 80.06 |  |  |  | 27 | 80.6 |  |  |  |  | 27.2 | 80.96 |  |  |  |  | 33.5 | 92.3 | [5 empty] | 28.3 | 82.94 |  |  |  | 28.9 | 84.02 |  |  |  |  | 26.1 | 78.98 |  |  |  |  | 27.8 | 82.04
1994-07-19 | 13:00 | 28.9 | 84.02 | WEEKDAY | #N/A | 1987-07-19 | 13:00 | 31.7 | 89.06 |  |  | 1991-07-19 | 13:00 | 34.4 | 93.92 |  |  | 1994-07-19 | 13:00 | 27.2 | 80.96 | [5 empty] | 27.8 | 82.04 |  |  |  | 28 | 82.4 |  |  |  |  | 27.8 | 82.04 |  |  |  |  | 35 | 95 | [5 empty] | 29.4 | 84.92 |  |  |  | 30 | 86 |  |  |  |  | 26.7 | 80.06 |  |  |  |  | 28.3 | 82.94
1994-07-19 | 14:00 | 28.9 | 84.02 | WEEKDAY | #N/A | 1987-07-19 | 14:00 | 31.1 | 87.98 |  |  | 1991-07-19 | 14:00 | 33.3 | 91.94 |  |  | 1994-07-19 | 14:00 | 27.8 | 82.04 | [5 empty] | 27.2 | 80.96 |  |  |  | 28 | 82.4 |  |  |  |  | 28.9 | 84.02 |  |  |  |  | 35 | 95 | [5 empty] | 29.4 | 84.92 |  |  |  | 30.6 | 87.08 |  |  |  |  | 26.7 | 80.06 |  |  |  |  | 28.9 | 84.02
1994-07-19 | 15:00 | 30.6 | 87.08 | WEEKDAY | #N/A | 1987-07-19 | 15:00 | 30 | 86 |  |  | 1991-07-19 | 15:00 | 33.3 | 91.94 |  |  | 1994-07-19 | 15:00 | 27.8 | 82.04 | [5 empty] | 27.2 | 80.96 |  |  |  | 25 | 77 |  |  |  |  | 28.3 | 82.94 |  |  |  |  | 35 | 95 | [5 empty] | 30.6 | 87.08 |  |  |  | 31.1 | 87.98 |  |  |  |  | 26.1 | 78.98 |  |  |  |  | 30 | 86
1994-07-19 | 16:00 | 30.6 | 87.08 | WEEKDAY | #N/A | 1987-07-19 | 16:00 | 29.4 | 84.92 |  |  | 1991-07-19 | 16:00 | 31.1 | 87.98 |  |  | 1994-07-19 | 16:00 | 27.2 | 80.96 | [5 empty] | 28.3 | 82.94 |  |  |  | 28 | 82.4 |  |  |  |  | 28.3 | 82.94 |  |  |  |  | 35 | 95 | [5 empty] | 30.6 | 87.08 |  |  |  | 30 | 86 |  |  |  |  | 26.1 | 78.98 |  |  |  |  | 29.4 | 84.92
1994-07-19 | 17:00 | 29.4 | 84.92 | WEEKDAY | #N/A | 1987-07-19 | 17:00 | 26.1 | 78.98 |  |  | 1991-07-19 | 17:00 | 30 | 86 |  |  | 1994-07-19 | 17:00 | 26.7 | 80.06 | [5 empty] | 27.2 | 80.96 |  |  |  | 27 | 80.6 |  |  |  |  | 27.8 | 82.04 |  |  |  |  | 31.3 | 88.34 | [5 empty] | 30.6 | 87.08 |  |  |  | 28.3 | 82.94 |  |  |  |  | 25.6 | 78.08 |  |  |  |  | 28.9 | 84.02
1994-07-19 | 18:00 | 28.3 | 82.94 | WEEKDAY | #N/A | 1987-07-19 | 18:00 | 26.1 | 78.98 |  |  | 1991-07-19 | 18:00 | 27.8 | 82.04 |  |  | 1994-07-19 | 18:00 | 26.1 | 78.98 | [5 empty] | 26.1 | 78.98 |  |  |  | 28 | 82.4 |  |  |  |  | 26.7 | 80.06 |  |  |  |  | 27.6 | 81.68 | [5 empty] | 30 | 86 |  |  |  | 28.3 | 82.94 |  |  |  |  | 25 | 77 |  |  |  |  | 26.1 | 78.98
1994-07-19 | 19:00 | 28.3 | 82.94 | WEEKDAY | #N/A | 1987-07-19 | 19:00 | 25.6 | 78.08 |  |  | 1991-07-19 | 19:00 | 27.2 | 80.96 |  |  | 1994-07-19 | 19:00 | 25.6 | 78.08 | [5 empty] | 25 | 77 |  |  |  | 27 | 80.6 |  |  |  |  | 25.6 | 78.08 |  |  |  |  | 23.9 | 75.02 | [5 empty] | 27.8 | 82.04 |  |  |  | 27.8 | 82.04 |  |  |  |  | 23.9 | 75.02 |  |  |  |  | 25.6 | 78.08
1994-07-19 | 20:00 | 26.7 | 80.06 | WEEKDAY | #N/A | 1987-07-19 | 20:00 | 24.4 | 75.92 |  |  | 1991-07-19 | 20:00 | 21.7 | 71.06 |  |  | 1994-07-19 | 20:00 | 25 | 77 | [5 empty] | 24.4 | 75.92 |  |  |  | 24 | 75.2 |  |  |  |  | 24.4 | 75.92 |  |  |  |  | 23.2 | 73.76 | [5 empty] | 25 | 77 |  |  |  | 27.2 | 80.96 |  |  |  |  | 22.2 | 71.96 |  |  |  |  | 23.3 | 73.94
1994-07-19 | 21:00 | 26.7 | 80.06 | WEEKDAY | #N/A | 1987-07-19 | 21:00 | 23.9 | 75.02 |  |  | 1991-07-19 | 21:00 | 21.7 | 71.06 |  |  | 1994-07-19 | 21:00 | 25 | 77 | [5 empty] | 24.4 | 75.92 |  |  |  | 23 | 73.4 |  |  |  |  | 23.9 | 75.02 |  |  |  |  | 22.4 | 72.32 | [5 empty] | 23.9 | 75.02 |  |  |  | 26.7 | 80.06 |  |  |  |  | 19.4 | 66.92 |  |  |  |  | 21.1 | 69.98
1994-07-19 | 22:00 | 26.7 | 80.06 | WEEKDAY | #N/A | 1987-07-19 | 22:00 | 23.3 | 73.94 |  |  | 1991-07-19 | 22:00 | 21.7 | 71.06 |  |  | 1994-07-19 | 22:00 | 25 | 77 | [5 empty] | 24.4 | 75.92 |  |  |  | 22 | 71.6 |  |  |  |  | 23.3 | 73.94 |  |  |  |  | 21.7 | 71.06 | [5 empty] | 22.8 | 73.04 |  |  |  | 26.7 | 80.06 |  |  |  |  | 18.9 | 66.02 |  |  |  |  | 21.7 | 71.06
1994-07-19 | 23:00 | 26.7 | 80.06 | WEEKDAY | #N/A | 1987-07-19 | 23:00 | 22.8 | 73.04 |  |  | 1991-07-19 | 23:00 | 21.1 | 69.98 |  |  | 1994-07-19 | 23:00 | 25 | 77 | [5 empty] | 24.4 | 75.92 |  |  |  | 22 | 71.6 |  |  |  |  | 22.8 | 73.04 |  |  |  |  | 21.1 | 69.98 | [5 empty] | 23.3 | 73.94 |  |  |  | 26.7 | 80.06 |  |  |  |  | 17.2 | 62.96 |  |  |  |  | 20.6 | 69.08
1994-07-19 | 24:00 | 26.7 | 80.06 | WEEKDAY | #N/A | 1987-07-19 | 24:00 | 22.8 | 73.04 |  |  | 1991-07-19 | 24:00 | 21.1 | 69.98 |  |  | 1994-07-19 | 24:00 | 25 | 77 | [5 empty] | 24.4 | 75.92 |  |  |  | 22 | 71.6 |  |  |  |  | 22.2 | 71.96 |  |  |  |  | 20.6 | 69.08 | [5 empty] | 22.8 | 73.04 |  |  |  | 26.1 | 78.98 |  |  |  |  | 17.2 | 62.96 |  |  |  |  | 19.4 | 66.92
1994-07-20 | 1:00 | 26.7 | 80.06 | WEEKDAY | #N/A | 1987-07-20 | 1:00 | 22.8 | 73.04 |  |  | 1991-07-20 | 1:00 | 21.1 | 69.98 |  |  | 1994-07-20 | 1:00 | 24.4 | 75.92 | [5 empty] | 24.4 | 75.92 |  |  |  | 20 | 68 |  |  |  |  | 21.1 | 69.98 |  |  |  |  | 20 | 68 | [5 empty] | 21.7 | 71.06 |  |  |  | 25 | 77 |  |  |  |  | 15.6 | 60.08 |  |  |  |  | 20 | 68
1994-07-20 | 2:00 | 25.6 | 78.08 | WEEKDAY | #N/A | 1987-07-20 | 2:00 | 22.2 | 71.96 |  |  | 1991-07-20 | 2:00 | 21.1 | 69.98 |  |  | 1994-07-20 | 2:00 | 24.4 | 75.92 | [5 empty] | 23.9 | 75.02 |  |  |  | 19 | 66.2 |  |  |  |  | 21.1 | 69.98 |  |  |  |  | 19.6 | 67.28 | [5 empty] | 22.2 | 71.96 |  |  |  | 25 | 77 |  |  |  |  | 14.4 | 57.92 |  |  |  |  | 18.3 | 64.94
1994-07-20 | 3:00 | 25.6 | 78.08 | WEEKDAY | #N/A | 1987-07-20 | 3:00 | 22.8 | 73.04 |  |  | 1991-07-20 | 3:00 | 20 | 68 |  |  | 1994-07-20 | 3:00 | 24.4 | 75.92 | [5 empty] | 23.9 | 75.02 |  |  |  | 18 | 64.4 |  |  |  |  | 21.1 | 69.98 |  |  |  |  | 19.3 | 66.74 | [5 empty] | 22.2 | 71.96 |  |  |  | 25.6 | 78.08 |  |  |  |  | 14.4 | 57.92 |  |  |  |  | 18.3 | 64.94
1994-07-20 | 4:00 | 25.6 | 78.08 | WEEKDAY | #N/A | 1987-07-20 | 4:00 | 22.8 | 73.04 |  |  | 1991-07-20 | 4:00 | 20 | 68 |  |  | 1994-07-20 | 4:00 | 23.9 | 75.02 | [5 empty] | 23.9 | 75.02 |  |  |  | 18 | 64.4 |  |  |  |  | 20 | 68 |  |  |  |  | 18.9 | 66.02 | [5 empty] | 23.3 | 73.94 |  |  |  | 25 | 77 |  |  |  |  | 13.3 | 55.94 |  |  |  |  | 17.2 | 62.96
1994-07-20 | 5:00 | 25.6 | 78.08 | WEEKDAY | #N/A | 1987-07-20 | 5:00 | 22.8 | 73.04 |  |  | 1991-07-20 | 5:00 | 20.6 | 69.08 |  |  | 1994-07-20 | 5:00 | 23.9 | 75.02 | [5 empty] | 23.9 | 75.02 |  |  |  | 18 | 64.4 |  |  |  |  | 20 | 68 |  |  |  |  | 20.2 | 68.36 | [5 empty] | 23.3 | 73.94 |  |  |  | 23.9 | 75.02 |  |  |  |  | 13.3 | 55.94 |  |  |  |  | 16.7 | 62.06
1994-07-20 | 6:00 | 25.6 | 78.08 | WEEKDAY | #N/A | 1987-07-20 | 6:00 | 22.8 | 73.04 |  |  | 1991-07-20 | 6:00 | 21.1 | 69.98 |  |  | 1994-07-20 | 6:00 | 24.4 | 75.92 | [5 empty] | 23.9 | 75.02 |  |  |  | 18 | 64.4 |  |  |  |  | 20 | 68 |  |  |  |  | 21.5 | 70.7 | [5 empty] | 22.8 | 73.04 |  |  |  | 23.9 | 75.02 |  |  |  |  | 15.6 | 60.08 |  |  |  |  | 17.2 | 62.96
1994-07-20 | 7:00 | 27.2 | 80.96 | WEEKDAY | #N/A | 1987-07-20 | 7:00 | 23.3 | 73.94 |  |  | 1991-07-20 | 7:00 | 22.8 | 73.04 |  |  | 1994-07-20 | 7:00 | 25 | 77 | [5 empty] | 24.4 | 75.92 |  |  |  | 18 | 64.4 |  |  |  |  | 20.6 | 69.08 |  |  |  |  | 22.8 | 73.04 | [5 empty] | 23.9 | 75.02 |  |  |  | 25 | 77 |  |  |  |  | 17.8 | 64.04 |  |  |  |  | 18.3 | 64.94
1994-07-20 | 8:00 | 28.3 | 82.94 | WEEKDAY | #N/A | 1987-07-20 | 8:00 | 23.9 | 75.02 |  |  | 1991-07-20 | 8:00 | 25.6 | 78.08 |  |  | 1994-07-20 | 8:00 | 25.6 | 78.08 | [5 empty] | 25 | 77 |  |  |  | 19 | 66.2 |  |  |  |  | 22.8 | 73.04 |  |  |  |  | 24.6 | 76.28 | [5 empty] | 26.1 | 78.98 |  |  |  | 26.1 | 78.98 |  |  |  |  | 21.1 | 69.98 |  |  |  |  | 20 | 68
1994-07-20 | 9:00 | 29.4 | 84.92 | WEEKDAY | #N/A | 1987-07-20 | 9:00 | 24.4 | 75.92 |  |  | 1991-07-20 | 9:00 | 28.3 | 82.94 |  |  | 1994-07-20 | 9:00 | 26.1 | 78.98 | [5 empty] | 27.2 | 80.96 |  |  |  | 19 | 66.2 |  |  |  |  | 24.4 | 75.92 |  |  |  |  | 26.5 | 79.7 | [5 empty] | 27.8 | 82.04 |  |  |  | 27.2 | 80.96 |  |  |  |  | 23.3 | 73.94 |  |  |  |  | 20 | 68
1994-07-20 | 10:00 | 30.6 | 87.08 | WEEKDAY | #N/A | 1987-07-20 | 10:00 | 26.1 | 78.98 |  |  | 1991-07-20 | 10:00 | 37.2 | 98.96 |  |  | 1994-07-20 | 10:00 | 27.8 | 82.04 | [5 empty] | 28.3 | 82.94 |  |  |  | 21 | 69.8 |  |  |  |  | 26.1 | 78.98 |  |  |  |  | 28.3 | 82.94 | [5 empty] | 28.3 | 82.94 |  |  |  | 28.9 | 84.02 |  |  |  |  | 25.6 | 78.08 |  |  |  |  | 21.1 | 69.98
1994-07-20 | 11:00 | 32.2 | 89.96 | WEEKDAY | #N/A | 1987-07-20 | 11:00 | 26.1 | 78.98 |  |  | 1991-07-20 | 11:00 | 32.2 | 89.96 |  |  | 1994-07-20 | 11:00 | 28.3 | 82.94 | [5 empty] | 28.9 | 84.02 |  |  |  | 22 | 71.6 |  |  |  |  | 26.7 | 80.06 |  |  |  |  | 29.6 | 85.28 | [5 empty] | 27.8 | 82.04 |  |  |  | 29.4 | 84.92 |  |  |  |  | 26.7 | 80.06 |  |  |  |  | 21.7 | 71.06
1994-07-20 | 12:00 | 32.8 | 91.04 | WEEKDAY | #N/A | 1987-07-20 | 12:00 | 23.9 | 75.02 |  |  | 1991-07-20 | 12:00 | 33.3 | 91.94 |  |  | 1994-07-20 | 12:00 | 30 | 86 | [5 empty] | 30.6 | 87.08 |  |  |  | 22 | 71.6 |  |  |  |  | 27.8 | 82.04 |  |  |  |  | 30.9 | 87.62 | [5 empty] | 21.1 | 69.98 |  |  |  | 28.9 | 84.02 |  |  |  |  | 27.8 | 82.04 |  |  |  |  | 21.7 | 71.06
1994-07-20 | 13:00 | 32.8 | 91.04 | WEEKDAY | #N/A | 1987-07-20 | 13:00 | 25.6 | 78.08 |  |  | 1991-07-20 | 13:00 | 35 | 95 |  |  | 1994-07-20 | 13:00 | 30 | 86 | [5 empty] | 30 | 86 |  |  |  | 22 | 71.6 |  |  |  |  | 27.8 | 82.04 |  |  |  |  | 32.2 | 89.96 | [5 empty] | 21.7 | 71.06 |  |  |  | 30 | 86 |  |  |  |  | 28.3 | 82.94 |  |  |  |  | 22.8 | 73.04
1994-07-20 | 14:00 | 33.3 | 91.94 | WEEKDAY | #N/A | 1987-07-20 | 14:00 | 27.8 | 82.04 |  |  | 1991-07-20 | 14:00 | 35 | 95 |  |  | 1994-07-20 | 14:00 | 29.4 | 84.92 | [5 empty] | 28.9 | 84.02 |  |  |  | 23 | 73.4 |  |  |  |  | 29.4 | 84.92 |  |  |  |  | 32.9 | 91.22 | [5 empty] | 21.7 | 71.06 |  |  |  | 30 | 86 |  |  |  |  | 28.3 | 82.94 |  |  |  |  | 21.7 | 71.06
1994-07-20 | 15:00 | 31.7 | 89.06 | WEEKDAY | #N/A | 1987-07-20 | 15:00 | 28.9 | 84.02 |  |  | 1991-07-20 | 15:00 | 35.6 | 96.08 |  |  | 1994-07-20 | 15:00 | 28.3 | 82.94 | [5 empty] | 28.9 | 84.02 |  |  |  | 24 | 75.2 |  |  |  |  | 30 | 86 |  |  |  |  | 33.7 | 92.66 | [5 empty] | 22.2 | 71.96 |  |  |  | 28.9 | 84.02 |  |  |  |  | 28.9 | 84.02 |  |  |  |  | 21.7 | 71.06
1994-07-20 | 16:00 | 31.7 | 89.06 | WEEKDAY | #N/A | 1987-07-20 | 16:00 | 28.3 | 82.94 |  |  | 1991-07-20 | 16:00 | 35 | 95 |  |  | 1994-07-20 | 16:00 | 28.9 | 84.02 | [5 empty] | 28.9 | 84.02 |  |  |  | 24 | 75.2 |  |  |  |  | 28.9 | 84.02 |  |  |  |  | 34.4 | 93.92 | [5 empty] | 22.8 | 73.04 |  |  |  | 29.4 | 84.92 |  |  |  |  | 27.8 | 82.04 |  |  |  |  | 22.2 | 71.96
1994-07-20 | 17:00 | 31.7 | 89.06 | WEEKDAY | #N/A | 1987-07-20 | 17:00 | 28.9 | 84.02 |  |  | 1991-07-20 | 17:00 | 34.4 | 93.92 |  |  | 1994-07-20 | 17:00 | 28.9 | 84.02 | [5 empty] | 28.3 | 82.94 |  |  |  | 23 | 73.4 |  |  |  |  | 28.9 | 84.02 |  |  |  |  | 32.6 | 90.68 | [5 empty] | 22.8 | 73.04 |  |  |  | 29.4 | 84.92 |  |  |  |  | 27.8 | 82.04 |  |  |  |  | 21.7 | 71.06
1994-07-20 | 18:00 | 30.6 | 87.08 | WEEKDAY | #N/A | 1987-07-20 | 18:00 | 29.4 | 84.92 |  |  | 1991-07-20 | 18:00 | 33.9 | 93.02 |  |  | 1994-07-20 | 18:00 | 27.8 | 82.04 | [5 empty] | 27.2 | 80.96 |  |  |  | 22 | 71.6 |  |  |  |  | 27.8 | 82.04 |  |  |  |  | 30.7 | 87.26 | [5 empty] | 22.8 | 73.04 |  |  |  | 29.4 | 84.92 |  |  |  |  | 27.2 | 80.96 |  |  |  |  | 22.2 | 71.96
1994-07-20 | 19:00 | 29.4 | 84.92 | WEEKDAY | #N/A | 1987-07-20 | 19:00 | 29.4 | 84.92 |  |  | 1991-07-20 | 19:00 | 31.7 | 89.06 |  |  | 1994-07-20 | 19:00 | 26.7 | 80.06 | [5 empty] | 26.1 | 78.98 |  |  |  | 22 | 71.6 |  |  |  |  | 26.7 | 80.06 |  |  |  |  | 28.9 | 84.02 | [5 empty] | 22.8 | 73.04 |  |  |  | 28.9 | 84.02 |  |  |  |  | 27.2 | 80.96 |  |  |  |  | 21.7 | 71.06
1994-07-20 | 20:00 | 29.4 | 84.92 | WEEKDAY | #N/A | 1987-07-20 | 20:00 | 28.3 | 82.94 |  |  | 1991-07-20 | 20:00 | 28.9 | 84.02 |  |  | 1994-07-20 | 20:00 | 26.7 | 80.06 | [5 empty] | 26.1 | 78.98 |  |  |  | 20 | 68 |  |  |  |  | 25.6 | 78.08 |  |  |  |  | 28 | 82.4 | [5 empty] | 22.2 | 71.96 |  |  |  | 26.7 | 80.06 |  |  |  |  | 22.8 | 73.04 |  |  |  |  | 20.6 | 69.08
1994-07-20 | 21:00 | 29.4 | 84.92 | WEEKDAY | #N/A | 1987-07-20 | 21:00 | 27.8 | 82.04 |  |  | 1991-07-20 | 21:00 | 28.3 | 82.94 |  |  | 1994-07-20 | 21:00 | 27.2 | 80.96 | [5 empty] | 25.6 | 78.08 |  |  |  | 20 | 68 |  |  |  |  | 25 | 77 |  |  |  |  | 27 | 80.6 | [5 empty] | 22.2 | 71.96 |  |  |  | 25.6 | 78.08 |  |  |  |  | 20.6 | 69.08 |  |  |  |  | 20 | 68
1994-07-20 | 22:00 | 29.4 | 84.92 | WEEKDAY | #N/A | 1987-07-20 | 22:00 | 25.6 | 78.08 |  |  | 1991-07-20 | 22:00 | 28.9 | 84.02 |  |  | 1994-07-20 | 22:00 | 26.7 | 80.06 | [5 empty] | 25.6 | 78.08 |  |  |  | 20 | 68 |  |  |  |  | 23.9 | 75.02 |  |  |  |  | 26.1 | 78.98 | [5 empty] | 21.1 | 69.98 |  |  |  | 25 | 77 |  |  |  |  | 19.4 | 66.92 |  |  |  |  | 19.4 | 66.92
1994-07-20 | 23:00 | 28.9 | 84.02 | WEEKDAY | #N/A | 1987-07-20 | 23:00 | 25.6 | 78.08 |  |  | 1991-07-20 | 23:00 | 28.9 | 84.02 |  |  | 1994-07-20 | 23:00 | 26.1 | 78.98 | [5 empty] | 25.6 | 78.08 |  |  |  | 18 | 64.4 |  |  |  |  | 23.9 | 75.02 |  |  |  |  | 25.5 | 77.9 | [5 empty] | 21.1 | 69.98 |  |  |  | 25.6 | 78.08 |  |  |  |  | 17.8 | 64.04 |  |  |  |  | 20 | 68
1994-07-20 | 24:00 | 28.3 | 82.94 | WEEKDAY | #N/A | 1987-07-20 | 24:00 | 26.1 | 78.98 |  |  | 1991-07-20 | 24:00 | 27.2 | 80.96 |  |  | 1994-07-20 | 24:00 | 26.1 | 78.98 | [5 empty] | 25.6 | 78.08 |  |  |  | 17 | 62.6 |  |  |  |  | 23.3 | 73.94 |  |  |  |  | 25 | 77 | [5 empty] | 21.1 | 69.98 |  |  |  | 26.7 | 80.06 |  |  |  |  | 16.7 | 62.06 |  |  |  |  | 20 | 68
1994-07-21 | 1:00 | 27.8 | 82.04 | WEEKDAY | #N/A | 1987-07-21 | 1:00 | 25.6 | 78.08 |  |  | 1991-07-21 | 1:00 | 27.2 | 80.96 |  |  | 1994-07-21 | 1:00 | 25.6 | 78.08 | [5 empty] | 25 | 77 |  |  |  | 17 | 62.6 |  |  |  |  | 22.8 | 73.04 |  |  |  |  | 24.4 | 75.92 | [5 empty] | 20.6 | 69.08 |  |  |  | 28.3 | 82.94 |  |  |  |  | 16.1 | 60.98 |  |  |  |  | 20.6 | 69.08
1994-07-21 | 2:00 | 27.2 | 80.96 | WEEKDAY | #N/A | 1987-07-21 | 2:00 | 26.1 | 78.98 |  |  | 1991-07-21 | 2:00 | 27.2 | 80.96 |  |  | 1994-07-21 | 2:00 | 25.6 | 78.08 | [5 empty] | 25 | 77 |  |  |  | 17 | 62.6 |  |  |  |  | 22.8 | 73.04 |  |  |  |  | 23.7 | 74.66 | [5 empty] | 20.6 | 69.08 |  |  |  | 28.9 | 84.02 |  |  |  |  | 15 | 59 |  |  |  |  | 20 | 68
1994-07-21 | 3:00 | 26.7 | 80.06 | WEEKDAY | #N/A | 1987-07-21 | 3:00 | 24.4 | 75.92 |  |  | 1991-07-21 | 3:00 | 24.4 | 75.92 |  |  | 1994-07-21 | 3:00 | 25 | 77 | [5 empty] | 25 | 77 |  |  |  | 17 | 62.6 |  |  |  |  | 22.2 | 71.96 |  |  |  |  | 22.9 | 73.22 | [5 empty] | 20 | 68 |  |  |  | 28.9 | 84.02 |  |  |  |  | 15.6 | 60.08 |  |  |  |  | 20 | 68
1994-07-21 | 4:00 | 26.7 | 80.06 | WEEKDAY | #N/A | 1987-07-21 | 4:00 | 23.9 | 75.02 |  |  | 1991-07-21 | 4:00 | 23.3 | 73.94 |  |  | 1994-07-21 | 4:00 | 24.4 | 75.92 | [5 empty] | 24.4 | 75.92 |  |  |  | 17 | 62.6 |  |  |  |  | 21.7 | 71.06 |  |  |  |  | 22.2 | 71.96 | [5 empty] | 20 | 68 |  |  |  | 26.7 | 80.06 |  |  |  |  | 14.4 | 57.92 |  |  |  |  | 19.4 | 66.92
1994-07-21 | 5:00 | 26.1 | 78.98 | WEEKDAY | #N/A | 1987-07-21 | 5:00 | 23.9 | 75.02 |  |  | 1991-07-21 | 5:00 | 22.8 | 73.04 |  |  | 1994-07-21 | 5:00 | 24.4 | 75.92 | [5 empty] | 23.9 | 75.02 |  |  |  | 17 | 62.6 |  |  |  |  | 21.7 | 71.06 |  |  |  |  | 23.9 | 75.02 | [5 empty] | 19.4 | 66.92 |  |  |  | 25.6 | 78.08 |  |  |  |  | 14.4 | 57.92 |  |  |  |  | 18.9 | 66.02
1994-07-21 | 6:00 | 26.7 | 80.06 | WEEKDAY | #N/A | 1987-07-21 | 6:00 | 23.9 | 75.02 |  |  | 1991-07-21 | 6:00 | 23.9 | 75.02 |  |  | 1994-07-21 | 6:00 | 25 | 77 | [5 empty] | 25 | 77 |  |  |  | 17 | 62.6 |  |  |  |  | 22.2 | 71.96 |  |  |  |  | 25.5 | 77.9 | [5 empty] | 19.4 | 66.92 |  |  |  | 25.6 | 78.08 |  |  |  |  | 16.1 | 60.98 |  |  |  |  | 18.9 | 66.02
1994-07-21 | 7:00 | 27.2 | 80.96 | WEEKDAY | #N/A | 1987-07-21 | 7:00 | 25 | 77 |  |  | 1991-07-21 | 7:00 | 26.7 | 80.06 |  |  | 1994-07-21 | 7:00 | 25 | 77 | [5 empty] | 25.6 | 78.08 |  |  |  | 19 | 66.2 |  |  |  |  | 23.3 | 73.94 |  |  |  |  | 27.2 | 80.96 | [5 empty] | 20.6 | 69.08 |  |  |  | 26.1 | 78.98 |  |  |  |  | 18.3 | 64.94 |  |  |  |  | 19.4 | 66.92
1994-07-21 | 8:00 | 28.3 | 82.94 | WEEKDAY | #N/A | 1987-07-21 | 8:00 | 26.1 | 78.98 |  |  | 1991-07-21 | 8:00 | 28.9 | 84.02 |  |  | 1994-07-21 | 8:00 | 25.6 | 78.08 | [5 empty] | 26.7 | 80.06 |  |  |  | 21 | 69.8 |  |  |  |  | 23.9 | 75.02 |  |  |  |  | 28.9 | 84.02 | [5 empty] | 22.2 | 71.96 |  |  |  | 26.7 | 80.06 |  |  |  |  | 21.7 | 71.06 |  |  |  |  | 21.1 | 69.98
1994-07-21 | 9:00 | 30 | 86 | WEEKDAY | #N/A | 1987-07-21 | 9:00 | 28.3 | 82.94 |  |  | 1991-07-21 | 9:00 | 30.6 | 87.08 |  |  | 1994-07-21 | 9:00 | 27.2 | 80.96 | [5 empty] | 27.2 | 80.96 |  |  |  | 21 | 69.8 |  |  |  |  | 25 | 77 |  |  |  |  | 30.5 | 86.9 | [5 empty] | 24.4 | 75.92 |  |  |  | 27.2 | 80.96 |  |  |  |  | 23.9 | 75.02 |  |  |  |  | 21.7 | 71.06
1994-07-21 | 10:00 | 32.2 | 89.96 | WEEKDAY | #N/A | 1987-07-21 | 10:00 | 28.9 | 84.02 |  |  | 1991-07-21 | 10:00 | 33.3 | 91.94 |  |  | 1994-07-21 | 10:00 | 28.3 | 82.94 | [5 empty] | 28.3 | 82.94 |  |  |  | 23 | 73.4 |  |  |  |  | 27.8 | 82.04 |  |  |  |  | 32.2 | 89.96 | [5 empty] | 25.6 | 78.08 |  |  |  | 28.3 | 82.94 |  |  |  |  | 26.7 | 80.06 |  |  |  |  | 23.9 | 75.02
1994-07-21 | 11:00 | 32.8 | 91.04 | WEEKDAY | #N/A | 1987-07-21 | 11:00 | 29.4 | 84.92 |  |  | 1991-07-21 | 11:00 | 33.9 | 93.02 |  |  | 1994-07-21 | 11:00 | 29.4 | 84.92 | [5 empty] | 28.9 | 84.02 |  |  |  | 24 | 75.2 |  |  |  |  | 28.3 | 82.94 |  |  |  |  | 33.3 | 91.94 | [5 empty] | 26.1 | 78.98 |  |  |  | 29.4 | 84.92 |  |  |  |  | 27.8 | 82.04 |  |  |  |  | 25 | 77
1994-07-21 | 12:00 | 33.3 | 91.94 | WEEKDAY | #N/A | 1987-07-21 | 12:00 | 31.1 | 87.98 |  |  | 1991-07-21 | 12:00 | 34.4 | 93.92 |  |  | 1994-07-21 | 12:00 | 28.9 | 84.02 | [5 empty] | 28.9 | 84.02 |  |  |  | 26 | 78.8 |  |  |  |  | 28.9 | 84.02 |  |  |  |  | 34.5 | 94.1 | [5 empty] | 27.2 | 80.96 |  |  |  | 30 | 86 |  |  |  |  | 28.3 | 82.94 |  |  |  |  | 27.2 | 80.96
1994-07-21 | 13:00 | 32.2 | 89.96 | WEEKDAY | #N/A | 1987-07-21 | 13:00 | 31.1 | 87.98 |  |  | 1991-07-21 | 13:00 | 35.6 | 96.08 |  |  | 1994-07-21 | 13:00 | 28.9 | 84.02 | [5 empty] | 28.9 | 84.02 |  |  |  | 26 | 78.8 |  |  |  |  | 30.6 | 87.08 |  |  |  |  | 35.6 | 96.08 | [5 empty] | 27.8 | 82.04 |  |  |  | 30.6 | 87.08 |  |  |  |  | 29.4 | 84.92 |  |  |  |  | 27.8 | 82.04
1994-07-21 | 14:00 | 31.1 | 87.98 | WEEKDAY | #N/A | 1987-07-21 | 14:00 | 32.2 | 89.96 |  |  | 1991-07-21 | 14:00 | 31.7 | 89.06 |  |  | 1994-07-21 | 14:00 | 29.4 | 84.92 | [5 empty] | 29.4 | 84.92 |  |  |  | 27 | 80.6 |  |  |  |  | 31.7 | 89.06 |  |  |  |  | 33 | 91.4 | [5 empty] | 27.8 | 82.04 |  |  |  | 31.7 | 89.06 |  |  |  |  | 30 | 86 |  |  |  |  | 28.3 | 82.94
1994-07-21 | 15:00 | 31.1 | 87.98 | WEEKDAY | #N/A | 1987-07-21 | 15:00 | 32.2 | 89.96 |  |  | 1991-07-21 | 15:00 | 34.4 | 93.92 |  |  | 1994-07-21 | 15:00 | 28.9 | 84.02 | [5 empty] | 29.4 | 84.92 |  |  |  | 27 | 80.6 |  |  |  |  | 30.6 | 87.08 |  |  |  |  | 30.4 | 86.72 | [5 empty] | 28.3 | 82.94 |  |  |  | 30.6 | 87.08 |  |  |  |  | 30 | 86 |  |  |  |  | 27.8 | 82.04
1994-07-21 | 16:00 | 30 | 86 | WEEKDAY | #N/A | 1987-07-21 | 16:00 | 32.8 | 91.04 |  |  | 1991-07-21 | 16:00 | 35.6 | 96.08 |  |  | 1994-07-21 | 16:00 | 28.3 | 82.94 | [5 empty] | 27.8 | 82.04 |  |  |  | 27 | 80.6 |  |  |  |  | 29.4 | 84.92 |  |  |  |  | 27.8 | 82.04 | [5 empty] | 27.8 | 82.04 |  |  |  | 29.4 | 84.92 |  |  |  |  | 29.4 | 84.92 |  |  |  |  | 26.7 | 80.06
1994-07-21 | 17:00 | 31.1 | 87.98 | WEEKDAY | #N/A | 1987-07-21 | 17:00 | 32.2 | 89.96 |  |  | 1991-07-21 | 17:00 | 31.7 | 89.06 |  |  | 1994-07-21 | 17:00 | 28.3 | 82.94 | [5 empty] | 27.2 | 80.96 |  |  |  | 27 | 80.6 |  |  |  |  | 25 | 77 |  |  |  |  | 26.9 | 80.42 | [5 empty] | 27.2 | 80.96 |  |  |  | 28.9 | 84.02 |  |  |  |  | 27.8 | 82.04 |  |  |  |  | 25.6 | 78.08
1994-07-21 | 18:00 | 31.1 | 87.98 | WEEKDAY | #N/A | 1987-07-21 | 18:00 | 31.7 | 89.06 |  |  | 1991-07-21 | 18:00 | 25 | 77 |  |  | 1994-07-21 | 18:00 | 26.7 | 80.06 | [5 empty] | 27.2 | 80.96 |  |  |  | 26 | 78.8 |  |  |  |  | 22.2 | 71.96 |  |  |  |  | 25.9 | 78.62 | [5 empty] | 25.6 | 78.08 |  |  |  | 28.9 | 84.02 |  |  |  |  | 26.7 | 80.06 |  |  |  |  | 23.9 | 75.02
1994-07-21 | 19:00 | 28.9 | 84.02 | WEEKDAY | #N/A | 1987-07-21 | 19:00 | 31.1 | 87.98 |  |  | 1991-07-21 | 19:00 | 24.4 | 75.92 |  |  | 1994-07-21 | 19:00 | 26.1 | 78.98 | [5 empty] | 26.7 | 80.06 |  |  |  | 24 | 75.2 |  |  |  |  | 21.1 | 69.98 |  |  |  |  | 25 | 77 | [5 empty] | 25 | 77 |  |  |  | 27.2 | 80.96 |  |  |  |  | 25.6 | 78.08 |  |  |  |  | 21.7 | 71.06
1994-07-21 | 20:00 | 27.8 | 82.04 | WEEKDAY | #N/A | 1987-07-21 | 20:00 | 29.4 | 84.92 |  |  | 1991-07-21 | 20:00 | 23.9 | 75.02 |  |  | 1994-07-21 | 20:00 | 26.1 | 78.98 | [5 empty] | 25.6 | 78.08 |  |  |  | 22.7 | 72.86 |  |  |  |  | 21.1 | 69.98 |  |  |  |  | 24.6 | 76.28 | [5 empty] | 22.2 | 71.96 |  |  |  | 23.3 | 73.94 |  |  |  |  | 23.9 | 75.02 |  |  |  |  | 20.6 | 69.08
1994-07-21 | 21:00 | 27.2 | 80.96 | WEEKDAY | #N/A | 1987-07-21 | 21:00 | 29.4 | 84.92 |  |  | 1991-07-21 | 21:00 | 23.9 | 75.02 |  |  | 1994-07-21 | 21:00 | 25.6 | 78.08 | [5 empty] | 25.6 | 78.08 |  |  |  | 22 | 71.6 |  |  |  |  | 21.1 | 69.98 |  |  |  |  | 24.3 | 75.74 | [5 empty] | 21.1 | 69.98 |  |  |  | 22.8 | 73.04 |  |  |  |  | 22.8 | 73.04 |  |  |  |  | 20.6 | 69.08
1994-07-21 | 22:00 | 27.2 | 80.96 | WEEKDAY | #N/A | 1987-07-21 | 22:00 | 28.3 | 82.94 |  |  | 1991-07-21 | 22:00 | 23.9 | 75.02 |  |  | 1994-07-21 | 22:00 | 25.6 | 78.08 | [5 empty] | 25.6 | 78.08 |  |  |  | 17 | 62.6 |  |  |  |  | 21.1 | 69.98 |  |  |  |  | 23.9 | 75.02 | [5 empty] | 20.6 | 69.08 |  |  |  | 22.2 | 71.96 |  |  |  |  | 21.7 | 71.06 |  |  |  |  | 20.6 | 69.08
1994-07-21 | 23:00 | 27.8 | 82.04 | WEEKDAY | #N/A | 1987-07-21 | 23:00 | 26.7 | 80.06 |  |  | 1991-07-21 | 23:00 | 22.8 | 73.04 |  |  | 1994-07-21 | 23:00 | 25 | 77 | [5 empty] | 25.6 | 78.08 |  |  |  | 15 | 59 |  |  |  |  | 21.1 | 69.98 |  |  |  |  | 23 | 73.4 | [5 empty] | 18.9 | 66.02 |  |  |  | 22.8 | 73.04 |  |  |  |  | 20.6 | 69.08 |  |  |  |  | 18.3 | 64.94
1994-07-21 | 24:00 | 27.8 | 82.04 | WEEKDAY | #N/A | 1987-07-21 | 24:00 | 25 | 77 |  |  | 1991-07-21 | 24:00 | 24.4 | 75.92 |  |  | 1994-07-21 | 24:00 | 25 | 77 | [5 empty] | 25.6 | 78.08 |  |  |  | 14 | 57.2 |  |  |  |  | 20.6 | 69.08 |  |  |  |  | 22 | 71.6 | [5 empty] | 18.3 | 64.94 |  |  |  | 22.8 | 73.04 |  |  |  |  | 19.4 | 66.92 |  |  |  |  | 19.4 | 66.92
1994-07-22 | 1:00 | 27.2 | 80.96 | WEEKDAY | #N/A | 1987-07-22 | 1:00 | 25.6 | 78.08 |  |  | 1991-07-22 | 1:00 | 23.3 | 73.94 |  |  | 1994-07-22 | 1:00 | 25 | 77 | [5 empty] | 25.6 | 78.08 |  |  |  | 14 | 57.2 |  |  |  |  | 20.6 | 69.08 |  |  |  |  | 21.1 | 69.98 | [5 empty] | 17.8 | 64.04 |  |  |  | 22.2 | 71.96 |  |  |  |  | 20 | 68 |  |  |  |  | 18.3 | 64.94
1994-07-22 | 2:00 | 27.2 | 80.96 | WEEKDAY | #N/A | 1987-07-22 | 2:00 | 24.4 | 75.92 |  |  | 1991-07-22 | 2:00 | 23.3 | 73.94 |  |  | 1994-07-22 | 2:00 | 25 | 77 | [5 empty] | 25.6 | 78.08 |  |  |  | 13 | 55.4 |  |  |  |  | 21.1 | 69.98 |  |  |  |  | 20.2 | 68.36 | [5 empty] | 17.2 | 62.96 |  |  |  | 22.8 | 73.04 |  |  |  |  | 18.9 | 66.02 |  |  |  |  | 17.2 | 62.96
1994-07-22 | 3:00 | 27.2 | 80.96 | WEEKDAY | #N/A | 1987-07-22 | 3:00 | 23.3 | 73.94 |  |  | 1991-07-22 | 3:00 | 23.3 | 73.94 |  |  | 1994-07-22 | 3:00 | 24.4 | 75.92 | [5 empty] | 25.6 | 78.08 |  |  |  | 13 | 55.4 |  |  |  |  | 21.1 | 69.98 |  |  |  |  | 19.2 | 66.56 | [5 empty] | 16.7 | 62.06 |  |  |  | 22.2 | 71.96 |  |  |  |  | 18.3 | 64.94 |  |  |  |  | 16.7 | 62.06
1994-07-22 | 4:00 | 27.2 | 80.96 | WEEKDAY | #N/A | 1987-07-22 | 4:00 | 22.8 | 73.04 |  |  | 1991-07-22 | 4:00 | 22.8 | 73.04 |  |  | 1994-07-22 | 4:00 | 24.4 | 75.92 | [5 empty] | 25.6 | 78.08 |  |  |  | 13 | 55.4 |  |  |  |  | 20.6 | 69.08 |  |  |  |  | 18.3 | 64.94 | [5 empty] | 16.1 | 60.98 |  |  |  | 21.7 | 71.06 |  |  |  |  | 20 | 68 |  |  |  |  | 16.1 | 60.98
1994-07-22 | 5:00 | 26.7 | 80.06 | WEEKDAY | #N/A | 1987-07-22 | 5:00 | 22.2 | 71.96 |  |  | 1991-07-22 | 5:00 | 22.8 | 73.04 |  |  | 1994-07-22 | 5:00 | 24.4 | 75.92 | [5 empty] | 25 | 77 |  |  |  | 12 | 53.6 |  |  |  |  | 20.6 | 69.08 |  |  |  |  | 18.3 | 64.94 | [5 empty] | 16.1 | 60.98 |  |  |  | 21.1 | 69.98 |  |  |  |  | 17.2 | 62.96 |  |  |  |  | 16.1 | 60.98
1994-07-22 | 6:00 | 26.7 | 80.06 | WEEKDAY | #N/A | 1987-07-22 | 6:00 | 22.8 | 73.04 |  |  | 1991-07-22 | 6:00 | 22.8 | 73.04 |  |  | 1994-07-22 | 6:00 | 25 | 77 | [5 empty] | 25.6 | 78.08 |  |  |  | 13 | 55.4 |  |  |  |  | 21.1 | 69.98 |  |  |  |  | 18.3 | 64.94 | [5 empty] | 17.2 | 62.96 |  |  |  | 21.1 | 69.98 |  |  |  |  | 20 | 68 |  |  |  |  | 17.2 | 62.96
1994-07-22 | 7:00 | 27.2 | 80.96 | WEEKDAY | #N/A | 1987-07-22 | 7:00 | 23.3 | 73.94 |  |  | 1991-07-22 | 7:00 | 23.9 | 75.02 |  |  | 1994-07-22 | 7:00 | 26.1 | 78.98 | [5 empty] | 26.1 | 78.98 |  |  |  | 15.3 | 59.54 |  |  |  |  | 21.1 | 69.98 |  |  |  |  | 18.3 | 64.94 | [5 empty] | 18.9 | 66.02 |  |  |  | 21.1 | 69.98 |  |  |  |  | 22.8 | 73.04 |  |  |  |  | 19.4 | 66.92
1994-07-22 | 8:00 | 27.8 | 82.04 | WEEKDAY | #N/A | 1987-07-22 | 8:00 | 24.4 | 75.92 |  |  | 1991-07-22 | 8:00 | 25.6 | 78.08 |  |  | 1994-07-22 | 8:00 | 26.1 | 78.98 | [5 empty] | 26.7 | 80.06 |  |  |  | 17 | 62.6 |  |  |  |  | 22.2 | 71.96 |  |  |  |  | 19.2 | 66.56 | [5 empty] | 21.1 | 69.98 |  |  |  | 21.1 | 69.98 |  |  |  |  | 25.6 | 78.08 |  |  |  |  | 21.1 | 69.98
1994-07-22 | 9:00 | 28.3 | 82.94 | WEEKDAY | #N/A | 1987-07-22 | 9:00 | 26.1 | 78.98 |  |  | 1991-07-22 | 9:00 | 26.7 | 80.06 |  |  | 1994-07-22 | 9:00 | 26.1 | 78.98 | [5 empty] | 27.2 | 80.96 |  |  |  | 18 | 64.4 |  |  |  |  | 24.4 | 75.92 |  |  |  |  | 20.2 | 68.36 | [5 empty] | 22.8 | 73.04 |  |  |  | 20.6 | 69.08 |  |  |  |  | 28.3 | 82.94 |  |  |  |  | 21.7 | 71.06
1994-07-22 | 10:00 | 29.4 | 84.92 | WEEKDAY | #N/A | 1987-07-22 | 10:00 | 27.8 | 82.04 |  |  | 1991-07-22 | 10:00 | 27.8 | 82.04 |  |  | 1994-07-22 | 10:00 | 26.7 | 80.06 | [5 empty] | 27.8 | 82.04 |  |  |  | 19 | 66.2 |  |  |  |  | 25.6 | 78.08 |  |  |  |  | 21.1 | 69.98 | [5 empty] | 24.4 | 75.92 |  |  |  | 21.1 | 69.98 |  |  |  |  | 30.6 | 87.08 |  |  |  |  | 22.8 | 73.04
1994-07-22 | 11:00 | 30 | 86 | WEEKDAY | #N/A | 1987-07-22 | 11:00 | 28.9 | 84.02 |  |  | 1991-07-22 | 11:00 | 28.9 | 84.02 |  |  | 1994-07-22 | 11:00 | 27.2 | 80.96 | [5 empty] | 28.9 | 84.02 |  |  |  | 22 | 71.6 |  |  |  |  | 26.7 | 80.06 |  |  |  |  | 22.4 | 72.32 | [5 empty] | 25 | 77 |  |  |  | 21.7 | 71.06 |  |  |  |  | 31.1 | 87.98 |  |  |  |  | 25.6 | 78.08
1994-07-22 | 12:00 | 31.7 | 89.06 | WEEKDAY | #N/A | 1987-07-22 | 12:00 | 30 | 86 |  |  | 1991-07-22 | 12:00 | 28.9 | 84.02 |  |  | 1994-07-22 | 12:00 | 28.9 | 84.02 | [5 empty] | 28.3 | 82.94 |  |  |  | 24 | 75.2 |  |  |  |  | 27.2 | 80.96 |  |  |  |  | 23.7 | 74.66 | [5 empty] | 25.6 | 78.08 |  |  |  | 21.1 | 69.98 |  |  |  |  | 32.2 | 89.96 |  |  |  |  | 25.6 | 78.08
1994-07-22 | 13:00 | 32.2 | 89.96 | WEEKDAY | #N/A | 1987-07-22 | 13:00 | 30.6 | 87.08 |  |  | 1991-07-22 | 13:00 | 28.9 | 84.02 |  |  | 1994-07-22 | 13:00 | 26.7 | 80.06 | [5 empty] | 28.3 | 82.94 |  |  |  | 25 | 77 |  |  |  |  | 27.8 | 82.04 |  |  |  |  | 25 | 77 | [5 empty] | 26.1 | 78.98 |  |  |  | 20.6 | 69.08 |  |  |  |  | 33.3 | 91.94 |  |  |  |  | 25.6 | 78.08
1994-07-22 | 14:00 | 32.2 | 89.96 | WEEKDAY | #N/A | 1987-07-22 | 14:00 | 31.1 | 87.98 |  |  | 1991-07-22 | 14:00 | 30 | 86 |  |  | 1994-07-22 | 14:00 | 27.8 | 82.04 | [5 empty] | 28.3 | 82.94 |  |  |  | 25.6 | 78.08 |  |  |  |  | 28.9 | 84.02 |  |  |  |  | 24.8 | 76.64 | [5 empty] | 26.7 | 80.06 |  |  |  | 21.1 | 69.98 |  |  |  |  | 33.3 | 91.94 |  |  |  |  | 25.6 | 78.08
1994-07-22 | 15:00 | 31.7 | 89.06 | WEEKDAY | #N/A | 1987-07-22 | 15:00 | 31.1 | 87.98 |  |  | 1991-07-22 | 15:00 | 29.4 | 84.92 |  |  | 1994-07-22 | 15:00 | 26.7 | 80.06 | [5 empty] | 27.8 | 82.04 |  |  |  | 26 | 78.8 |  |  |  |  | 30 | 86 |  |  |  |  | 24.6 | 76.28 | [5 empty] | 25.6 | 78.08 |  |  |  | 20.6 | 69.08 |  |  |  |  | 32.8 | 91.04 |  |  |  |  | 26.1 | 78.98
1994-07-22 | 16:00 | 30.6 | 87.08 | WEEKDAY | #N/A | 1987-07-22 | 16:00 | 30.6 | 87.08 |  |  | 1991-07-22 | 16:00 | 27.8 | 82.04 |  |  | 1994-07-22 | 16:00 | 26.7 | 80.06 | [5 empty] | 27.8 | 82.04 |  |  |  | 25 | 77 |  |  |  |  | 29.4 | 84.92 |  |  |  |  | 24.4 | 75.92 | [5 empty] | 25 | 77 |  |  |  | 21.7 | 71.06 |  |  |  |  | 32.2 | 89.96 |  |  |  |  | 26.7 | 80.06
1994-07-22 | 17:00 | 30.6 | 87.08 | WEEKDAY | #N/A | 1987-07-22 | 17:00 | 30 | 86 |  |  | 1991-07-22 | 17:00 | 26.7 | 80.06 |  |  | 1994-07-22 | 17:00 | 26.7 | 80.06 | [5 empty] | 27.2 | 80.96 |  |  |  | 24.6 | 76.28 |  |  |  |  | 29.4 | 84.92 |  |  |  |  | 22.7 | 72.86 | [5 empty] | 24.4 | 75.92 |  |  |  | 21.7 | 71.06 |  |  |  |  | 32.2 | 89.96 |  |  |  |  | 24.4 | 75.92
1994-07-22 | 18:00 | 30 | 86 | WEEKDAY | #N/A | 1987-07-22 | 18:00 | 29.4 | 84.92 |  |  | 1991-07-22 | 18:00 | 26.1 | 78.98 |  |  | 1994-07-22 | 18:00 | 26.1 | 78.98 | [5 empty] | 26.7 | 80.06 |  |  |  | 24 | 75.2 |  |  |  |  | 28.3 | 82.94 |  |  |  |  | 21.1 | 69.98 | [5 empty] | 23.3 | 73.94 |  |  |  | 21.7 | 71.06 |  |  |  |  | 31.7 | 89.06 |  |  |  |  | 23.3 | 73.94
1994-07-22 | 19:00 | 28.9 | 84.02 | WEEKDAY | #N/A | 1987-07-22 | 19:00 | 28.3 | 82.94 |  |  | 1991-07-22 | 19:00 | 25 | 77 |  |  | 1994-07-22 | 19:00 | 25 | 77 | [5 empty] | 26.1 | 78.98 |  |  |  | 23 | 73.4 |  |  |  |  | 27.2 | 80.96 |  |  |  |  | 19.4 | 66.92 | [5 empty] | 22.2 | 71.96 |  |  |  | 21.7 | 71.06 |  |  |  |  | 30 | 86 |  |  |  |  | 22.2 | 71.96
1994-07-22 | 20:00 | 28.3 | 82.94 | WEEKDAY | #N/A | 1987-07-22 | 20:00 | 27.2 | 80.96 |  |  | 1991-07-22 | 20:00 | 22.8 | 73.04 |  |  | 1994-07-22 | 20:00 | 24.4 | 75.92 | [5 empty] | 25.6 | 78.08 |  |  |  | 19 | 66.2 |  |  |  |  | 26.7 | 80.06 |  |  |  |  | 17.4 | 63.32 | [5 empty] | 21.7 | 71.06 |  |  |  | 20.6 | 69.08 |  |  |  |  | 28.3 | 82.94 |  |  |  |  | 21.7 | 71.06
1994-07-22 | 21:00 | 28.3 | 82.94 | WEEKDAY | #N/A | 1987-07-22 | 21:00 | 26.7 | 80.06 |  |  | 1991-07-22 | 21:00 | 22.2 | 71.96 |  |  | 1994-07-22 | 21:00 | 23.9 | 75.02 | [5 empty] | 25.6 | 78.08 |  |  |  | 18 | 64.4 |  |  |  |  | 26.1 | 78.98 |  |  |  |  | 15.3 | 59.54 | [5 empty] | 21.1 | 69.98 |  |  |  | 20.6 | 69.08 |  |  |  |  | 25 | 77 |  |  |  |  | 21.1 | 69.98
1994-07-22 | 22:00 | 27.8 | 82.04 | WEEKDAY | #N/A | 1987-07-22 | 22:00 | 27.2 | 80.96 |  |  | 1991-07-22 | 22:00 | 22.2 | 71.96 |  |  | 1994-07-22 | 22:00 | 23.9 | 75.02 | [5 empty] | 25 | 77 |  |  |  | 17 | 62.6 |  |  |  |  | 24.4 | 75.92 |  |  |  |  | 13.3 | 55.94 | [5 empty] | 21.1 | 69.98 |  |  |  | 21.1 | 69.98 |  |  |  |  | 24.4 | 75.92 |  |  |  |  | 20.6 | 69.08
1994-07-22 | 23:00 | 27.8 | 82.04 | WEEKDAY | #N/A | 1987-07-22 | 23:00 | 26.7 | 80.06 |  |  | 1991-07-22 | 23:00 | 22.8 | 73.04 |  |  | 1994-07-22 | 23:00 | 23.3 | 73.94 | [5 empty] | 25 | 77 |  |  |  | 16 | 60.8 |  |  |  |  | 24.4 | 75.92 |  |  |  |  | 13.3 | 55.94 | [5 empty] | 20.6 | 69.08 |  |  |  | 20.6 | 69.08 |  |  |  |  | 23.9 | 75.02 |  |  |  |  | 20 | 68
1994-07-22 | 24:00 | 26.7 | 80.06 | WEEKDAY | #N/A | 1987-07-22 | 24:00 | 25 | 77 |  |  | 1991-07-22 | 24:00 | 22.2 | 71.96 |  |  | 1994-07-22 | 24:00 | 25 | 77 | [5 empty] | 25 | 77 |  |  |  | 17 | 62.6 |  |  |  |  | 24.4 | 75.92 |  |  |  |  | 13.3 | 55.94 | [5 empty] | 20.6 | 69.08 |  |  |  | 20 | 68 |  |  |  |  | 21.7 | 71.06 |  |  |  |  | 19.4 | 66.92
1994-07-23 | 1:00 | 25.6 | 78.08 | SATURDAY | #N/A | 1987-07-23 | 1:00 | 23.3 | 73.94 |  |  | 1991-07-23 | 1:00 | 22.2 | 71.96 |  |  | 1994-07-23 | 1:00 | 23.3 | 73.94 | [5 empty] | 24.4 | 75.92 |  |  |  | 18 | 64.4 |  |  |  |  | 24.4 | 75.92 |  |  |  |  | 13.3 | 55.94 | [5 empty] | 20 | 68 |  |  |  | 20 | 68 |  |  |  |  | 21.1 | 69.98 |  |  |  |  | 19.4 | 66.92
1994-07-23 | 2:00 | 25.6 | 78.08 | SATURDAY | #N/A | 1987-07-23 | 2:00 | 22.8 | 73.04 |  |  | 1991-07-23 | 2:00 | 22.2 | 71.96 |  |  | 1994-07-23 | 2:00 | 22.8 | 73.04 | [5 empty] | 23.9 | 75.02 |  |  |  | 18 | 64.4 |  |  |  |  | 23.9 | 75.02 |  |  |  |  | 12.8 | 55.04 | [5 empty] | 20.6 | 69.08 |  |  |  | 20.6 | 69.08 |  |  |  |  | 20.6 | 69.08 |  |  |  |  | 19.4 | 66.92
1994-07-23 | 3:00 | 25.6 | 78.08 | SATURDAY | #N/A | 1987-07-23 | 3:00 | 23.3 | 73.94 |  |  | 1991-07-23 | 3:00 | 22.8 | 73.04 |  |  | 1994-07-23 | 3:00 | 22.8 | 73.04 | [5 empty] | 23.9 | 75.02 |  |  |  | 18 | 64.4 |  |  |  |  | 23.9 | 75.02 |  |  |  |  | 12.2 | 53.96 | [5 empty] | 21.1 | 69.98 |  |  |  | 20 | 68 |  |  |  |  | 19.4 | 66.92 |  |  |  |  | 18.9 | 66.02
1994-07-23 | 4:00 | 25 | 77 | SATURDAY | #N/A | 1987-07-23 | 4:00 | 22.8 | 73.04 |  |  | 1991-07-23 | 4:00 | 22.8 | 73.04 |  |  | 1994-07-23 | 4:00 | 23.3 | 73.94 | [5 empty] | 24.4 | 75.92 |  |  |  | 18 | 64.4 |  |  |  |  | 23.3 | 73.94 |  |  |  |  | 11.7 | 53.06 | [5 empty] | 21.1 | 69.98 |  |  |  | 19.4 | 66.92 |  |  |  |  | 21.1 | 69.98 |  |  |  |  | 18.3 | 64.94
1994-07-23 | 5:00 | 25.6 | 78.08 | SATURDAY | #N/A | 1987-07-23 | 5:00 | 22.8 | 73.04 |  |  | 1991-07-23 | 5:00 | 23.3 | 73.94 |  |  | 1994-07-23 | 5:00 | 22.8 | 73.04 | [5 empty] | 23.9 | 75.02 |  |  |  | 17 | 62.6 |  |  |  |  | 23.3 | 73.94 |  |  |  |  | 13.4 | 56.12 | [5 empty] | 22.2 | 71.96 |  |  |  | 18.9 | 66.02 |  |  |  |  | 20 | 68 |  |  |  |  | 17.2 | 62.96
1994-07-23 | 6:00 | 25.6 | 78.08 | SATURDAY | #N/A | 1987-07-23 | 6:00 | 22.8 | 73.04 |  |  | 1991-07-23 | 6:00 | 23.9 | 75.02 |  |  | 1994-07-23 | 6:00 | 22.8 | 73.04 | [5 empty] | 25 | 77 |  |  |  | 17 | 62.6 |  |  |  |  | 23.3 | 73.94 |  |  |  |  | 15 | 59 | [5 empty] | 22.2 | 71.96 |  |  |  | 17.8 | 64.04 |  |  |  |  | 20.6 | 69.08 |  |  |  |  | 16.7 | 62.06
1994-07-23 | 7:00 | 26.1 | 78.98 | SATURDAY | #N/A | 1987-07-23 | 7:00 | 23.3 | 73.94 |  |  | 1991-07-23 | 7:00 | 25 | 77 |  |  | 1994-07-23 | 7:00 | 23.3 | 73.94 | [5 empty] | 25.6 | 78.08 |  |  |  | 17 | 62.6 |  |  |  |  | 24.4 | 75.92 |  |  |  |  | 16.7 | 62.06 | [5 empty] | 21.1 | 69.98 |  |  |  | 18.9 | 66.02 |  |  |  |  | 22.2 | 71.96 |  |  |  |  | 17.2 | 62.96
1994-07-23 | 8:00 | 26.7 | 80.06 | SATURDAY | #N/A | 1987-07-23 | 8:00 | 23.9 | 75.02 |  |  | 1991-07-23 | 8:00 | 25.6 | 78.08 |  |  | 1994-07-23 | 8:00 | 24.4 | 75.92 | [5 empty] | 25 | 77 |  |  |  | 17 | 62.6 |  |  |  |  | 26.7 | 80.06 |  |  |  |  | 18.7 | 65.66 | [5 empty] | 20.6 | 69.08 |  |  |  | 19.4 | 66.92 |  |  |  |  | 25 | 77 |  |  |  |  | 18.3 | 64.94
1994-07-23 | 9:00 | 26.7 | 80.06 | SATURDAY | #N/A | 1987-07-23 | 9:00 | 25 | 77 |  |  | 1991-07-23 | 9:00 | 28.3 | 82.94 |  |  | 1994-07-23 | 9:00 | 25 | 77 | [5 empty] | 25.6 | 78.08 |  |  |  | 17 | 62.6 |  |  |  |  | 27.8 | 82.04 |  |  |  |  | 20.8 | 69.44 | [5 empty] | 20 | 68 |  |  |  | 20.6 | 69.08 |  |  |  |  | 27.8 | 82.04 |  |  |  |  | 18.3 | 64.94
1994-07-23 | 10:00 | 27.2 | 80.96 | SATURDAY | #N/A | 1987-07-23 | 10:00 | 27.8 | 82.04 |  |  | 1991-07-23 | 10:00 | 31.1 | 87.98 |  |  | 1994-07-23 | 10:00 | 25 | 77 | [5 empty] | 26.7 | 80.06 |  |  |  | 18 | 64.4 |  |  |  |  | 28.3 | 82.94 |  |  |  |  | 22.8 | 73.04 | [5 empty] | 20.6 | 69.08 |  |  |  | 20.6 | 69.08 |  |  |  |  | 30 | 86 |  |  |  |  | 18.9 | 66.02
1994-07-23 | 11:00 | 28.9 | 84.02 | SATURDAY | #N/A | 1987-07-23 | 11:00 | 28.3 | 82.94 |  |  | 1991-07-23 | 11:00 | 32.2 | 89.96 |  |  | 1994-07-23 | 11:00 | 26.7 | 80.06 | [5 empty] | 27.2 | 80.96 |  |  |  | 18 | 64.4 |  |  |  |  | 30 | 86 |  |  |  |  | 23.7 | 74.66 | [5 empty] | 21.1 | 69.98 |  |  |  | 22.2 | 71.96 |  |  |  |  | 32.2 | 89.96 |  |  |  |  | 18.3 | 64.94
1994-07-23 | 12:00 | 30.6 | 87.08 | SATURDAY | #N/A | 1987-07-23 | 12:00 | 28.9 | 84.02 |  |  | 1991-07-23 | 12:00 | 31.7 | 89.06 |  |  | 1994-07-23 | 12:00 | 23.3 | 73.94 | [5 empty] | 27.8 | 82.04 |  |  |  | 18 | 64.4 |  |  |  |  | 30 | 86 |  |  |  |  | 24.7 | 76.46 | [5 empty] | 21.1 | 69.98 |  |  |  | 22.8 | 73.04 |  |  |  |  | 33.3 | 91.94 |  |  |  |  | 18.9 | 66.02
1994-07-23 | 13:00 | 27.2 | 80.96 | SATURDAY | #N/A | 1987-07-23 | 13:00 | 30 | 86 |  |  | 1991-07-23 | 13:00 | 31.7 | 89.06 |  |  | 1994-07-23 | 13:00 | 26.7 | 80.06 | [5 empty] | 25.6 | 78.08 |  |  |  | 19 | 66.2 |  |  |  |  | 31.1 | 87.98 |  |  |  |  | 25.6 | 78.08 | [5 empty] | 21.1 | 69.98 |  |  |  | 23.3 | 73.94 |  |  |  |  | 33.9 | 93.02 |  |  |  |  | 19.4 | 66.92
1994-07-23 | 14:00 | 28.3 | 82.94 | SATURDAY | #N/A | 1987-07-23 | 14:00 | 29.4 | 84.92 |  |  | 1991-07-23 | 14:00 | 33.9 | 93.02 |  |  | 1994-07-23 | 14:00 | 22.8 | 73.04 | [5 empty] | 26.7 | 80.06 |  |  |  | 19 | 66.2 |  |  |  |  | 32.8 | 91.04 |  |  |  |  | 25.8 | 78.44 | [5 empty] | 20 | 68 |  |  |  | 22.2 | 71.96 |  |  |  |  | 35 | 95 |  |  |  |  | 19.4 | 66.92
1994-07-23 | 15:00 | 23.9 | 75.02 | SATURDAY | #N/A | 1987-07-23 | 15:00 | 29.4 | 84.92 |  |  | 1991-07-23 | 15:00 | 31.1 | 87.98 |  |  | 1994-07-23 | 15:00 | 23.9 | 75.02 | [5 empty] | 25.6 | 78.08 |  |  |  | 20 | 68 |  |  |  |  | 29.4 | 84.92 |  |  |  |  | 25.9 | 78.62 | [5 empty] | 20 | 68 |  |  |  | 23.9 | 75.02 |  |  |  |  | 32.2 | 89.96 |  |  |  |  | 19.4 | 66.92
1994-07-23 | 16:00 | 23.9 | 75.02 | SATURDAY | #N/A | 1987-07-23 | 16:00 | 29.4 | 84.92 |  |  | 1991-07-23 | 16:00 | 24.4 | 75.92 |  |  | 1994-07-23 | 16:00 | 23.9 | 75.02 | [5 empty] | 23.3 | 73.94 |  |  |  | 20 | 68 |  |  |  |  | 25 | 77 |  |  |  |  | 26.1 | 78.98 | [5 empty] | 20 | 68 |  |  |  | 22.8 | 73.04 |  |  |  |  | 30 | 86 |  |  |  |  | 20.6 | 69.08
1994-07-23 | 17:00 | 23.9 | 75.02 | SATURDAY | #N/A | 1987-07-23 | 17:00 | 28.3 | 82.94 |  |  | 1991-07-23 | 17:00 | 21.1 | 69.98 |  |  | 1994-07-23 | 17:00 | 22.2 | 71.96 | [5 empty] | 22.2 | 71.96 |  |  |  | 20 | 68 |  |  |  |  | 25 | 77 |  |  |  |  | 25.5 | 77.9 | [5 empty] | 20 | 68 |  |  |  | 21.7 | 71.06 |  |  |  |  | 25 | 77 |  |  |  |  | 20 | 68
1994-07-23 | 18:00 | 24.4 | 75.92 | SATURDAY | #N/A | 1987-07-23 | 18:00 | 27.2 | 80.96 |  |  | 1991-07-23 | 18:00 | 21.1 | 69.98 |  |  | 1994-07-23 | 18:00 | 21.7 | 71.06 | [5 empty] | 22.2 | 71.96 |  |  |  | 21 | 69.8 |  |  |  |  | 25.6 | 78.08 |  |  |  |  | 25 | 77 | [5 empty] | 19.4 | 66.92 |  |  |  | 22.8 | 73.04 |  |  |  |  | 25.6 | 78.08 |  |  |  |  | 20 | 68
1994-07-23 | 19:00 | 25 | 77 | SATURDAY | #N/A | 1987-07-23 | 19:00 | 26.1 | 78.98 |  |  | 1991-07-23 | 19:00 | 22.2 | 71.96 |  |  | 1994-07-23 | 19:00 | 22.2 | 71.96 | [5 empty] | 22.8 | 73.04 |  |  |  | 20 | 68 |  |  |  |  | 25 | 77 |  |  |  |  | 24.4 | 75.92 | [5 empty] | 18.9 | 66.02 |  |  |  | 22.2 | 71.96 |  |  |  |  | 26.1 | 78.98 |  |  |  |  | 19.4 | 66.92
1994-07-23 | 20:00 | 24.4 | 75.92 | SATURDAY | #N/A | 1987-07-23 | 20:00 | 25 | 77 |  |  | 1991-07-23 | 20:00 | 21.7 | 71.06 |  |  | 1994-07-23 | 20:00 | 21.7 | 71.06 | [5 empty] | 23.3 | 73.94 |  |  |  | 18 | 64.4 |  |  |  |  | 23.9 | 75.02 |  |  |  |  | 22.2 | 71.96 | [5 empty] | 18.9 | 66.02 |  |  |  | 21.1 | 69.98 |  |  |  |  | 25 | 77 |  |  |  |  | 18.9 | 66.02
1994-07-23 | 21:00 | 23.9 | 75.02 | SATURDAY | #N/A | 1987-07-23 | 21:00 | 25 | 77 |  |  | 1991-07-23 | 21:00 | 21.7 | 71.06 |  |  | 1994-07-23 | 21:00 | 21.7 | 71.06 | [5 empty] | 23.3 | 73.94 |  |  |  | 17 | 62.6 |  |  |  |  | 22.2 | 71.96 |  |  |  |  | 20 | 68 | [5 empty] | 19.4 | 66.92 |  |  |  | 20.6 | 69.08 |  |  |  |  | 25 | 77 |  |  |  |  | 18.9 | 66.02
1994-07-23 | 22:00 | 24.4 | 75.92 | SATURDAY | #N/A | 1987-07-23 | 22:00 | 25 | 77 |  |  | 1991-07-23 | 22:00 | 22.2 | 71.96 |  |  | 1994-07-23 | 22:00 | 22.8 | 73.04 | [5 empty] | 23.3 | 73.94 |  |  |  | 17 | 62.6 |  |  |  |  | 20.6 | 69.08 |  |  |  |  | 17.8 | 64.04 | [5 empty] | 18.9 | 66.02 |  |  |  | 20 | 68 |  |  |  |  | 23.9 | 75.02 |  |  |  |  | 18.3 | 64.94
1994-07-23 | 23:00 | 25 | 77 | SATURDAY | #N/A | 1987-07-23 | 23:00 | 25 | 77 |  |  | 1991-07-23 | 23:00 | 21.7 | 71.06 |  |  | 1994-07-23 | 23:00 | 21.1 | 69.98 | [5 empty] | 23.3 | 73.94 |  |  |  | 15 | 59 |  |  |  |  | 20 | 68 |  |  |  |  | 16.9 | 62.42 | [5 empty] | 18.9 | 66.02 |  |  |  | 19.4 | 66.92 |  |  |  |  | 23.3 | 73.94 |  |  |  |  | 19.4 | 66.92
1994-07-23 | 24:00 | 24.4 | 75.92 | SATURDAY | #N/A | 1987-07-23 | 24:00 | 25 | 77 |  |  | 1991-07-23 | 24:00 | 21.7 | 71.06 |  |  | 1994-07-23 | 24:00 | 22.2 | 71.96 | [5 empty] | 22.8 | 73.04 |  |  |  | 15 | 59 |  |  |  |  | 19.4 | 66.92 |  |  |  |  | 15.9 | 60.62 | [5 empty] | 19.4 | 66.92 |  |  |  | 18.3 | 64.94 |  |  |  |  | 22.8 | 73.04 |  |  |  |  | 17.8 | 64.04
1994-07-24 | 1:00 | 23.9 | 75.02 | SUNDAY | #N/A | 1987-07-24 | 1:00 | 25 | 77 |  |  | 1991-07-24 | 1:00 | 21.1 | 69.98 |  |  | 1994-07-24 | 1:00 | 22.8 | 73.04 | [5 empty] | 21.7 | 71.06 |  |  |  | 16 | 60.8 |  |  |  |  | 18.3 | 64.94 |  |  |  |  | 15 | 59 | [5 empty] | 19.4 | 66.92 |  |  |  | 17.8 | 64.04 |  |  |  |  | 22.8 | 73.04 |  |  |  |  | 18.3 | 64.94
1994-07-24 | 2:00 | 23.9 | 75.02 | SUNDAY | #N/A | 1987-07-24 | 2:00 | 25 | 77 |  |  | 1991-07-24 | 2:00 | 21.1 | 69.98 |  |  | 1994-07-24 | 2:00 | 22.2 | 71.96 | [5 empty] | 21.7 | 71.06 |  |  |  | 17 | 62.6 |  |  |  |  | 17.8 | 64.04 |  |  |  |  | 14.1 | 57.38 | [5 empty] | 19.4 | 66.92 |  |  |  | 17.2 | 62.96 |  |  |  |  | 22.8 | 73.04 |  |  |  |  | 17.8 | 64.04
1994-07-24 | 3:00 | 23.3 | 73.94 | SUNDAY | #N/A | 1987-07-24 | 3:00 | 25 | 77 |  |  | 1991-07-24 | 3:00 | 21.1 | 69.98 |  |  | 1994-07-24 | 3:00 | 22.2 | 71.96 | [5 empty] | 21.7 | 71.06 |  |  |  | 17 | 62.6 |  |  |  |  | 16.7 | 62.06 |  |  |  |  | 13.1 | 55.58 | [5 empty] | 18.9 | 66.02 |  |  |  | 17.2 | 62.96 |  |  |  |  | 22.2 | 71.96 |  |  |  |  | 17.8 | 64.04
1994-07-24 | 4:00 | 23.3 | 73.94 | SUNDAY | #N/A | 1987-07-24 | 4:00 | 24.4 | 75.92 |  |  | 1991-07-24 | 4:00 | 20.1 | 68.18 |  |  | 1994-07-24 | 4:00 | 21.1 | 69.98 | [5 empty] | 21.7 | 71.06 |  |  |  | 17 | 62.6 |  |  |  |  | 16.1 | 60.98 |  |  |  |  | 12.2 | 53.96 | [5 empty] | 17.2 | 62.96 |  |  |  | 16.1 | 60.98 |  |  |  |  | 22.2 | 71.96 |  |  |  |  | 17.8 | 64.04
1994-07-24 | 5:00 | 22.8 | 73.04 | SUNDAY | #N/A | 1987-07-24 | 5:00 | 24.4 | 75.92 |  |  | 1991-07-24 | 5:00 | 19.2 | 66.56 |  |  | 1994-07-24 | 5:00 | 20.6 | 69.08 | [5 empty] | 21.7 | 71.06 |  |  |  | 17 | 62.6 |  |  |  |  | 15.6 | 60.08 |  |  |  |  | 14.2 | 57.56 | [5 empty] | 17.2 | 62.96 |  |  |  | 16.1 | 60.98 |  |  |  |  | 22.2 | 71.96 |  |  |  |  | 18.3 | 64.94
1994-07-24 | 6:00 | 23.3 | 73.94 | SUNDAY | #N/A | 1987-07-24 | 6:00 | 25 | 77 |  |  | 1991-07-24 | 6:00 | 19.4 | 66.92 |  |  | 1994-07-24 | 6:00 | 21.7 | 71.06 | [5 empty] | 22.2 | 71.96 |  |  |  | 16.3 | 61.34 |  |  |  |  | 16.1 | 60.98 |  |  |  |  | 16.3 | 61.34 | [5 empty] | 18.3 | 64.94 |  |  |  | 16.1 | 60.98 |  |  |  |  | 22.2 | 71.96 |  |  |  |  | 17.8 | 64.04
1994-07-24 | 7:00 | 23.9 | 75.02 | SUNDAY | #N/A | 1987-07-24 | 7:00 | 25.6 | 78.08 |  |  | 1991-07-24 | 7:00 | 20 | 68 |  |  | 1994-07-24 | 7:00 | 22.2 | 71.96 | [5 empty] | 22.8 | 73.04 |  |  |  | 16.9 | 62.42 |  |  |  |  | 16.7 | 62.06 |  |  |  |  | 18.3 | 64.94 | [5 empty] | 20 | 68 |  |  |  | 17.8 | 64.04 |  |  |  |  | 23.9 | 75.02 |  |  |  |  | 18.3 | 64.94
1994-07-24 | 8:00 | 25 | 77 | SUNDAY | #N/A | 1987-07-24 | 8:00 | 27.2 | 80.96 |  |  | 1991-07-24 | 8:00 | 21.1 | 69.98 |  |  | 1994-07-24 | 8:00 | 21.7 | 71.06 | [5 empty] | 23.9 | 75.02 |  |  |  | 17 | 62.6 |  |  |  |  | 17.2 | 62.96 |  |  |  |  | 20.7 | 69.26 | [5 empty] | 20.6 | 69.08 |  |  |  | 19.4 | 66.92 |  |  |  |  | 26.7 | 80.06 |  |  |  |  | 20.6 | 69.08
1994-07-24 | 9:00 | 26.7 | 80.06 | SUNDAY | #N/A | 1987-07-24 | 9:00 | 28.9 | 84.02 |  |  | 1991-07-24 | 9:00 | 22.2 | 71.96 |  |  | 1994-07-24 | 9:00 | 23.9 | 75.02 | [5 empty] | 25 | 77 |  |  |  | 18 | 64.4 |  |  |  |  | 18.9 | 66.02 |  |  |  |  | 23.2 | 73.76 | [5 empty] | 21.7 | 71.06 |  |  |  | 21.7 | 71.06 |  |  |  |  | 28.3 | 82.94 |  |  |  |  | 21.1 | 69.98
1994-07-24 | 10:00 | 27.2 | 80.96 | SUNDAY | #N/A | 1987-07-24 | 10:00 | 30.6 | 87.08 |  |  | 1991-07-24 | 10:00 | 23.3 | 73.94 |  |  | 1994-07-24 | 10:00 | 26.1 | 78.98 | [5 empty] | 26.7 | 80.06 |  |  |  | 20 | 68 |  |  |  |  | 20 | 68 |  |  |  |  | 25.6 | 78.08 | [5 empty] | 22.2 | 71.96 |  |  |  | 23.9 | 75.02 |  |  |  |  | 30 | 86 |  |  |  |  | 22.8 | 73.04
1994-07-24 | 11:00 | 28.3 | 82.94 | SUNDAY | #N/A | 1987-07-24 | 11:00 | 32.2 | 89.96 |  |  | 1991-07-24 | 11:00 | 25.6 | 78.08 |  |  | 1994-07-24 | 11:00 | 27.8 | 82.04 | [5 empty] | 27.2 | 80.96 |  |  |  | 22 | 71.6 |  |  |  |  | 21.1 | 69.98 |  |  |  |  | 26.9 | 80.42 | [5 empty] | 23.9 | 75.02 |  |  |  | 25.6 | 78.08 |  |  |  |  | 31.7 | 89.06 |  |  |  |  | 25 | 77
1994-07-24 | 12:00 | 28.9 | 84.02 | SUNDAY | #N/A | 1987-07-24 | 12:00 | 33.3 | 91.94 |  |  | 1991-07-24 | 12:00 | 26.1 | 78.98 |  |  | 1994-07-24 | 12:00 | 27.8 | 82.04 | [5 empty] | 28.9 | 84.02 |  |  |  | 23 | 73.4 |  |  |  |  | 22.2 | 71.96 |  |  |  |  | 28.1 | 82.58 | [5 empty] | 25 | 77 |  |  |  | 26.1 | 78.98 |  |  |  |  | 32.2 | 89.96 |  |  |  |  | 25.6 | 78.08
1994-07-24 | 13:00 | 28.9 | 84.02 | SUNDAY | #N/A | 1987-07-24 | 13:00 | 33.3 | 91.94 |  |  | 1991-07-24 | 13:00 | 27.8 | 82.04 |  |  | 1994-07-24 | 13:00 | 28.9 | 84.02 | [5 empty] | 27.8 | 82.04 |  |  |  | 24 | 75.2 |  |  |  |  | 23.3 | 73.94 |  |  |  |  | 29.4 | 84.92 | [5 empty] | 26.1 | 78.98 |  |  |  | 25.6 | 78.08 |  |  |  |  | 33.9 | 93.02 |  |  |  |  | 26.7 | 80.06
1994-07-24 | 14:00 | 31.7 | 89.06 | SUNDAY | #N/A | 1987-07-24 | 14:00 | 33.9 | 93.02 |  |  | 1991-07-24 | 14:00 | 28.3 | 82.94 |  |  | 1994-07-24 | 14:00 | 28.9 | 84.02 | [5 empty] | 27.8 | 82.04 |  |  |  | 24 | 75.2 |  |  |  |  | 23.9 | 75.02 |  |  |  |  | 29.4 | 84.92 | [5 empty] | 26.7 | 80.06 |  |  |  | 26.1 | 78.98 |  |  |  |  | 32.8 | 91.04 |  |  |  |  | 27.2 | 80.96
1994-07-24 | 15:00 | 31.7 | 89.06 | SUNDAY | #N/A | 1987-07-24 | 15:00 | 32.8 | 91.04 |  |  | 1991-07-24 | 15:00 | 28.9 | 84.02 |  |  | 1994-07-24 | 15:00 | 27.8 | 82.04 | [5 empty] | 28.3 | 82.94 |  |  |  | 26 | 78.8 |  |  |  |  | 23.9 | 75.02 |  |  |  |  | 29.4 | 84.92 | [5 empty] | 27.2 | 80.96 |  |  |  | 25.6 | 78.08 |  |  |  |  | 29.4 | 84.92 |  |  |  |  | 27.8 | 82.04
1994-07-24 | 16:00 | 30.6 | 87.08 | SUNDAY | #N/A | 1987-07-24 | 16:00 | 33.3 | 91.94 |  |  | 1991-07-24 | 16:00 | 30 | 86 |  |  | 1994-07-24 | 16:00 | 26.1 | 78.98 | [5 empty] | 26.7 | 80.06 |  |  |  | 26 | 78.8 |  |  |  |  | 23.3 | 73.94 |  |  |  |  | 29.4 | 84.92 | [5 empty] | 26.7 | 80.06 |  |  |  | 26.7 | 80.06 |  |  |  |  | 32.2 | 89.96 |  |  |  |  | 28.3 | 82.94
1994-07-24 | 17:00 | 29.4 | 84.92 | SUNDAY | #N/A | 1987-07-24 | 17:00 | 32.2 | 89.96 |  |  | 1991-07-24 | 17:00 | 28.9 | 84.02 |  |  | 1994-07-24 | 17:00 | 25.6 | 78.08 | [5 empty] | 26.7 | 80.06 |  |  |  | 26 | 78.8 |  |  |  |  | 23.3 | 73.94 |  |  |  |  | 27.6 | 81.68 | [5 empty] | 26.7 | 80.06 |  |  |  | 26.1 | 78.98 |  |  |  |  | 33.3 | 91.94 |  |  |  |  | 27.8 | 82.04
1994-07-24 | 18:00 | 26.7 | 80.06 | SUNDAY | #N/A | 1987-07-24 | 18:00 | 31.1 | 87.98 |  |  | 1991-07-24 | 18:00 | 28.9 | 84.02 |  |  | 1994-07-24 | 18:00 | 24.4 | 75.92 | [5 empty] | 26.7 | 80.06 |  |  |  | 24 | 75.2 |  |  |  |  | 22.8 | 73.04 |  |  |  |  | 25.7 | 78.26 | [5 empty] | 25.6 | 78.08 |  |  |  | 25 | 77 |  |  |  |  | 31.7 | 89.06 |  |  |  |  | 24.4 | 75.92
1994-07-24 | 19:00 | 26.7 | 80.06 | SUNDAY | #N/A | 1987-07-24 | 19:00 | 31.1 | 87.98 |  |  | 1991-07-24 | 19:00 | 27.2 | 80.96 |  |  | 1994-07-24 | 19:00 | 23.9 | 75.02 | [5 empty] | 23.9 | 75.02 |  |  |  | 24 | 75.2 |  |  |  |  | 21.1 | 69.98 |  |  |  |  | 23.9 | 75.02 | [5 empty] | 23.3 | 73.94 |  |  |  | 24.4 | 75.92 |  |  |  |  | 28.3 | 82.94 |  |  |  |  | 25 | 77
1994-07-24 | 20:00 | 26.1 | 78.98 | SUNDAY | #N/A | 1987-07-24 | 20:00 | 31.1 | 87.98 |  |  | 1991-07-24 | 20:00 | 23.3 | 73.94 |  |  | 1994-07-24 | 20:00 | 23.3 | 73.94 | [5 empty] | 23.9 | 75.02 |  |  |  | 22 | 71.6 |  |  |  |  | 18.9 | 66.02 |  |  |  |  | 23.9 | 75.02 | [5 empty] | 20.6 | 69.08 |  |  |  | 22.2 | 71.96 |  |  |  |  | 27.2 | 80.96 |  |  |  |  | 21.7 | 71.06
1994-07-24 | 21:00 | 26.1 | 78.98 | SUNDAY | #N/A | 1987-07-24 | 21:00 | 30 | 86 |  |  | 1991-07-24 | 21:00 | 20.6 | 69.08 |  |  | 1994-07-24 | 21:00 | 22.8 | 73.04 | [5 empty] | 23.3 | 73.94 |  |  |  | 21 | 69.8 |  |  |  |  | 18.3 | 64.94 |  |  |  |  | 23.9 | 75.02 | [5 empty] | 18.9 | 66.02 |  |  |  | 21.1 | 69.98 |  |  |  |  | 26.1 | 78.98 |  |  |  |  | 19.4 | 66.92
1994-07-24 | 22:00 | 26.1 | 78.98 | SUNDAY | #N/A | 1987-07-24 | 22:00 | 27.8 | 82.04 |  |  | 1991-07-24 | 22:00 | 19.4 | 66.92 |  |  | 1994-07-24 | 22:00 | 23.9 | 75.02 | [5 empty] | 23.3 | 73.94 |  |  |  | 21 | 69.8 |  |  |  |  | 18.3 | 64.94 |  |  |  |  | 23.9 | 75.02 | [5 empty] | 17.2 | 62.96 |  |  |  | 20.6 | 69.08 |  |  |  |  | 25 | 77 |  |  |  |  | 18.3 | 64.94
1994-07-24 | 23:00 | 26.7 | 80.06 | SUNDAY | #N/A | 1987-07-24 | 23:00 | 27.8 | 82.04 |  |  | 1991-07-24 | 23:00 | 18.9 | 66.02 |  |  | 1994-07-24 | 23:00 | 23.9 | 75.02 | [5 empty] | 23.3 | 73.94 |  |  |  | 20 | 68 |  |  |  |  | 17.8 | 64.04 |  |  |  |  | 23.5 | 74.3 | [5 empty] | 16.7 | 62.06 |  |  |  | 18.9 | 66.02 |  |  |  |  | 25 | 77 |  |  |  |  | 18.3 | 64.94
1994-07-24 | 24:00 | 26.1 | 78.98 | SUNDAY | #N/A | 1987-07-24 | 24:00 | 27.2 | 80.96 |  |  | 1991-07-24 | 24:00 | 17.8 | 64.04 |  |  | 1994-07-24 | 24:00 | 23.3 | 73.94 | [5 empty] | 23.3 | 73.94 |  |  |  | 19 | 66.2 |  |  |  |  | 17.2 | 62.96 |  |  |  |  | 23.2 | 73.76 | [5 empty] | 16.1 | 60.98 |  |  |  | 18.3 | 64.94 |  |  |  |  | 24.4 | 75.92 |  |  |  |  | 16.7 | 62.06
1994-07-25 | 1:00 | 26.1 | 78.98 | WEEKDAY | #N/A | 1987-07-25 | 1:00 | 27.2 | 80.96 |  |  | 1991-07-25 | 1:00 | 17.8 | 64.04 |  |  | 1994-07-25 | 1:00 | 23.3 | 73.94 | [5 empty] | 22.8 | 73.04 |  |  |  | 20 | 68 |  |  |  |  | 16.7 | 62.06 |  |  |  |  | 22.8 | 73.04 | [5 empty] | 15.6 | 60.08 |  |  |  | 17.2 | 62.96 |  |  |  |  | 25 | 77 |  |  |  |  | 16.1 | 60.98
1994-07-25 | 2:00 | 26.1 | 78.98 | WEEKDAY | #N/A | 1987-07-25 | 2:00 | 26.7 | 80.06 |  |  | 1991-07-25 | 2:00 | 17.8 | 64.04 |  |  | 1994-07-25 | 2:00 | 23.9 | 75.02 | [5 empty] | 22.2 | 71.96 |  |  |  | 20 | 68 |  |  |  |  | 15.6 | 60.08 |  |  |  |  | 22.4 | 72.32 | [5 empty] | 15 | 59 |  |  |  | 16.1 | 60.98 |  |  |  |  | 24.4 | 75.92 |  |  |  |  | 15 | 59
1994-07-25 | 3:00 | 25 | 77 | WEEKDAY | #N/A | 1987-07-25 | 3:00 | 26.7 | 80.06 |  |  | 1991-07-25 | 3:00 | 17.8 | 64.04 |  |  | 1994-07-25 | 3:00 | 23.9 | 75.02 | [5 empty] | 22.2 | 71.96 |  |  |  | 20 | 68 |  |  |  |  | 15.6 | 60.08 |  |  |  |  | 22.1 | 71.78 | [5 empty] | 15 | 59 |  |  |  | 15.6 | 60.08 |  |  |  |  | 24.4 | 75.92 |  |  |  |  | 15 | 59
1994-07-25 | 4:00 | 25 | 77 | WEEKDAY | #N/A | 1987-07-25 | 4:00 | 26.1 | 78.98 |  |  | 1991-07-25 | 4:00 | 18.3 | 64.94 |  |  | 1994-07-25 | 4:00 | 23.3 | 73.94 | [5 empty] | 22.2 | 71.96 |  |  |  | 20 | 68 |  |  |  |  | 15 | 59 |  |  |  |  | 21.7 | 71.06 | [5 empty] | 15 | 59 |  |  |  | 15 | 59 |  |  |  |  | 24.4 | 75.92 |  |  |  |  | 14.4 | 57.92
1994-07-25 | 5:00 | 25 | 77 | WEEKDAY | #N/A | 1987-07-25 | 5:00 | 26.1 | 78.98 |  |  | 1991-07-25 | 5:00 | 17.8 | 64.04 |  |  | 1994-07-25 | 5:00 | 23.9 | 75.02 | [5 empty] | 22.2 | 71.96 |  |  |  | 20 | 68 |  |  |  |  | 14.4 | 57.92 |  |  |  |  | 20.6 | 69.08 | [5 empty] | 14.4 | 57.92 |  |  |  | 15 | 59 |  |  |  |  | 24.4 | 75.92 |  |  |  |  | 13.9 | 57.02
1994-07-25 | 6:00 | 25.6 | 78.08 | WEEKDAY | #N/A | 1987-07-25 | 6:00 | 26.7 | 80.06 |  |  | 1991-07-25 | 6:00 | 18.9 | 66.02 |  |  | 1994-07-25 | 6:00 | 23.9 | 75.02 | [5 empty] | 22.8 | 73.04 |  |  |  | 21 | 69.8 |  |  |  |  | 15.6 | 60.08 |  |  |  |  | 19.4 | 66.92 | [5 empty] | 16.1 | 60.98 |  |  |  | 16.1 | 60.98 |  |  |  |  | 25.6 | 78.08 |  |  |  |  | 15.6 | 60.08
1994-07-25 | 7:00 | 26.7 | 80.06 | WEEKDAY | #N/A | 1987-07-25 | 7:00 | 27.2 | 80.96 |  |  | 1991-07-25 | 7:00 | 18.9 | 66.02 |  |  | 1994-07-25 | 7:00 | 25 | 77 | [5 empty] | 24.4 | 75.92 |  |  |  | 21 | 69.8 |  |  |  |  | 16.7 | 62.06 |  |  |  |  | 18.3 | 64.94 | [5 empty] | 18.9 | 66.02 |  |  |  | 16.7 | 62.06 |  |  |  |  | 26.1 | 78.98 |  |  |  |  | 18.3 | 64.94
1994-07-25 | 8:00 | 28.3 | 82.94 | WEEKDAY | #N/A | 1987-07-25 | 8:00 | 28.3 | 82.94 |  |  | 1991-07-25 | 8:00 | 18.3 | 64.94 |  |  | 1994-07-25 | 8:00 | 27.2 | 80.96 | [5 empty] | 25.6 | 78.08 |  |  |  | 21 | 69.8 |  |  |  |  | 19.4 | 66.92 |  |  |  |  | 18.5 | 65.3 | [5 empty] | 21.7 | 71.06 |  |  |  | 20.6 | 69.08 |  |  |  |  | 25.6 | 78.08 |  |  |  |  | 21.1 | 69.98
1994-07-25 | 9:00 | 29.4 | 84.92 | WEEKDAY | #N/A | 1987-07-25 | 9:00 | 30 | 86 |  |  | 1991-07-25 | 9:00 | 18.3 | 64.94 |  |  | 1994-07-25 | 9:00 | 28.3 | 82.94 | [5 empty] | 27.8 | 82.04 |  |  |  | 22 | 71.6 |  |  |  |  | 21.1 | 69.98 |  |  |  |  | 18.7 | 65.66 | [5 empty] | 23.3 | 73.94 |  |  |  | 22.2 | 71.96 |  |  |  |  | 25 | 77 |  |  |  |  | 22.8 | 73.04
1994-07-25 | 10:00 | 31.1 | 87.98 | WEEKDAY | #N/A | 1987-07-25 | 10:00 | 31.7 | 89.06 |  |  | 1991-07-25 | 10:00 | 18.9 | 66.02 |  |  | 1994-07-25 | 10:00 | 29.4 | 84.92 | [5 empty] | 29.4 | 84.92 |  |  |  | 22 | 71.6 |  |  |  |  | 21.1 | 69.98 |  |  |  |  | 18.9 | 66.02 | [5 empty] | 25 | 77 |  |  |  | 23.9 | 75.02 |  |  |  |  | 26.1 | 78.98 |  |  |  |  | 23.9 | 75.02
1994-07-25 | 11:00 | 32.2 | 89.96 | WEEKDAY | #N/A | 1987-07-25 | 11:00 | 32.8 | 91.04 |  |  | 1991-07-25 | 11:00 | 19.4 | 66.92 |  |  | 1994-07-25 | 11:00 | 30.6 | 87.08 | [5 empty] | 30 | 86 |  |  |  | 22 | 71.6 |  |  |  |  | 20.6 | 69.08 |  |  |  |  | 19.6 | 67.28 | [5 empty] | 26.1 | 78.98 |  |  |  | 25 | 77 |  |  |  |  | 27.2 | 80.96 |  |  |  |  | 24.4 | 75.92
1994-07-25 | 12:00 | 32.8 | 91.04 | WEEKDAY | #N/A | 1987-07-25 | 12:00 | 32.8 | 91.04 |  |  | 1991-07-25 | 12:00 | 20 | 68 |  |  | 1994-07-25 | 12:00 | 30.6 | 87.08 | [5 empty] | 30 | 86 |  |  |  | 24 | 75.2 |  |  |  |  | 21.1 | 69.98 |  |  |  |  | 20.4 | 68.72 | [5 empty] | 26.7 | 80.06 |  |  |  | 26.7 | 80.06 |  |  |  |  | 28.9 | 84.02 |  |  |  |  | 26.1 | 78.98
1994-07-25 | 13:00 | 32.2 | 89.96 | WEEKDAY | #N/A | 1987-07-25 | 13:00 | 32.2 | 89.96 |  |  | 1991-07-25 | 13:00 | 20.6 | 69.08 |  |  | 1994-07-25 | 13:00 | 28.9 | 84.02 | [5 empty] | 29.4 | 84.92 |  |  |  | 26 | 78.8 |  |  |  |  | 21.1 | 69.98 |  |  |  |  | 21.1 | 69.98 | [5 empty] | 27.8 | 82.04 |  |  |  | 26.7 | 80.06 |  |  |  |  | 31.7 | 89.06 |  |  |  |  | 30 | 86
1994-07-25 | 14:00 | 32.2 | 89.96 | WEEKDAY | #N/A | 1987-07-25 | 14:00 | 33.3 | 91.94 |  |  | 1991-07-25 | 14:00 | 21.2 | 70.16 |  |  | 1994-07-25 | 14:00 | 27.8 | 82.04 | [5 empty] | 28.9 | 84.02 |  |  |  | 24 | 75.2 |  |  |  |  | 21.1 | 69.98 |  |  |  |  | 21.5 | 70.7 | [5 empty] | 27.8 | 82.04 |  |  |  | 27.2 | 80.96 |  |  |  |  | 33.9 | 93.02 |  |  |  |  | 27.8 | 82.04
1994-07-25 | 15:00 | 28.9 | 84.02 | WEEKDAY | #N/A | 1987-07-25 | 15:00 | 33.9 | 93.02 |  |  | 1991-07-25 | 15:00 | 21.7 | 71.06 |  |  | 1994-07-25 | 15:00 | 24.4 | 75.92 | [5 empty] | 27.2 | 80.96 |  |  |  | 27 | 80.6 |  |  |  |  | 18.3 | 64.94 |  |  |  |  | 21.8 | 71.24 | [5 empty] | 26.7 | 80.06 |  |  |  | 27.8 | 82.04 |  |  |  |  | 34.4 | 93.92 |  |  |  |  | 28.9 | 84.02
1994-07-25 | 16:00 | 31.1 | 87.98 | WEEKDAY | #N/A | 1987-07-25 | 16:00 | 33.3 | 91.94 |  |  | 1991-07-25 | 16:00 | 22.2 | 71.96 |  |  | 1994-07-25 | 16:00 | 27.2 | 80.96 | [5 empty] | 25.6 | 78.08 |  |  |  | 26.2 | 79.16 |  |  |  |  | 20 | 68 |  |  |  |  | 22.2 | 71.96 | [5 empty] | 27.2 | 80.96 |  |  |  | 27.8 | 82.04 |  |  |  |  | 32.2 | 89.96 |  |  |  |  | 28.9 | 84.02
1994-07-25 | 17:00 | 28.9 | 84.02 | WEEKDAY | #N/A | 1987-07-25 | 17:00 | 31.7 | 89.06 |  |  | 1991-07-25 | 17:00 | 22.8 | 73.04 |  |  | 1994-07-25 | 17:00 | 25 | 77 | [5 empty] | 27.8 | 82.04 |  |  |  | 25 | 77 |  |  |  |  | 22.2 | 71.96 |  |  |  |  | 22.4 | 72.32 | [5 empty] | 26.7 | 80.06 |  |  |  | 26.7 | 80.06 |  |  |  |  | 31.1 | 87.98 |  |  |  |  | 28.3 | 82.94
1994-07-25 | 18:00 | 26.7 | 80.06 | WEEKDAY | #N/A | 1987-07-25 | 18:00 | 31.7 | 89.06 |  |  | 1991-07-25 | 18:00 | 23.3 | 73.94 |  |  | 1994-07-25 | 18:00 | 23.9 | 75.02 | [5 empty] | 25.6 | 78.08 |  |  |  | 24 | 75.2 |  |  |  |  | 21.1 | 69.98 |  |  |  |  | 22.6 | 72.68 | [5 empty] | 25.6 | 78.08 |  |  |  | 26.7 | 80.06 |  |  |  |  | 31.7 | 89.06 |  |  |  |  | 27.8 | 82.04
1994-07-25 | 19:00 | 26.1 | 78.98 | WEEKDAY | #N/A | 1987-07-25 | 19:00 | 28.9 | 84.02 |  |  | 1991-07-25 | 19:00 | 22.2 | 71.96 |  |  | 1994-07-25 | 19:00 | 23.9 | 75.02 | [5 empty] | 25 | 77 |  |  |  | 22 | 71.6 |  |  |  |  | 20 | 68 |  |  |  |  | 22.8 | 73.04 | [5 empty] | 23.3 | 73.94 |  |  |  | 25.6 | 78.08 |  |  |  |  | 30.6 | 87.08 |  |  |  |  | 23.9 | 75.02
1994-07-25 | 20:00 | 26.1 | 78.98 | WEEKDAY | #N/A | 1987-07-25 | 20:00 | 29.4 | 84.92 |  |  | 1991-07-25 | 20:00 | 22.2 | 71.96 |  |  | 1994-07-25 | 20:00 | 22.8 | 73.04 | [5 empty] | 24.4 | 75.92 |  |  |  | 21 | 69.8 |  |  |  |  | 18.3 | 64.94 |  |  |  |  | 22.1 | 71.78 | [5 empty] | 21.7 | 71.06 |  |  |  | 23.3 | 73.94 |  |  |  |  | 30 | 86 |  |  |  |  | 20.6 | 69.08
1994-07-25 | 21:00 | 25 | 77 | WEEKDAY | #N/A | 1987-07-25 | 21:00 | 30.6 | 87.08 |  |  | 1991-07-25 | 21:00 | 21.1 | 69.98 |  |  | 1994-07-25 | 21:00 | 22.8 | 73.04 | [5 empty] | 23.9 | 75.02 |  |  |  | 21 | 69.8 |  |  |  |  | 17.8 | 64.04 |  |  |  |  | 21.3 | 70.34 | [5 empty] | 18.9 | 66.02 |  |  |  | 22.2 | 71.96 |  |  |  |  | 29.4 | 84.92 |  |  |  |  | 18.9 | 66.02
1994-07-25 | 22:00 | 25 | 77 | WEEKDAY | #N/A | 1987-07-25 | 22:00 | 30 | 86 |  |  | 1991-07-25 | 22:00 | 21.1 | 69.98 |  |  | 1994-07-25 | 22:00 | 22.2 | 71.96 | [5 empty] | 23.3 | 73.94 |  |  |  | 21 | 69.8 |  |  |  |  | 16.7 | 62.06 |  |  |  |  | 20.6 | 69.08 | [5 empty] | 18.3 | 64.94 |  |  |  | 22.8 | 73.04 |  |  |  |  | 28.9 | 84.02 |  |  |  |  | 17.8 | 64.04
1994-07-25 | 23:00 | 25 | 77 | WEEKDAY | #N/A | 1987-07-25 | 23:00 | 29.4 | 84.92 |  |  | 1991-07-25 | 23:00 | 20.6 | 69.08 |  |  | 1994-07-25 | 23:00 | 22.8 | 73.04 | [5 empty] | 23.3 | 73.94 |  |  |  | 20 | 68 |  |  |  |  | 16.7 | 62.06 |  |  |  |  | 18.9 | 66.02 | [5 empty] | 16.7 | 62.06 |  |  |  | 21.7 | 71.06 |  |  |  |  | 27.8 | 82.04 |  |  |  |  | 16.7 | 62.06
1994-07-25 | 24:00 | 24.4 | 75.92 | WEEKDAY | #N/A | 1987-07-25 | 24:00 | 29.4 | 84.92 |  |  | 1991-07-25 | 24:00 | 20 | 68 |  |  | 1994-07-25 | 24:00 | 22.2 | 71.96 | [5 empty] | 22.8 | 73.04 |  |  |  | 19.5 | 67.1 |  |  |  |  | 16.7 | 62.06 |  |  |  |  | 17.3 | 63.14 | [5 empty] | 16.1 | 60.98 |  |  |  | 21.7 | 71.06 |  |  |  |  | 27.2 | 80.96 |  |  |  |  | 16.7 | 62.06
1994-07-26 | 1:00 | 23.9 | 75.02 | WEEKDAY | #N/A | 1987-07-26 | 1:00 | 28.3 | 82.94 |  |  | 1991-07-26 | 1:00 | 20 | 68 |  |  | 1994-07-26 | 1:00 | 22.2 | 71.96 | [5 empty] | 21.7 | 71.06 |  |  |  | 19 | 66.2 |  |  |  |  | 16.7 | 62.06 |  |  |  |  | 15.6 | 60.08 | [5 empty] | 15.6 | 60.08 |  |  |  | 21.7 | 71.06 |  |  |  |  | 27.2 | 80.96 |  |  |  |  | 16.7 | 62.06
1994-07-26 | 2:00 | 23.9 | 75.02 | WEEKDAY | #N/A | 1987-07-26 | 2:00 | 24.4 | 75.92 |  |  | 1991-07-26 | 2:00 | 20.6 | 69.08 |  |  | 1994-07-26 | 2:00 | 21.7 | 71.06 | [5 empty] | 21.7 | 71.06 |  |  |  | 19 | 66.2 |  |  |  |  | 15.6 | 60.08 |  |  |  |  | 14.8 | 58.64 | [5 empty] | 15.6 | 60.08 |  |  |  | 21.7 | 71.06 |  |  |  |  | 26.7 | 80.06 |  |  |  |  | 16.1 | 60.98
1994-07-26 | 3:00 | 23.3 | 73.94 | WEEKDAY | #N/A | 1987-07-26 | 3:00 | 24.4 | 75.92 |  |  | 1991-07-26 | 3:00 | 20.6 | 69.08 |  |  | 1994-07-26 | 3:00 | 21.7 | 71.06 | [5 empty] | 21.1 | 69.98 |  |  |  | 19 | 66.2 |  |  |  |  | 15.6 | 60.08 |  |  |  |  | 14.1 | 57.38 | [5 empty] | 15.6 | 60.08 |  |  |  | 20.6 | 69.08 |  |  |  |  | 23.9 | 75.02 |  |  |  |  | 14.4 | 57.92
1994-07-26 | 4:00 | 23.3 | 73.94 | WEEKDAY | #N/A | 1987-07-26 | 4:00 | 23.9 | 75.02 |  |  | 1991-07-26 | 4:00 | 20.6 | 69.08 |  |  | 1994-07-26 | 4:00 | 21.7 | 71.06 | [5 empty] | 21.1 | 69.98 |  |  |  | 19 | 66.2 |  |  |  |  | 14.4 | 57.92 |  |  |  |  | 13.3 | 55.94 | [5 empty] | 15 | 59 |  |  |  | 20.6 | 69.08 |  |  |  |  | 22.8 | 73.04 |  |  |  |  | 13.9 | 57.02
1994-07-26 | 5:00 | 23.3 | 73.94 | WEEKDAY | #N/A | 1987-07-26 | 5:00 | 23.9 | 75.02 |  |  | 1991-07-26 | 5:00 | 20.6 | 69.08 |  |  | 1994-07-26 | 5:00 | 21.7 | 71.06 | [5 empty] | 20 | 68 |  |  |  | 19 | 66.2 |  |  |  |  | 13.9 | 57.02 |  |  |  |  | 14.6 | 58.28 | [5 empty] | 14.4 | 57.92 |  |  |  | 20 | 68 |  |  |  |  | 22.2 | 71.96 |  |  |  |  | 13.3 | 55.94
1994-07-26 | 6:00 | 23.9 | 75.02 | WEEKDAY | #N/A | 1987-07-26 | 6:00 | 24.4 | 75.92 |  |  | 1991-07-26 | 6:00 | 21.7 | 71.06 |  |  | 1994-07-26 | 6:00 | 22.2 | 71.96 | [5 empty] | 22.8 | 73.04 |  |  |  | 19 | 66.2 |  |  |  |  | 15 | 59 |  |  |  |  | 15.9 | 60.62 | [5 empty] | 15.6 | 60.08 |  |  |  | 20.6 | 69.08 |  |  |  |  | 22.2 | 71.96 |  |  |  |  | 16.1 | 60.98
1994-07-26 | 7:00 | 24.4 | 75.92 | WEEKDAY | #N/A | 1987-07-26 | 7:00 | 25.6 | 78.08 |  |  | 1991-07-26 | 7:00 | 21.1 | 69.98 |  |  | 1994-07-26 | 7:00 | 23.3 | 73.94 | [5 empty] | 23.3 | 73.94 |  |  |  | 20 | 68 |  |  |  |  | 16.1 | 60.98 |  |  |  |  | 17.2 | 62.96 | [5 empty] | 17.8 | 64.04 |  |  |  | 20.6 | 69.08 |  |  |  |  | 22.2 | 71.96 |  |  |  |  | 18.9 | 66.02
1994-07-26 | 8:00 | 25.6 | 78.08 | WEEKDAY | #N/A | 1987-07-26 | 8:00 | 27.2 | 80.96 |  |  | 1991-07-26 | 8:00 | 22.8 | 73.04 |  |  | 1994-07-26 | 8:00 | 23.9 | 75.02 | [5 empty] | 25 | 77 |  |  |  | 20 | 68 |  |  |  |  | 18.3 | 64.94 |  |  |  |  | 18.3 | 64.94 | [5 empty] | 21.1 | 69.98 |  |  |  | 22.2 | 71.96 |  |  |  |  | 22.8 | 73.04 |  |  |  |  | 21.7 | 71.06
1994-07-26 | 9:00 | 26.7 | 80.06 | WEEKDAY | #N/A | 1987-07-26 | 9:00 | 28.3 | 82.94 |  |  | 1991-07-26 | 9:00 | 23.9 | 75.02 |  |  | 1994-07-26 | 9:00 | 24.4 | 75.92 | [5 empty] | 26.1 | 78.98 |  |  |  | 20 | 68 |  |  |  |  | 20 | 68 |  |  |  |  | 19.5 | 67.1 | [5 empty] | 23.9 | 75.02 |  |  |  | 23.3 | 73.94 |  |  |  |  | 23.9 | 75.02 |  |  |  |  | 23.9 | 75.02
1994-07-26 | 10:00 | 27.2 | 80.96 | WEEKDAY | #N/A | 1987-07-26 | 10:00 | 27.8 | 82.04 |  |  | 1991-07-26 | 10:00 | 23.9 | 75.02 |  |  | 1994-07-26 | 10:00 | 25 | 77 | [5 empty] | 26.1 | 78.98 |  |  |  | 20 | 68 |  |  |  |  | 21.7 | 71.06 |  |  |  |  | 20.6 | 69.08 | [5 empty] | 25.6 | 78.08 |  |  |  | 25 | 77 |  |  |  |  | 24.4 | 75.92 |  |  |  |  | 26.1 | 78.98
1994-07-26 | 11:00 | 27.8 | 82.04 | WEEKDAY | #N/A | 1987-07-26 | 11:00 | 26.1 | 78.98 |  |  | 1991-07-26 | 11:00 | 23.3 | 73.94 |  |  | 1994-07-26 | 11:00 | 25.6 | 78.08 | [5 empty] | 27.8 | 82.04 |  |  |  | 21 | 69.8 |  |  |  |  | 23.3 | 73.94 |  |  |  |  | 21.3 | 70.34 | [5 empty] | 27.8 | 82.04 |  |  |  | 26.1 | 78.98 |  |  |  |  | 25.6 | 78.08 |  |  |  |  | 28.3 | 82.94
1994-07-26 | 12:00 | 28.9 | 84.02 | WEEKDAY | #N/A | 1987-07-26 | 12:00 | 21.7 | 71.06 |  |  | 1991-07-26 | 12:00 | 25.6 | 78.08 |  |  | 1994-07-26 | 12:00 | 26.1 | 78.98 | [5 empty] | 28.3 | 82.94 |  |  |  | 23 | 73.4 |  |  |  |  | 25 | 77 |  |  |  |  | 22.1 | 71.78 | [5 empty] | 28.3 | 82.94 |  |  |  | 26.7 | 80.06 |  |  |  |  | 25.6 | 78.08 |  |  |  |  | 29.4 | 84.92
1994-07-26 | 13:00 | 30.6 | 87.08 | WEEKDAY | #N/A | 1987-07-26 | 13:00 | 22.8 | 73.04 |  |  | 1991-07-26 | 13:00 | 23.9 | 75.02 |  |  | 1994-07-26 | 13:00 | 27.8 | 82.04 | [5 empty] | 27.2 | 80.96 |  |  |  | 25 | 77 |  |  |  |  | 25 | 77 |  |  |  |  | 22.8 | 73.04 | [5 empty] | 28.3 | 82.94 |  |  |  | 26.1 | 78.98 |  |  |  |  | 26.7 | 80.06 |  |  |  |  | 30 | 86
1994-07-26 | 14:00 | 30 | 86 | WEEKDAY | #N/A | 1987-07-26 | 14:00 | 26.1 | 78.98 |  |  | 1991-07-26 | 14:00 | 23.9 | 75.02 |  |  | 1994-07-26 | 14:00 | 26.1 | 78.98 | [5 empty] | 28.3 | 82.94 |  |  |  | 26 | 78.8 |  |  |  |  | 25.6 | 78.08 |  |  |  |  | 22.8 | 73.04 | [5 empty] | 30 | 86 |  |  |  | 26.7 | 80.06 |  |  |  |  | 26.1 | 78.98 |  |  |  |  | 30.6 | 87.08
1994-07-26 | 15:00 | 29.4 | 84.92 | WEEKDAY | #N/A | 1987-07-26 | 15:00 | 25.6 | 78.08 |  |  | 1991-07-26 | 15:00 | 22.2 | 71.96 |  |  | 1994-07-26 | 15:00 | 25 | 77 | [5 empty] | 27.8 | 82.04 |  |  |  | 26 | 78.8 |  |  |  |  | 26.1 | 78.98 |  |  |  |  | 22.8 | 73.04 | [5 empty] | 29.4 | 84.92 |  |  |  | 27.2 | 80.96 |  |  |  |  | 24.4 | 75.92 |  |  |  |  | 30.6 | 87.08
1994-07-26 | 16:00 | 26.7 | 80.06 | WEEKDAY | #N/A | 1987-07-26 | 16:00 | 25.6 | 78.08 |  |  | 1991-07-26 | 16:00 | 22.2 | 71.96 |  |  | 1994-07-26 | 16:00 | 24.4 | 75.92 | [5 empty] | 25.6 | 78.08 |  |  |  | 26 | 78.8 |  |  |  |  | 25 | 77 |  |  |  |  | 22.8 | 73.04 | [5 empty] | 27.8 | 82.04 |  |  |  | 26.1 | 78.98 |  |  |  |  | 22.2 | 71.96 |  |  |  |  | 30.6 | 87.08
1994-07-26 | 17:00 | 25 | 77 | WEEKDAY | #N/A | 1987-07-26 | 17:00 | 26.7 | 80.06 |  |  | 1991-07-26 | 17:00 | 22.8 | 73.04 |  |  | 1994-07-26 | 17:00 | 23.3 | 73.94 | [5 empty] | 25 | 77 |  |  |  | 27 | 80.6 |  |  |  |  | 25 | 77 |  |  |  |  | 21.5 | 70.7 | [5 empty] | 28.9 | 84.02 |  |  |  | 24.4 | 75.92 |  |  |  |  | 21.7 | 71.06 |  |  |  |  | 30.6 | 87.08
1994-07-26 | 18:00 | 23.9 | 75.02 | WEEKDAY | #N/A | 1987-07-26 | 18:00 | 27.2 | 80.96 |  |  | 1991-07-26 | 18:00 | 21.7 | 71.06 |  |  | 1994-07-26 | 18:00 | 22.2 | 71.96 | [5 empty] | 25 | 77 |  |  |  | 24 | 75.2 |  |  |  |  | 24.4 | 75.92 |  |  |  |  | 20.2 | 68.36 | [5 empty] | 27.8 | 82.04 |  |  |  | 23.3 | 73.94 |  |  |  |  | 21.1 | 69.98 |  |  |  |  | 29.4 | 84.92
1994-07-26 | 19:00 | 23.9 | 75.02 | WEEKDAY | #N/A | 1987-07-26 | 19:00 | 26.1 | 78.98 |  |  | 1991-07-26 | 19:00 | 20 | 68 |  |  | 1994-07-26 | 19:00 | 22.2 | 71.96 | [5 empty] | 23.9 | 75.02 |  |  |  | 22.2 | 71.96 |  |  |  |  | 23.3 | 73.94 |  |  |  |  | 18.9 | 66.02 | [5 empty] | 26.1 | 78.98 |  |  |  | 22.2 | 71.96 |  |  |  |  | 21.1 | 69.98 |  |  |  |  | 25.6 | 78.08
1994-07-26 | 20:00 | 23.9 | 75.02 | WEEKDAY | #N/A | 1987-07-26 | 20:00 | 25.6 | 78.08 |  |  | 1991-07-26 | 20:00 | 19.4 | 66.92 |  |  | 1994-07-26 | 20:00 | 22.2 | 71.96 | [5 empty] | 23.3 | 73.94 |  |  |  | 19.8 | 67.64 |  |  |  |  | 22.2 | 71.96 |  |  |  |  | 17.4 | 63.32 | [5 empty] | 23.3 | 73.94 |  |  |  | 21.7 | 71.06 |  |  |  |  | 20 | 68 |  |  |  |  | 21.7 | 71.06
1994-07-26 | 21:00 | 23.9 | 75.02 | WEEKDAY | #N/A | 1987-07-26 | 21:00 | 25 | 77 |  |  | 1991-07-26 | 21:00 | 19.4 | 66.92 |  |  | 1994-07-26 | 21:00 | 22.8 | 73.04 | [5 empty] | 23.3 | 73.94 |  |  |  | 18 | 64.4 |  |  |  |  | 21.7 | 71.06 |  |  |  |  | 15.9 | 60.62 | [5 empty] | 22.2 | 71.96 |  |  |  | 21.1 | 69.98 |  |  |  |  | 20 | 68 |  |  |  |  | 19.4 | 66.92
1994-07-26 | 22:00 | 23.3 | 73.94 | WEEKDAY | #N/A | 1987-07-26 | 22:00 | 25 | 77 |  |  | 1991-07-26 | 22:00 | 19.4 | 66.92 |  |  | 1994-07-26 | 22:00 | 22.2 | 71.96 | [5 empty] | 23.3 | 73.94 |  |  |  | 18 | 64.4 |  |  |  |  | 21.1 | 69.98 |  |  |  |  | 14.4 | 57.92 | [5 empty] | 21.1 | 69.98 |  |  |  | 21.1 | 69.98 |  |  |  |  | 19.4 | 66.92 |  |  |  |  | 18.9 | 66.02
1994-07-26 | 23:00 | 23.3 | 73.94 | WEEKDAY | #N/A | 1987-07-26 | 23:00 | 24.4 | 75.92 |  |  | 1991-07-26 | 23:00 | 19.4 | 66.92 |  |  | 1994-07-26 | 23:00 | 22.2 | 71.96 | [5 empty] | 23.3 | 73.94 |  |  |  | 18 | 64.4 |  |  |  |  | 21.1 | 69.98 |  |  |  |  | 13.9 | 57.02 | [5 empty] | 20.6 | 69.08 |  |  |  | 20.6 | 69.08 |  |  |  |  | 19.4 | 66.92 |  |  |  |  | 17.8 | 64.04
1994-07-26 | 24:00 | 23.9 | 75.02 | WEEKDAY | #N/A | 1987-07-26 | 24:00 | 24.4 | 75.92 |  |  | 1991-07-26 | 24:00 | 18.9 | 66.02 |  |  | 1994-07-26 | 24:00 | 22.2 | 71.96 | [5 empty] | 23.3 | 73.94 |  |  |  | 18 | 64.4 |  |  |  |  | 20.6 | 69.08 |  |  |  |  | 13.3 | 55.94 | [5 empty] | 20 | 68 |  |  |  | 20.6 | 69.08 |  |  |  |  | 18.9 | 66.02 |  |  |  |  | 17.2 | 62.96
1994-07-27 | 1:00 | 23.3 | 73.94 | WEEKDAY | #N/A | 1987-07-27 | 1:00 | 23.9 | 75.02 |  |  | 1991-07-27 | 1:00 | 18.9 | 66.02 |  |  | 1994-07-27 | 1:00 | 22.2 | 71.96 | [5 empty] | 22.8 | 73.04 |  |  |  | 18 | 64.4 |  |  |  |  | 20 | 68 |  |  |  |  | 12.8 | 55.04 | [5 empty] | 19.4 | 66.92 |  |  |  | 19.4 | 66.92 |  |  |  |  | 18.9 | 66.02 |  |  |  |  | 16.7 | 62.06
1994-07-27 | 2:00 | 23.3 | 73.94 | WEEKDAY | #N/A | 1987-07-27 | 2:00 | 23.3 | 73.94 |  |  | 1991-07-27 | 2:00 | 18.3 | 64.94 |  |  | 1994-07-27 | 2:00 | 22.2 | 71.96 | [5 empty] | 22.8 | 73.04 |  |  |  | 18 | 64.4 |  |  |  |  | 20 | 68 |  |  |  |  | 11.7 | 53.06 | [5 empty] | 18.3 | 64.94 |  |  |  | 20.6 | 69.08 |  |  |  |  | 18.3 | 64.94 |  |  |  |  | 16.1 | 60.98
1994-07-27 | 3:00 | 23.3 | 73.94 | WEEKDAY | #N/A | 1987-07-27 | 3:00 | 23.3 | 73.94 |  |  | 1991-07-27 | 3:00 | 18.3 | 64.94 |  |  | 1994-07-27 | 3:00 | 22.2 | 71.96 | [5 empty] | 22.2 | 71.96 |  |  |  | 18 | 64.4 |  |  |  |  | 20 | 68 |  |  |  |  | 10.5 | 50.9 | [5 empty] | 17.8 | 64.04 |  |  |  | 20.6 | 69.08 |  |  |  |  | 18.3 | 64.94 |  |  |  |  | 15 | 59
1994-07-27 | 4:00 | 23.3 | 73.94 | WEEKDAY | #N/A | 1987-07-27 | 4:00 | 21.7 | 71.06 |  |  | 1991-07-27 | 4:00 | 17.8 | 64.04 |  |  | 1994-07-27 | 4:00 | 21.7 | 71.06 | [5 empty] | 22.2 | 71.96 |  |  |  | 18 | 64.4 |  |  |  |  | 20.6 | 69.08 |  |  |  |  | 9.4 | 48.92 | [5 empty] | 17.2 | 62.96 |  |  |  | 20 | 68 |  |  |  |  | 18.3 | 64.94 |  |  |  |  | 15.6 | 60.08
1994-07-27 | 5:00 | 23.3 | 73.94 | WEEKDAY | #N/A | 1987-07-27 | 5:00 | 21.1 | 69.98 |  |  | 1991-07-27 | 5:00 | 17.8 | 64.04 |  |  | 1994-07-27 | 5:00 | 22.2 | 71.96 | [5 empty] | 21.7 | 71.06 |  |  |  | 18 | 64.4 |  |  |  |  | 21.1 | 69.98 |  |  |  |  | 11.1 | 51.98 | [5 empty] | 16.7 | 62.06 |  |  |  | 20 | 68 |  |  |  |  | 18.3 | 64.94 |  |  |  |  | 15 | 59
1994-07-27 | 6:00 | 23.3 | 73.94 | WEEKDAY | #N/A | 1987-07-27 | 6:00 | 21.7 | 71.06 |  |  | 1991-07-27 | 6:00 | 17.2 | 62.96 |  |  | 1994-07-27 | 6:00 | 22.8 | 73.04 | [5 empty] | 21.7 | 71.06 |  |  |  | 19 | 66.2 |  |  |  |  | 21.1 | 69.98 |  |  |  |  | 12.7 | 54.86 | [5 empty] | 17.8 | 64.04 |  |  |  | 20.6 | 69.08 |  |  |  |  | 18.3 | 64.94 |  |  |  |  | 16.7 | 62.06
1994-07-27 | 7:00 | 24.4 | 75.92 | WEEKDAY | #N/A | 1987-07-27 | 7:00 | 22.8 | 73.04 |  |  | 1991-07-27 | 7:00 | 17.2 | 62.96 |  |  | 1994-07-27 | 7:00 | 23.3 | 73.94 | [5 empty] | 22.8 | 73.04 |  |  |  | 19 | 66.2 |  |  |  |  | 21.1 | 69.98 |  |  |  |  | 14.4 | 57.92 | [5 empty] | 20.6 | 69.08 |  |  |  | 21.1 | 69.98 |  |  |  |  | 18.3 | 64.94 |  |  |  |  | 19.4 | 66.92
1994-07-27 | 8:00 | 25.6 | 78.08 | WEEKDAY | #N/A | 1987-07-27 | 8:00 | 23.9 | 75.02 |  |  | 1991-07-27 | 8:00 | 17.2 | 62.96 |  |  | 1994-07-27 | 8:00 | 24.4 | 75.92 | [5 empty] | 24.4 | 75.92 |  |  |  | 19 | 66.2 |  |  |  |  | 22.2 | 71.96 |  |  |  |  | 16.3 | 61.34 | [5 empty] | 23.9 | 75.02 |  |  |  | 22.2 | 71.96 |  |  |  |  | 19.4 | 66.92 |  |  |  |  | 23.3 | 73.94
1994-07-27 | 9:00 | 26.1 | 78.98 | WEEKDAY | #N/A | 1987-07-27 | 9:00 | 25 | 77 |  |  | 1991-07-27 | 9:00 | 18.9 | 66.02 |  |  | 1994-07-27 | 9:00 | 25.6 | 78.08 | [5 empty] | 24.4 | 75.92 |  |  |  | 20.1 | 68.18 |  |  |  |  | 23.9 | 75.02 |  |  |  |  | 18.1 | 64.58 | [5 empty] | 25.6 | 78.08 |  |  |  | 23.9 | 75.02 |  |  |  |  | 20.6 | 69.08 |  |  |  |  | 26.1 | 78.98
1994-07-27 | 10:00 | 26.1 | 78.98 | WEEKDAY | #N/A | 1987-07-27 | 10:00 | 26.1 | 78.98 |  |  | 1991-07-27 | 10:00 | 18.9 | 66.02 |  |  | 1994-07-27 | 10:00 | 26.1 | 78.98 | [5 empty] | 26.1 | 78.98 |  |  |  | 21.1 | 69.98 |  |  |  |  | 25.6 | 78.08 |  |  |  |  | 20 | 68 | [5 empty] | 27.2 | 80.96 |  |  |  | 25 | 77 |  |  |  |  | 22.8 | 73.04 |  |  |  |  | 27.2 | 80.96
1994-07-27 | 11:00 | 27.2 | 80.96 | WEEKDAY | #N/A | 1987-07-27 | 11:00 | 27.2 | 80.96 |  |  | 1991-07-27 | 11:00 | 21.1 | 69.98 |  |  | 1994-07-27 | 11:00 | 28.3 | 82.94 | [5 empty] | 27.2 | 80.96 |  |  |  | 21.2 | 70.16 |  |  |  |  | 25.6 | 78.08 |  |  |  |  | 20.6 | 69.08 | [5 empty] | 28.9 | 84.02 |  |  |  | 27.8 | 82.04 |  |  |  |  | 22.8 | 73.04 |  |  |  |  | 28.3 | 82.94
1994-07-27 | 12:00 | 28.3 | 82.94 | WEEKDAY | #N/A | 1987-07-27 | 12:00 | 26.7 | 80.06 |  |  | 1991-07-27 | 12:00 | 22.8 | 73.04 |  |  | 1994-07-27 | 12:00 | 29.4 | 84.92 | [5 empty] | 28.3 | 82.94 |  |  |  | 22.3 | 72.14 |  |  |  |  | 27.2 | 80.96 |  |  |  |  | 21.1 | 69.98 | [5 empty] | 28.9 | 84.02 |  |  |  | 28.9 | 84.02 |  |  |  |  | 22.8 | 73.04 |  |  |  |  | 29.4 | 84.92
1994-07-27 | 13:00 | 28.3 | 82.94 | WEEKDAY | #N/A | 1987-07-27 | 13:00 | 27.2 | 80.96 |  |  | 1991-07-27 | 13:00 | 23.3 | 73.94 |  |  | 1994-07-27 | 13:00 | 30 | 86 | [5 empty] | 28.9 | 84.02 |  |  |  | 22.3 | 72.14 |  |  |  |  | 28.3 | 82.94 |  |  |  |  | 21.7 | 71.06 | [5 empty] | 30 | 86 |  |  |  | 29.4 | 84.92 |  |  |  |  | 24.4 | 75.92 |  |  |  |  | 30 | 86
1994-07-27 | 14:00 | 28.9 | 84.02 | WEEKDAY | #N/A | 1987-07-27 | 14:00 | 27.8 | 82.04 |  |  | 1991-07-27 | 14:00 | 24.4 | 75.92 |  |  | 1994-07-27 | 14:00 | 27.8 | 82.04 | [5 empty] | 29.4 | 84.92 |  |  |  | 22.4 | 72.32 |  |  |  |  | 28.9 | 84.02 |  |  |  |  | 22.2 | 71.96 | [5 empty] | 30.6 | 87.08 |  |  |  | 29.4 | 84.92 |  |  |  |  | 25 | 77 |  |  |  |  | 30 | 86
1994-07-27 | 15:00 | 29.4 | 84.92 | WEEKDAY | #N/A | 1987-07-27 | 15:00 | 28.3 | 82.94 |  |  | 1991-07-27 | 15:00 | 23.9 | 75.02 |  |  | 1994-07-27 | 15:00 | 27.8 | 82.04 | [5 empty] | 30.6 | 87.08 |  |  |  | 22.5 | 72.5 |  |  |  |  | 27.8 | 82.04 |  |  |  |  | 22.8 | 73.04 | [5 empty] | 31.1 | 87.98 |  |  |  | 29.4 | 84.92 |  |  |  |  | 25.6 | 78.08 |  |  |  |  | 30.6 | 87.08
1994-07-27 | 16:00 | 28.9 | 84.02 | WEEKDAY | #N/A | 1987-07-27 | 16:00 | 28.3 | 82.94 |  |  | 1991-07-27 | 16:00 | 24.4 | 75.92 |  |  | 1994-07-27 | 16:00 | 26.7 | 80.06 | [5 empty] | 28.3 | 82.94 |  |  |  | 22.5 | 72.5 |  |  |  |  | 28.9 | 84.02 |  |  |  |  | 23.3 | 73.94 | [5 empty] | 30.6 | 87.08 |  |  |  | 29.4 | 84.92 |  |  |  |  | 25 | 77 |  |  |  |  | 30.6 | 87.08
1994-07-27 | 17:00 | 28.3 | 82.94 | WEEKDAY | #N/A | 1987-07-27 | 17:00 | 28.3 | 82.94 |  |  | 1991-07-27 | 17:00 | 23.9 | 75.02 |  |  | 1994-07-27 | 17:00 | 25 | 77 | [5 empty] | 26.1 | 78.98 |  |  |  | 22.6 | 72.68 |  |  |  |  | 28.3 | 82.94 |  |  |  |  | 22.6 | 72.68 | [5 empty] | 29.4 | 84.92 |  |  |  | 28.9 | 84.02 |  |  |  |  | 25 | 77 |  |  |  |  | 29.4 | 84.92
1994-07-27 | 18:00 | 26.1 | 78.98 | WEEKDAY | #N/A | 1987-07-27 | 18:00 | 27.2 | 80.96 |  |  | 1991-07-27 | 18:00 | 23.9 | 75.02 |  |  | 1994-07-27 | 18:00 | 24.4 | 75.92 | [5 empty] | 25 | 77 |  |  |  | 20.7 | 69.26 |  |  |  |  | 27.2 | 80.96 |  |  |  |  | 21.8 | 71.24 | [5 empty] | 28.9 | 84.02 |  |  |  | 26.1 | 78.98 |  |  |  |  | 24.4 | 75.92 |  |  |  |  | 28.3 | 82.94
1994-07-27 | 19:00 | 25.6 | 78.08 | WEEKDAY | #N/A | 1987-07-27 | 19:00 | 25.6 | 78.08 |  |  | 1991-07-27 | 19:00 | 21.2 | 70.16 |  |  | 1994-07-27 | 19:00 | 24.4 | 75.92 | [5 empty] | 24.4 | 75.92 |  |  |  | 19.7 | 67.46 |  |  |  |  | 26.1 | 78.98 |  |  |  |  | 21.1 | 69.98 | [5 empty] | 27.2 | 80.96 |  |  |  | 23.9 | 75.02 |  |  |  |  | 23.3 | 73.94 |  |  |  |  | 26.1 | 78.98
1994-07-27 | 20:00 | 25 | 77 | WEEKDAY | #N/A | 1987-07-27 | 20:00 | 23.9 | 75.02 |  |  | 1991-07-27 | 20:00 | 18.3 | 64.94 |  |  | 1994-07-27 | 20:00 | 23.9 | 75.02 | [5 empty] | 23.9 | 75.02 |  |  |  | 18.8 | 65.84 |  |  |  |  | 21.1 | 69.98 |  |  |  |  | 18.3 | 64.94 | [5 empty] | 25 | 77 |  |  |  | 22.2 | 71.96 |  |  |  |  | 21.1 | 69.98 |  |  |  |  | 21.7 | 71.06
1994-07-27 | 21:00 | 25 | 77 | WEEKDAY | #N/A | 1987-07-27 | 21:00 | 23.9 | 75.02 |  |  | 1991-07-27 | 21:00 | 17.1 | 62.78 |  |  | 1994-07-27 | 21:00 | 23.9 | 75.02 | [5 empty] | 23.9 | 75.02 |  |  |  | 17.9 | 64.22 |  |  |  |  | 18.3 | 64.94 |  |  |  |  | 15.6 | 60.08 | [5 empty] | 23.3 | 73.94 |  |  |  | 20 | 68 |  |  |  |  | 20.6 | 69.08 |  |  |  |  | 20 | 68
1994-07-27 | 22:00 | 23.9 | 75.02 | WEEKDAY | #N/A | 1987-07-27 | 22:00 | 23.3 | 73.94 |  |  | 1991-07-27 | 22:00 | 16.1 | 60.98 |  |  | 1994-07-27 | 22:00 | 21.7 | 71.06 | [5 empty] | 23.3 | 73.94 |  |  |  | 17.9 | 64.22 |  |  |  |  | 18.3 | 64.94 |  |  |  |  | 12.8 | 55.04 | [5 empty] | 21.7 | 71.06 |  |  |  | 19.4 | 66.92 |  |  |  |  | 18.9 | 66.02 |  |  |  |  | 18.9 | 66.02
1994-07-27 | 23:00 | 22.2 | 71.96 | WEEKDAY | #N/A | 1987-07-27 | 23:00 | 23.3 | 73.94 |  |  | 1991-07-27 | 23:00 | 15.6 | 60.08 |  |  | 1994-07-27 | 23:00 | 22.8 | 73.04 | [5 empty] | 23.3 | 73.94 |  |  |  | 18 | 64.4 |  |  |  |  | 18.3 | 64.94 |  |  |  |  | 11.9 | 53.42 | [5 empty] | 21.1 | 69.98 |  |  |  | 19.4 | 66.92 |  |  |  |  | 18.3 | 64.94 |  |  |  |  | 18.3 | 64.94
1994-07-27 | 24:00 | 23.9 | 75.02 | WEEKDAY | #N/A | 1987-07-27 | 24:00 | 22.8 | 73.04 |  |  | 1991-07-27 | 24:00 | 15 | 59 |  |  | 1994-07-27 | 24:00 | 23.9 | 75.02 | [5 empty] | 23.9 | 75.02 |  |  |  | 18 | 64.4 |  |  |  |  | 18.3 | 64.94 |  |  |  |  | 10.9 | 51.62 | [5 empty] | 20.6 | 69.08 |  |  |  | 19.4 | 66.92 |  |  |  |  | 17.2 | 62.96 |  |  |  |  | 17.8 | 64.04
1994-07-28 | 1:00 | 25 | 77 | WEEKDAY | #N/A | 1987-07-28 | 1:00 | 22.8 | 73.04 |  |  | 1991-07-28 | 1:00 | 15 | 59 |  |  | 1994-07-28 | 1:00 | 24.4 | 75.92 | [5 empty] | 24.4 | 75.92 |  |  |  | 17 | 62.6 |  |  |  |  | 17.8 | 64.04 |  |  |  |  | 10 | 50 | [5 empty] | 20 | 68 |  |  |  | 19.4 | 66.92 |  |  |  |  | 18.3 | 64.94 |  |  |  |  | 17.2 | 62.96
1994-07-28 | 2:00 | 24.4 | 75.92 | WEEKDAY | #N/A | 1987-07-28 | 2:00 | 22.2 | 71.96 |  |  | 1991-07-28 | 2:00 | 16.1 | 60.98 |  |  | 1994-07-28 | 2:00 | 23.9 | 75.02 | [5 empty] | 24.4 | 75.92 |  |  |  | 17 | 62.6 |  |  |  |  | 17.8 | 64.04 |  |  |  |  | 9.3 | 48.74 | [5 empty] | 18.9 | 66.02 |  |  |  | 19.4 | 66.92 |  |  |  |  | 17.8 | 64.04 |  |  |  |  | 16.7 | 62.06
1994-07-28 | 3:00 | 23.9 | 75.02 | WEEKDAY | #N/A | 1987-07-28 | 3:00 | 21.7 | 71.06 |  |  | 1991-07-28 | 3:00 | 15.6 | 60.08 |  |  | 1994-07-28 | 3:00 | 22.8 | 73.04 | [5 empty] | 24.4 | 75.92 |  |  |  | 17 | 62.6 |  |  |  |  | 17.8 | 64.04 |  |  |  |  | 8.5 | 47.3 | [5 empty] | 18.3 | 64.94 |  |  |  | 19.4 | 66.92 |  |  |  |  | 17.8 | 64.04 |  |  |  |  | 16.7 | 62.06
1994-07-28 | 4:00 | 23.9 | 75.02 | WEEKDAY | #N/A | 1987-07-28 | 4:00 | 21.7 | 71.06 |  |  | 1991-07-28 | 4:00 | 15.6 | 60.08 |  |  | 1994-07-28 | 4:00 | 22.8 | 73.04 | [5 empty] | 24.4 | 75.92 |  |  |  | 15 | 59 |  |  |  |  | 17.8 | 64.04 |  |  |  |  | 7.8 | 46.04 | [5 empty] | 17.8 | 64.04 |  |  |  | 19.4 | 66.92 |  |  |  |  | 17.8 | 64.04 |  |  |  |  | 16.1 | 60.98
1994-07-28 | 5:00 | 23.9 | 75.02 | WEEKDAY | #N/A | 1987-07-28 | 5:00 | 21.1 | 69.98 |  |  | 1991-07-28 | 5:00 | 16.1 | 60.98 |  |  | 1994-07-28 | 5:00 | 22.2 | 71.96 | [5 empty] | 23.9 | 75.02 |  |  |  | 14 | 57.2 |  |  |  |  | 17.8 | 64.04 |  |  |  |  | 10 | 50 | [5 empty] | 17.8 | 64.04 |  |  |  | 20 | 68 |  |  |  |  | 17.2 | 62.96 |  |  |  |  | 15 | 59
1994-07-28 | 6:00 | 23.9 | 75.02 | WEEKDAY | #N/A | 1987-07-28 | 6:00 | 22.2 | 71.96 |  |  | 1991-07-28 | 6:00 | 16.1 | 60.98 |  |  | 1994-07-28 | 6:00 | 22.8 | 73.04 | [5 empty] | 23.9 | 75.02 |  |  |  | 15 | 59 |  |  |  |  | 17.2 | 62.96 |  |  |  |  | 12.2 | 53.96 | [5 empty] | 18.9 | 66.02 |  |  |  | 20.6 | 69.08 |  |  |  |  | 18.3 | 64.94 |  |  |  |  | 17.8 | 64.04
1994-07-28 | 7:00 | 24.4 | 75.92 | WEEKDAY | #N/A | 1987-07-28 | 7:00 | 23.3 | 73.94 |  |  | 1991-07-28 | 7:00 | 18.3 | 64.94 |  |  | 1994-07-28 | 7:00 | 23.9 | 75.02 | [5 empty] | 25 | 77 |  |  |  | 15.8 | 60.44 |  |  |  |  | 17.2 | 62.96 |  |  |  |  | 14.4 | 57.92 | [5 empty] | 21.7 | 71.06 |  |  |  | 21.7 | 71.06 |  |  |  |  | 19.4 | 66.92 |  |  |  |  | 20 | 68
1994-07-28 | 8:00 | 25.6 | 78.08 | WEEKDAY | #N/A | 1987-07-28 | 8:00 | 25 | 77 |  |  | 1991-07-28 | 8:00 | 20.6 | 69.08 |  |  | 1994-07-28 | 8:00 | 23.9 | 75.02 | [5 empty] | 26.1 | 78.98 |  |  |  | 17.6 | 63.68 |  |  |  |  | 18.3 | 64.94 |  |  |  |  | 17.4 | 63.32 | [5 empty] | 23.9 | 75.02 |  |  |  | 21.7 | 71.06 |  |  |  |  | 20.6 | 69.08 |  |  |  |  | 23.3 | 73.94
1994-07-28 | 9:00 | 26.1 | 78.98 | WEEKDAY | #N/A | 1987-07-28 | 9:00 | 25.6 | 78.08 |  |  | 1991-07-28 | 9:00 | 22.2 | 71.96 |  |  | 1994-07-28 | 9:00 | 23.3 | 73.94 | [5 empty] | 26.1 | 78.98 |  |  |  | 17.5 | 63.5 |  |  |  |  | 17.2 | 62.96 |  |  |  |  | 20.3 | 68.54 | [5 empty] | 26.1 | 78.98 |  |  |  | 21.1 | 69.98 |  |  |  |  | 21.7 | 71.06 |  |  |  |  | 25 | 77
1994-07-28 | 10:00 | 27.8 | 82.04 | WEEKDAY | #N/A | 1987-07-28 | 10:00 | 26.7 | 80.06 |  |  | 1991-07-28 | 10:00 | 23.9 | 75.02 |  |  | 1994-07-28 | 10:00 | 25 | 77 | [5 empty] | 25.6 | 78.08 |  |  |  | 17.2 | 62.96 |  |  |  |  | 17.2 | 62.96 |  |  |  |  | 23.3 | 73.94 | [5 empty] | 28.3 | 82.94 |  |  |  | 21.7 | 71.06 |  |  |  |  | 23.3 | 73.94 |  |  |  |  | 27.2 | 80.96
1994-07-28 | 11:00 | 28.9 | 84.02 | WEEKDAY | #N/A | 1987-07-28 | 11:00 | 28.3 | 82.94 |  |  | 1991-07-28 | 11:00 | 23.9 | 75.02 |  |  | 1994-07-28 | 11:00 | 25.6 | 78.08 | [5 empty] | 26.1 | 78.98 |  |  |  | 18 | 64.4 |  |  |  |  | 18.9 | 66.02 |  |  |  |  | 24.2 | 75.56 | [5 empty] | 28.9 | 84.02 |  |  |  | 21.7 | 71.06 |  |  |  |  | 25 | 77 |  |  |  |  | 28.3 | 82.94
1994-07-28 | 12:00 | 28.9 | 84.02 | WEEKDAY | #N/A | 1987-07-28 | 12:00 | 29.4 | 84.92 |  |  | 1991-07-28 | 12:00 | 25 | 77 |  |  | 1994-07-28 | 12:00 | 25.6 | 78.08 | [5 empty] | 26.7 | 80.06 |  |  |  | 19.8 | 67.64 |  |  |  |  | 18.9 | 66.02 |  |  |  |  | 25.2 | 77.36 | [5 empty] | 30 | 86 |  |  |  | 21.7 | 71.06 |  |  |  |  | 25 | 77 |  |  |  |  | 29.4 | 84.92
1994-07-28 | 13:00 | 25.6 | 78.08 | WEEKDAY | #N/A | 1987-07-28 | 13:00 | 30 | 86 |  |  | 1991-07-28 | 13:00 | 25.6 | 78.08 |  |  | 1994-07-28 | 13:00 | 25 | 77 | [5 empty] | 26.1 | 78.98 |  |  |  | 20.6 | 69.08 |  |  |  |  | 19.4 | 66.92 |  |  |  |  | 26.1 | 78.98 | [5 empty] | 30 | 86 |  |  |  | 22.2 | 71.96 |  |  |  |  | 25.6 | 78.08 |  |  |  |  | 30 | 86
1994-07-28 | 14:00 | 26.7 | 80.06 | WEEKDAY | #N/A | 1987-07-28 | 14:00 | 30 | 86 |  |  | 1991-07-28 | 14:00 | 25 | 77 |  |  | 1994-07-28 | 14:00 | 22.8 | 73.04 | [5 empty] | 26.1 | 78.98 |  |  |  | 19.4 | 66.92 |  |  |  |  | 19.4 | 66.92 |  |  |  |  | 26.3 | 79.34 | [5 empty] | 31.1 | 87.98 |  |  |  | 22.8 | 73.04 |  |  |  |  | 25.6 | 78.08 |  |  |  |  | 31.1 | 87.98
1994-07-28 | 15:00 | 27.8 | 82.04 | WEEKDAY | #N/A | 1987-07-28 | 15:00 | 27.8 | 82.04 |  |  | 1991-07-28 | 15:00 | 25 | 77 |  |  | 1994-07-28 | 15:00 | 24.4 | 75.92 | [5 empty] | 25 | 77 |  |  |  | 19.2 | 66.56 |  |  |  |  | 18.9 | 66.02 |  |  |  |  | 26.5 | 79.7 | [5 empty] | 31.1 | 87.98 |  |  |  | 22.8 | 73.04 |  |  |  |  | 23.9 | 75.02 |  |  |  |  | 30.6 | 87.08
1994-07-28 | 16:00 | 28.3 | 82.94 | WEEKDAY | #N/A | 1987-07-28 | 16:00 | 27.8 | 82.04 |  |  | 1991-07-28 | 16:00 | 25.6 | 78.08 |  |  | 1994-07-28 | 16:00 | 25 | 77 | [5 empty] | 25.6 | 78.08 |  |  |  | 19 | 66.2 |  |  |  |  | 18.3 | 64.94 |  |  |  |  | 26.7 | 80.06 | [5 empty] | 30.6 | 87.08 |  |  |  | 23.3 | 73.94 |  |  |  |  | 23.9 | 75.02 |  |  |  |  | 30.6 | 87.08
1994-07-28 | 17:00 | 27.8 | 82.04 | WEEKDAY | #N/A | 1987-07-28 | 17:00 | 27.2 | 80.96 |  |  | 1991-07-28 | 17:00 | 26.1 | 78.98 |  |  | 1994-07-28 | 17:00 | 24.4 | 75.92 | [5 empty] | 24.4 | 75.92 |  |  |  | 18.8 | 65.84 |  |  |  |  | 18.9 | 66.02 |  |  |  |  | 25.2 | 77.36 | [5 empty] | 30.6 | 87.08 |  |  |  | 22.8 | 73.04 |  |  |  |  | 25 | 77 |  |  |  |  | 30 | 86
1994-07-28 | 18:00 | 27.2 | 80.96 | WEEKDAY | #N/A | 1987-07-28 | 18:00 | 27.2 | 80.96 |  |  | 1991-07-28 | 18:00 | 24.4 | 75.92 |  |  | 1994-07-28 | 18:00 | 23.9 | 75.02 | [5 empty] | 24.4 | 75.92 |  |  |  | 18.6 | 65.48 |  |  |  |  | 18.3 | 64.94 |  |  |  |  | 23.7 | 74.66 | [5 empty] | 29.4 | 84.92 |  |  |  | 22.2 | 71.96 |  |  |  |  | 23.9 | 75.02 |  |  |  |  | 28.9 | 84.02
1994-07-28 | 19:00 | 26.7 | 80.06 | WEEKDAY | #N/A | 1987-07-28 | 19:00 | 26.7 | 80.06 |  |  | 1991-07-28 | 19:00 | 22.8 | 73.04 |  |  | 1994-07-28 | 19:00 | 23.3 | 73.94 | [5 empty] | 23.3 | 73.94 |  |  |  | 19.6 | 67.28 |  |  |  |  | 18.3 | 64.94 |  |  |  |  | 22.2 | 71.96 | [5 empty] | 28.3 | 82.94 |  |  |  | 22.2 | 71.96 |  |  |  |  | 22.8 | 73.04 |  |  |  |  | 27.2 | 80.96
1994-07-28 | 20:00 | 26.1 | 78.98 | WEEKDAY | #N/A | 1987-07-28 | 20:00 | 25 | 77 |  |  | 1991-07-28 | 20:00 | 18.9 | 66.02 |  |  | 1994-07-28 | 20:00 | 24.4 | 75.92 | [5 empty] | 23.3 | 73.94 |  |  |  | 20.1 | 68.18 |  |  |  |  | 16.7 | 62.06 |  |  |  |  | 21.1 | 69.98 | [5 empty] | 25.6 | 78.08 |  |  |  | 21.1 | 69.98 |  |  |  |  | 21.1 | 69.98 |  |  |  |  | 23.3 | 73.94
1994-07-28 | 21:00 | 24.4 | 75.92 | WEEKDAY | #N/A | 1987-07-28 | 21:00 | 25 | 77 |  |  | 1991-07-28 | 21:00 | 18.3 | 64.94 |  |  | 1994-07-28 | 21:00 | 24.4 | 75.92 | [5 empty] | 22.8 | 73.04 |  |  |  | 21 | 69.8 |  |  |  |  | 16.1 | 60.98 |  |  |  |  | 20 | 68 | [5 empty] | 23.3 | 73.94 |  |  |  | 21.1 | 69.98 |  |  |  |  | 21.1 | 69.98 |  |  |  |  | 21.1 | 69.98
1994-07-28 | 22:00 | 25 | 77 | WEEKDAY | #N/A | 1987-07-28 | 22:00 | 23.9 | 75.02 |  |  | 1991-07-28 | 22:00 | 18.3 | 64.94 |  |  | 1994-07-28 | 22:00 | 24.4 | 75.92 | [5 empty] | 22.8 | 73.04 |  |  |  | 22.8 | 73.04 |  |  |  |  | 15.6 | 60.08 |  |  |  |  | 18.9 | 66.02 | [5 empty] | 22.8 | 73.04 |  |  |  | 21.1 | 69.98 |  |  |  |  | 21.1 | 69.98 |  |  |  |  | 20 | 68
1994-07-28 | 23:00 | 24.4 | 75.92 | WEEKDAY | #N/A | 1987-07-28 | 23:00 | 23.3 | 73.94 |  |  | 1991-07-28 | 23:00 | 17.8 | 64.04 |  |  | 1994-07-28 | 23:00 | 23.9 | 75.02 | [5 empty] | 22.2 | 71.96 |  |  |  | 17 | 62.6 |  |  |  |  | 15 | 59 |  |  |  |  | 18 | 64.4 | [5 empty] | 21.7 | 71.06 |  |  |  | 21.1 | 69.98 |  |  |  |  | 20.6 | 69.08 |  |  |  |  | 18.9 | 66.02
1994-07-28 | 24:00 | 23.9 | 75.02 | WEEKDAY | #N/A | 1987-07-28 | 24:00 | 22.2 | 71.96 |  |  | 1991-07-28 | 24:00 | 17.2 | 62.96 |  |  | 1994-07-28 | 24:00 | 23.3 | 73.94 | [5 empty] | 22.2 | 71.96 |  |  |  | 17 | 62.6 |  |  |  |  | 14.4 | 57.92 |  |  |  |  | 17 | 62.6 | [5 empty] | 21.1 | 69.98 |  |  |  | 21.7 | 71.06 |  |  |  |  | 20.6 | 69.08 |  |  |  |  | 18.3 | 64.94
1994-07-29 | 1:00 | 22.8 | 73.04 | WEEKDAY | #N/A | 1987-07-29 | 1:00 | 21.1 | 69.98 |  |  | 1991-07-29 | 1:00 | 16.7 | 62.06 |  |  | 1994-07-29 | 1:00 | 22.8 | 73.04 | [5 empty] | 22.2 | 71.96 |  |  |  | 17 | 62.6 |  |  |  |  | 14.4 | 57.92 |  |  |  |  | 16.1 | 60.98 | [5 empty] | 20 | 68 |  |  |  | 21.1 | 69.98 |  |  |  |  | 20.6 | 69.08 |  |  |  |  | 17.8 | 64.04
1994-07-29 | 2:00 | 22.8 | 73.04 | WEEKDAY | #N/A | 1987-07-29 | 2:00 | 20 | 68 |  |  | 1991-07-29 | 2:00 | 16.7 | 62.06 |  |  | 1994-07-29 | 2:00 | 22.8 | 73.04 | [5 empty] | 22.2 | 71.96 |  |  |  | 17 | 62.6 |  |  |  |  | 13.9 | 57.02 |  |  |  |  | 15.9 | 60.62 | [5 empty] | 19.4 | 66.92 |  |  |  | 21.7 | 71.06 |  |  |  |  | 20 | 68 |  |  |  |  | 17.2 | 62.96
1994-07-29 | 3:00 | 22.2 | 71.96 | WEEKDAY | #N/A | 1987-07-29 | 3:00 | 18.9 | 66.02 |  |  | 1991-07-29 | 3:00 | 16.7 | 62.06 |  |  | 1994-07-29 | 3:00 | 21.7 | 71.06 | [5 empty] | 22.2 | 71.96 |  |  |  | 16.4 | 61.52 |  |  |  |  | 13.3 | 55.94 |  |  |  |  | 15.8 | 60.44 | [5 empty] | 19.4 | 66.92 |  |  |  | 20.6 | 69.08 |  |  |  |  | 18.9 | 66.02 |  |  |  |  | 17.2 | 62.96
1994-07-29 | 4:00 | 22.2 | 71.96 | WEEKDAY | #N/A | 1987-07-29 | 4:00 | 18.3 | 64.94 |  |  | 1991-07-29 | 4:00 | 16.7 | 62.06 |  |  | 1994-07-29 | 4:00 | 21.7 | 71.06 | [5 empty] | 21.1 | 69.98 |  |  |  | 16 | 60.8 |  |  |  |  | 11.1 | 51.98 |  |  |  |  | 15.6 | 60.08 | [5 empty] | 19.4 | 66.92 |  |  |  | 21.1 | 69.98 |  |  |  |  | 18.3 | 64.94 |  |  |  |  | 15.6 | 60.08
1994-07-29 | 5:00 | 21.7 | 71.06 | WEEKDAY | #N/A | 1987-07-29 | 5:00 | 17.2 | 62.96 |  |  | 1991-07-29 | 5:00 | 17.2 | 62.96 |  |  | 1994-07-29 | 5:00 | 22.2 | 71.96 | [5 empty] | 21.1 | 69.98 |  |  |  | 16 | 60.8 |  |  |  |  | 10 | 50 |  |  |  |  | 16.3 | 61.34 | [5 empty] | 18.9 | 66.02 |  |  |  | 20.6 | 69.08 |  |  |  |  | 16.7 | 62.06 |  |  |  |  | 15 | 59
1994-07-29 | 6:00 | 21.7 | 71.06 | WEEKDAY | #N/A | 1987-07-29 | 6:00 | 18.3 | 64.94 |  |  | 1991-07-29 | 6:00 | 17.8 | 64.04 |  |  | 1994-07-29 | 6:00 | 21.7 | 71.06 | [5 empty] | 21.1 | 69.98 |  |  |  | 16 | 60.8 |  |  |  |  | 10.6 | 51.08 |  |  |  |  | 17.1 | 62.78 | [5 empty] | 20 | 68 |  |  |  | 20.6 | 69.08 |  |  |  |  | 17.8 | 64.04 |  |  |  |  | 17.2 | 62.96
1994-07-29 | 7:00 | 22.2 | 71.96 | WEEKDAY | #N/A | 1987-07-29 | 7:00 | 19.4 | 66.92 |  |  | 1991-07-29 | 7:00 | 17.2 | 62.96 |  |  | 1994-07-29 | 7:00 | 22.8 | 73.04 | [5 empty] | 22.8 | 73.04 |  |  |  | 18.1 | 64.58 |  |  |  |  | 12.2 | 53.96 |  |  |  |  | 17.8 | 64.04 | [5 empty] | 21.7 | 71.06 |  |  |  | 21.1 | 69.98 |  |  |  |  | 19.4 | 66.92 |  |  |  |  | 20.6 | 69.08
1994-07-29 | 8:00 | 23.9 | 75.02 | WEEKDAY | #N/A | 1987-07-29 | 8:00 | 20.6 | 69.08 |  |  | 1991-07-29 | 8:00 | 18.3 | 64.94 |  |  | 1994-07-29 | 8:00 | 23.9 | 75.02 | [5 empty] | 23.3 | 73.94 |  |  |  | 19.7 | 67.46 |  |  |  |  | 14.4 | 57.92 |  |  |  |  | 19.6 | 67.28 | [5 empty] | 24.4 | 75.92 |  |  |  | 20.6 | 69.08 |  |  |  |  | 21.1 | 69.98 |  |  |  |  | 23.9 | 75.02
1994-07-29 | 9:00 | 23.9 | 75.02 | WEEKDAY | #N/A | 1987-07-29 | 9:00 | 21.1 | 69.98 |  |  | 1991-07-29 | 9:00 | 18.9 | 66.02 |  |  | 1994-07-29 | 9:00 | 25 | 77 | [5 empty] | 24.4 | 75.92 |  |  |  | 21 | 69.8 |  |  |  |  | 16.7 | 62.06 |  |  |  |  | 21.5 | 70.7 | [5 empty] | 26.7 | 80.06 |  |  |  | 21.1 | 69.98 |  |  |  |  | 22.2 | 71.96 |  |  |  |  | 26.7 | 80.06
1994-07-29 | 10:00 | 24.4 | 75.92 | WEEKDAY | #N/A | 1987-07-29 | 10:00 | 22.2 | 71.96 |  |  | 1991-07-29 | 10:00 | 18.3 | 64.94 |  |  | 1994-07-29 | 10:00 | 26.1 | 78.98 | [5 empty] | 26.1 | 78.98 |  |  |  | 23 | 73.4 |  |  |  |  | 18.9 | 66.02 |  |  |  |  | 23.3 | 73.94 | [5 empty] | 28.9 | 84.02 |  |  |  | 22.8 | 73.04 |  |  |  |  | 23.3 | 73.94 |  |  |  |  | 28.3 | 82.94
1994-07-29 | 11:00 | 25.6 | 78.08 | WEEKDAY | #N/A | 1987-07-29 | 11:00 | 23.9 | 75.02 |  |  | 1991-07-29 | 11:00 | 19.4 | 66.92 |  |  | 1994-07-29 | 11:00 | 26.1 | 78.98 | [5 empty] | 27.2 | 80.96 |  |  |  | 24 | 75.2 |  |  |  |  | 20.6 | 69.08 |  |  |  |  | 24.4 | 75.92 | [5 empty] | 30.6 | 87.08 |  |  |  | 25 | 77 |  |  |  |  | 25 | 77 |  |  |  |  | 30 | 86
1994-07-29 | 12:00 | 26.1 | 78.98 | WEEKDAY | #N/A | 1987-07-29 | 12:00 | 24.4 | 75.92 |  |  | 1991-07-29 | 12:00 | 20 | 68 |  |  | 1994-07-29 | 12:00 | 23.9 | 75.02 | [5 empty] | 26.7 | 80.06 |  |  |  | 24 | 75.2 |  |  |  |  | 21.1 | 69.98 |  |  |  |  | 25.6 | 78.08 | [5 empty] | 31.1 | 87.98 |  |  |  | 25.6 | 78.08 |  |  |  |  | 25.6 | 78.08 |  |  |  |  | 31.1 | 87.98
1994-07-29 | 13:00 | 26.1 | 78.98 | WEEKDAY | #N/A | 1987-07-29 | 13:00 | 25.6 | 78.08 |  |  | 1991-07-29 | 13:00 | 20 | 68 |  |  | 1994-07-29 | 13:00 | 26.1 | 78.98 | [5 empty] | 26.7 | 80.06 |  |  |  | 24 | 75.2 |  |  |  |  | 21.7 | 71.06 |  |  |  |  | 26.7 | 80.06 | [5 empty] | 30 | 86 |  |  |  | 26.1 | 78.98 |  |  |  |  | 26.1 | 78.98 |  |  |  |  | 31.7 | 89.06
1994-07-29 | 14:00 | 27.8 | 82.04 | WEEKDAY | #N/A | 1987-07-29 | 14:00 | 26.1 | 78.98 |  |  | 1991-07-29 | 14:00 | 19.4 | 66.92 |  |  | 1994-07-29 | 14:00 | 26.7 | 80.06 | [5 empty] | 27.8 | 82.04 |  |  |  | 24 | 75.2 |  |  |  |  | 21.1 | 69.98 |  |  |  |  | 26.5 | 79.7 | [5 empty] | 30 | 86 |  |  |  | 25.6 | 78.08 |  |  |  |  | 26.1 | 78.98 |  |  |  |  | 32.8 | 91.04
1994-07-29 | 15:00 | 28.3 | 82.94 | WEEKDAY | #N/A | 1987-07-29 | 15:00 | 26.7 | 80.06 |  |  | 1991-07-29 | 15:00 | 18.3 | 64.94 |  |  | 1994-07-29 | 15:00 | 25.6 | 78.08 | [5 empty] | 27.8 | 82.04 |  |  |  | 24 | 75.2 |  |  |  |  | 20.6 | 69.08 |  |  |  |  | 26.3 | 79.34 | [5 empty] | 30.6 | 87.08 |  |  |  | 25.6 | 78.08 |  |  |  |  | 26.1 | 78.98 |  |  |  |  | 32.2 | 89.96
1994-07-29 | 16:00 | 30 | 86 | WEEKDAY | #N/A | 1987-07-29 | 16:00 | 26.7 | 80.06 |  |  | 1991-07-29 | 16:00 | 18.9 | 66.02 |  |  | 1994-07-29 | 16:00 | 26.1 | 78.98 | [5 empty] | 27.8 | 82.04 |  |  |  | 21.2 | 70.16 |  |  |  |  | 20.6 | 69.08 |  |  |  |  | 26.1 | 78.98 | [5 empty] | 30.6 | 87.08 |  |  |  | 26.1 | 78.98 |  |  |  |  | 26.7 | 80.06 |  |  |  |  | 31.7 | 89.06
1994-07-29 | 17:00 | 27.8 | 82.04 | WEEKDAY | #N/A | 1987-07-29 | 17:00 | 24.4 | 75.92 |  |  | 1991-07-29 | 17:00 | 20.6 | 69.08 |  |  | 1994-07-29 | 17:00 | 25 | 77 | [5 empty] | 26.1 | 78.98 |  |  |  | 18 | 64.4 |  |  |  |  | 20.6 | 69.08 |  |  |  |  | 25 | 77 | [5 empty] | 30 | 86 |  |  |  | 25 | 77 |  |  |  |  | 26.7 | 80.06 |  |  |  |  | 31.1 | 87.98
1994-07-29 | 18:00 | 26.7 | 80.06 | WEEKDAY | #N/A | 1987-07-29 | 18:00 | 25.6 | 78.08 |  |  | 1991-07-29 | 18:00 | 20.6 | 69.08 |  |  | 1994-07-29 | 18:00 | 24.4 | 75.92 | [5 empty] | 25 | 77 |  |  |  | 18 | 64.4 |  |  |  |  | 20.6 | 69.08 |  |  |  |  | 23.9 | 75.02 | [5 empty] | 28.3 | 82.94 |  |  |  | 24.4 | 75.92 |  |  |  |  | 25 | 77 |  |  |  |  | 31.1 | 87.98
1994-07-29 | 19:00 | 25.6 | 78.08 | WEEKDAY | #N/A | 1987-07-29 | 19:00 | 23.3 | 73.94 |  |  | 1991-07-29 | 19:00 | 19.4 | 66.92 |  |  | 1994-07-29 | 19:00 | 23.9 | 75.02 | [5 empty] | 23.9 | 75.02 |  |  |  | 18 | 64.4 |  |  |  |  | 18.9 | 66.02 |  |  |  |  | 22.8 | 73.04 | [5 empty] | 27.8 | 82.04 |  |  |  | 22.8 | 73.04 |  |  |  |  | 23.9 | 75.02 |  |  |  |  | 27.8 | 82.04
1994-07-29 | 20:00 | 25 | 77 | WEEKDAY | #N/A | 1987-07-29 | 20:00 | 22.8 | 73.04 |  |  | 1991-07-29 | 20:00 | 18.3 | 64.94 |  |  | 1994-07-29 | 20:00 | 23.9 | 75.02 | [5 empty] | 23.9 | 75.02 |  |  |  | 18 | 64.4 |  |  |  |  | 18.9 | 66.02 |  |  |  |  | 22.2 | 71.96 | [5 empty] | 24.4 | 75.92 |  |  |  | 22.2 | 71.96 |  |  |  |  | 21.1 | 69.98 |  |  |  |  | 23.9 | 75.02
1994-07-29 | 21:00 | 25 | 77 | WEEKDAY | #N/A | 1987-07-29 | 21:00 | 21.7 | 71.06 |  |  | 1991-07-29 | 21:00 | 18.3 | 64.94 |  |  | 1994-07-29 | 21:00 | 22.8 | 73.04 | [5 empty] | 23.9 | 75.02 |  |  |  | 18 | 64.4 |  |  |  |  | 18.3 | 64.94 |  |  |  |  | 21.7 | 71.06 | [5 empty] | 23.3 | 73.94 |  |  |  | 22.8 | 73.04 |  |  |  |  | 19.4 | 66.92 |  |  |  |  | 24.4 | 75.92
1994-07-29 | 22:00 | 25 | 77 | WEEKDAY | #N/A | 1987-07-29 | 22:00 | 21.7 | 71.06 |  |  | 1991-07-29 | 22:00 | 18 | 64.4 |  |  | 1994-07-29 | 22:00 | 22.2 | 71.96 | [5 empty] | 23.9 | 75.02 |  |  |  | 18 | 64.4 |  |  |  |  | 18.3 | 64.94 |  |  |  |  | 21.1 | 69.98 | [5 empty] | 22.8 | 73.04 |  |  |  | 21.7 | 71.06 |  |  |  |  | 17.8 | 64.04 |  |  |  |  | 22.2 | 71.96
1994-07-29 | 23:00 | 24.4 | 75.92 | WEEKDAY | #N/A | 1987-07-29 | 23:00 | 21.1 | 69.98 |  |  | 1991-07-29 | 23:00 | 17.8 | 64.04 |  |  | 1994-07-29 | 23:00 | 22.2 | 71.96 | [5 empty] | 23.9 | 75.02 |  |  |  | 18 | 64.4 |  |  |  |  | 18.9 | 66.02 |  |  |  |  | 20.5 | 68.9 | [5 empty] | 22.2 | 71.96 |  |  |  | 21.1 | 69.98 |  |  |  |  | 17.8 | 64.04 |  |  |  |  | 21.1 | 69.98
1994-07-29 | 24:00 | 23.9 | 75.02 | WEEKDAY | #N/A | 1987-07-29 | 24:00 | 21.1 | 69.98 |  |  | 1991-07-29 | 24:00 | 18.3 | 64.94 |  |  | 1994-07-29 | 24:00 | 22.2 | 71.96 | [5 empty] | 23.9 | 75.02 |  |  |  | 18 | 64.4 |  |  |  |  | 18.9 | 66.02 |  |  |  |  | 20 | 68 | [5 empty] | 21.1 | 69.98 |  |  |  | 21.1 | 69.98 |  |  |  |  | 17.8 | 64.04 |  |  |  |  | 20 | 68
1994-07-30 | 1:00 | 24.4 | 75.92 | SATURDAY | #N/A | 1987-07-30 | 1:00 | 20.6 | 69.08 |  |  | 1991-07-30 | 1:00 | 17.8 | 64.04 |  |  | 1994-07-30 | 1:00 | 23.3 | 73.94 | [5 empty] | 23.9 | 75.02 |  |  |  | 18 | 64.4 |  |  |  |  | 18.3 | 64.94 |  |  |  |  | 19.4 | 66.92 | [5 empty] | 21.1 | 69.98 |  |  |  | 20.6 | 69.08 |  |  |  |  | 17.2 | 62.96 |  |  |  |  | 20 | 68
1994-07-30 | 2:00 | 24.4 | 75.92 | SATURDAY | #N/A | 1987-07-30 | 2:00 | 20.6 | 69.08 |  |  | 1991-07-30 | 2:00 | 17.8 | 64.04 |  |  | 1994-07-30 | 2:00 | 23.3 | 73.94 | [5 empty] | 23.9 | 75.02 |  |  |  | 17.5 | 63.5 |  |  |  |  | 17.8 | 64.04 |  |  |  |  | 19 | 66.2 | [5 empty] | 20.6 | 69.08 |  |  |  | 20.6 | 69.08 |  |  |  |  | 15 | 59 |  |  |  |  | 20.6 | 69.08
1994-07-30 | 3:00 | 24.4 | 75.92 | SATURDAY | #N/A | 1987-07-30 | 3:00 | 20.6 | 69.08 |  |  | 1991-07-30 | 3:00 | 17.8 | 64.04 |  |  | 1994-07-30 | 3:00 | 22.8 | 73.04 | [5 empty] | 23.9 | 75.02 |  |  |  | 17 | 62.6 |  |  |  |  | 16.7 | 62.06 |  |  |  |  | 18.7 | 65.66 | [5 empty] | 19.4 | 66.92 |  |  |  | 20.6 | 69.08 |  |  |  |  | 15 | 59 |  |  |  |  | 20 | 68
1994-07-30 | 4:00 | 23.9 | 75.02 | SATURDAY | #N/A | 1987-07-30 | 4:00 | 20.6 | 69.08 |  |  | 1991-07-30 | 4:00 | 17.2 | 62.96 |  |  | 1994-07-30 | 4:00 | 22.2 | 71.96 | [5 empty] | 23.9 | 75.02 |  |  |  | 17.1 | 62.78 |  |  |  |  | 15 | 59 |  |  |  |  | 18.3 | 64.94 | [5 empty] | 19.4 | 66.92 |  |  |  | 19.4 | 66.92 |  |  |  |  | 15 | 59 |  |  |  |  | 20 | 68
1994-07-30 | 5:00 | 23.9 | 75.02 | SATURDAY | #N/A | 1987-07-30 | 5:00 | 20.6 | 69.08 |  |  | 1991-07-30 | 5:00 | 17 | 62.6 |  |  | 1994-07-30 | 5:00 | 22.2 | 71.96 | [5 empty] | 23.9 | 75.02 |  |  |  | 17 | 62.6 |  |  |  |  | 14.4 | 57.92 |  |  |  |  | 18.5 | 65.3 | [5 empty] | 18.9 | 66.02 |  |  |  | 20 | 68 |  |  |  |  | 14.4 | 57.92 |  |  |  |  | 19.4 | 66.92
1994-07-30 | 6:00 | 23.9 | 75.02 | SATURDAY | #N/A | 1987-07-30 | 6:00 | 20.6 | 69.08 |  |  | 1991-07-30 | 6:00 | 17.8 | 64.04 |  |  | 1994-07-30 | 6:00 | 22.2 | 71.96 | [5 empty] | 24.4 | 75.92 |  |  |  | 17 | 62.6 |  |  |  |  | 14.4 | 57.92 |  |  |  |  | 18.7 | 65.66 | [5 empty] | 20 | 68 |  |  |  | 18.9 | 66.02 |  |  |  |  | 15.6 | 60.08 |  |  |  |  | 20 | 68
1994-07-30 | 7:00 | 24.4 | 75.92 | SATURDAY | #N/A | 1987-07-30 | 7:00 | 21.7 | 71.06 |  |  | 1991-07-30 | 7:00 | 18.9 | 66.02 |  |  | 1994-07-30 | 7:00 | 22.2 | 71.96 | [5 empty] | 24.4 | 75.92 |  |  |  | 18 | 64.4 |  |  |  |  | 14.4 | 57.92 |  |  |  |  | 18.9 | 66.02 | [5 empty] | 21.7 | 71.06 |  |  |  | 19.4 | 66.92 |  |  |  |  | 16.7 | 62.06 |  |  |  |  | 23.3 | 73.94
1994-07-30 | 8:00 | 27.2 | 80.96 | SATURDAY | #N/A | 1987-07-30 | 8:00 | 23.9 | 75.02 |  |  | 1991-07-30 | 8:00 | 19.4 | 66.92 |  |  | 1994-07-30 | 8:00 | 23.9 | 75.02 | [5 empty] | 24.4 | 75.92 |  |  |  | 19 | 66.2 |  |  |  |  | 15.6 | 60.08 |  |  |  |  | 19.1 | 66.38 | [5 empty] | 25 | 77 |  |  |  | 20.6 | 69.08 |  |  |  |  | 20 | 68 |  |  |  |  | 26.7 | 80.06
1994-07-30 | 9:00 | 27.8 | 82.04 | SATURDAY | #N/A | 1987-07-30 | 9:00 | 25 | 77 |  |  | 1991-07-30 | 9:00 | 21.1 | 69.98 |  |  | 1994-07-30 | 9:00 | 25.6 | 78.08 | [5 empty] | 25 | 77 |  |  |  | 19 | 66.2 |  |  |  |  | 16.1 | 60.98 |  |  |  |  | 19.2 | 66.56 | [5 empty] | 27.8 | 82.04 |  |  |  | 22.8 | 73.04 |  |  |  |  | 22.8 | 73.04 |  |  |  |  | 27.8 | 82.04
1994-07-30 | 10:00 | 28.9 | 84.02 | SATURDAY | #N/A | 1987-07-30 | 10:00 | 25.6 | 78.08 |  |  | 1991-07-30 | 10:00 | 22.8 | 73.04 |  |  | 1994-07-30 | 10:00 | 26.1 | 78.98 | [5 empty] | 25.6 | 78.08 |  |  |  | 21 | 69.8 |  |  |  |  | 17.8 | 64.04 |  |  |  |  | 19.4 | 66.92 | [5 empty] | 28.9 | 84.02 |  |  |  | 23.9 | 75.02 |  |  |  |  | 25 | 77 |  |  |  |  | 29.4 | 84.92
1994-07-30 | 11:00 | 30 | 86 | SATURDAY | #N/A | 1987-07-30 | 11:00 | 27.2 | 80.96 |  |  | 1991-07-30 | 11:00 | 22.8 | 73.04 |  |  | 1994-07-30 | 11:00 | 26.1 | 78.98 | [5 empty] | 26.7 | 80.06 |  |  |  | 22 | 71.6 |  |  |  |  | 18.3 | 64.94 |  |  |  |  | 20.3 | 68.54 | [5 empty] | 30 | 86 |  |  |  | 25 | 77 |  |  |  |  | 26.7 | 80.06 |  |  |  |  | 30 | 86
1994-07-30 | 12:00 | 31.7 | 89.06 | SATURDAY | #N/A | 1987-07-30 | 12:00 | 28.3 | 82.94 |  |  | 1991-07-30 | 12:00 | 22.8 | 73.04 |  |  | 1994-07-30 | 12:00 | 26.1 | 78.98 | [5 empty] | 27.2 | 80.96 |  |  |  | 23 | 73.4 |  |  |  |  | 17.8 | 64.04 |  |  |  |  | 21.3 | 70.34 | [5 empty] | 30 | 86 |  |  |  | 25.6 | 78.08 |  |  |  |  | 28.3 | 82.94 |  |  |  |  | 30.6 | 87.08
1994-07-30 | 13:00 | 31.7 | 89.06 | SATURDAY | #N/A | 1987-07-30 | 13:00 | 27.8 | 82.04 |  |  | 1991-07-30 | 13:00 | 23.3 | 73.94 |  |  | 1994-07-30 | 13:00 | 27.2 | 80.96 | [5 empty] | 28.3 | 82.94 |  |  |  | 22 | 71.6 |  |  |  |  | 18.9 | 66.02 |  |  |  |  | 22.2 | 71.96 | [5 empty] | 31.1 | 87.98 |  |  |  | 25.6 | 78.08 |  |  |  |  | 28.9 | 84.02 |  |  |  |  | 31.1 | 87.98
1994-07-30 | 14:00 | 31.1 | 87.98 | SATURDAY | #N/A | 1987-07-30 | 14:00 | 27.2 | 80.96 |  |  | 1991-07-30 | 14:00 | 23.9 | 75.02 |  |  | 1994-07-30 | 14:00 | 27.2 | 80.96 | [5 empty] | 27.8 | 82.04 |  |  |  | 22 | 71.6 |  |  |  |  | 19.4 | 66.92 |  |  |  |  | 23.3 | 73.94 | [5 empty] | 31.7 | 89.06 |  |  |  | 25.6 | 78.08 |  |  |  |  | 28.9 | 84.02 |  |  |  |  | 32.2 | 89.96
1994-07-30 | 15:00 | 30.6 | 87.08 | SATURDAY | #N/A | 1987-07-30 | 15:00 | 27.8 | 82.04 |  |  | 1991-07-30 | 15:00 | 23.5 | 74.3 |  |  | 1994-07-30 | 15:00 | 25.6 | 78.08 | [5 empty] | 27.8 | 82.04 |  |  |  | 22 | 71.6 |  |  |  |  | 21.1 | 69.98 |  |  |  |  | 24.5 | 76.1 | [5 empty] | 31.7 | 89.06 |  |  |  | 24.4 | 75.92 |  |  |  |  | 30 | 86 |  |  |  |  | 32.8 | 91.04
1994-07-30 | 16:00 | 30 | 86 | SATURDAY | #N/A | 1987-07-30 | 16:00 | 24.4 | 75.92 |  |  | 1991-07-30 | 16:00 | 22.8 | 73.04 |  |  | 1994-07-30 | 16:00 | 26.1 | 78.98 | [5 empty] | 27.2 | 80.96 |  |  |  | 22 | 71.6 |  |  |  |  | 18.9 | 66.02 |  |  |  |  | 25.6 | 78.08 | [5 empty] | 30.6 | 87.08 |  |  |  | 25 | 77 |  |  |  |  | 29.4 | 84.92 |  |  |  |  | 32.2 | 89.96
1994-07-30 | 17:00 | 29.4 | 84.92 | SATURDAY | #N/A | 1987-07-30 | 17:00 | 25.6 | 78.08 |  |  | 1991-07-30 | 17:00 | 22.2 | 71.96 |  |  | 1994-07-30 | 17:00 | 26.7 | 80.06 | [5 empty] | 25.6 | 78.08 |  |  |  | 21.6 | 70.88 |  |  |  |  | 19.4 | 66.92 |  |  |  |  | 24.7 | 76.46 | [5 empty] | 30.6 | 87.08 |  |  |  | 24.4 | 75.92 |  |  |  |  | 29.4 | 84.92 |  |  |  |  | 31.7 | 89.06
1994-07-30 | 18:00 | 28.9 | 84.02 | SATURDAY | #N/A | 1987-07-30 | 18:00 | 26.1 | 78.98 |  |  | 1991-07-30 | 18:00 | 21.7 | 71.06 |  |  | 1994-07-30 | 18:00 | 26.1 | 78.98 | [5 empty] | 25 | 77 |  |  |  | 21 | 69.8 |  |  |  |  | 18.3 | 64.94 |  |  |  |  | 23.7 | 74.66 | [5 empty] | 30 | 86 |  |  |  | 24.4 | 75.92 |  |  |  |  | 27.8 | 82.04 |  |  |  |  | 30.6 | 87.08
1994-07-30 | 19:00 | 27.2 | 80.96 | SATURDAY | #N/A | 1987-07-30 | 19:00 | 25 | 77 |  |  | 1991-07-30 | 19:00 | 20.7 | 69.26 |  |  | 1994-07-30 | 19:00 | 24.4 | 75.92 | [5 empty] | 24.4 | 75.92 |  |  |  | 21 | 69.8 |  |  |  |  | 16.7 | 62.06 |  |  |  |  | 22.8 | 73.04 | [5 empty] | 28.3 | 82.94 |  |  |  | 23.3 | 73.94 |  |  |  |  | 26.7 | 80.06 |  |  |  |  | 27.2 | 80.96
1994-07-30 | 20:00 | 26.1 | 78.98 | SATURDAY | #N/A | 1987-07-30 | 20:00 | 25 | 77 |  |  | 1991-07-30 | 20:00 | 19.4 | 66.92 |  |  | 1994-07-30 | 20:00 | 23.9 | 75.02 | [5 empty] | 23.9 | 75.02 |  |  |  | 20 | 68 |  |  |  |  | 15 | 59 |  |  |  |  | 20.8 | 69.44 | [5 empty] | 26.7 | 80.06 |  |  |  | 22.2 | 71.96 |  |  |  |  | 25.6 | 78.08 |  |  |  |  | 22.8 | 73.04
1994-07-30 | 21:00 | 25.6 | 78.08 | SATURDAY | #N/A | 1987-07-30 | 21:00 | 24.4 | 75.92 |  |  | 1991-07-30 | 21:00 | 18.3 | 64.94 |  |  | 1994-07-30 | 21:00 | 23.3 | 73.94 | [5 empty] | 23.9 | 75.02 |  |  |  | 20 | 68 |  |  |  |  | 13.9 | 57.02 |  |  |  |  | 18.7 | 65.66 | [5 empty] | 25.6 | 78.08 |  |  |  | 21.7 | 71.06 |  |  |  |  | 22.8 | 73.04 |  |  |  |  | 21.1 | 69.98
1994-07-30 | 22:00 | 25.6 | 78.08 | SATURDAY | #N/A | 1987-07-30 | 22:00 | 24.4 | 75.92 |  |  | 1991-07-30 | 22:00 | 16.7 | 62.06 |  |  | 1994-07-30 | 22:00 | 22.8 | 73.04 | [5 empty] | 23.9 | 75.02 |  |  |  | 19 | 66.2 |  |  |  |  | 13.3 | 55.94 |  |  |  |  | 16.7 | 62.06 | [5 empty] | 24.4 | 75.92 |  |  |  | 21.1 | 69.98 |  |  |  |  | 22.2 | 71.96 |  |  |  |  | 20.6 | 69.08
1994-07-30 | 23:00 | 25.6 | 78.08 | SATURDAY | #N/A | 1987-07-30 | 23:00 | 24.4 | 75.92 |  |  | 1991-07-30 | 23:00 | 16.7 | 62.06 |  |  | 1994-07-30 | 23:00 | 22.2 | 71.96 | [5 empty] | 23.3 | 73.94 |  |  |  | 19 | 66.2 |  |  |  |  | 12.8 | 55.04 |  |  |  |  | 16.1 | 60.98 | [5 empty] | 24.4 | 75.92 |  |  |  | 20 | 68 |  |  |  |  | 22.2 | 71.96 |  |  |  |  | 19.4 | 66.92
1994-07-30 | 24:00 | 26.1 | 78.98 | SATURDAY | #N/A | 1987-07-30 | 24:00 | 23.9 | 75.02 |  |  | 1991-07-30 | 24:00 | 16.7 | 62.06 |  |  | 1994-07-30 | 24:00 | 23.3 | 73.94 | [5 empty] | 23.3 | 73.94 |  |  |  | 19 | 66.2 |  |  |  |  | 12.2 | 53.96 |  |  |  |  | 15.6 | 60.08 | [5 empty] | 23.3 | 73.94 |  |  |  | 19.4 | 66.92 |  |  |  |  | 22.2 | 71.96 |  |  |  |  | 19.4 | 66.92
1994-07-31 | 1:00 | 25.6 | 78.08 | SUNDAY | #N/A | 1987-07-31 | 1:00 | 22.8 | 73.04 |  |  | 1991-07-31 | 1:00 | 16.8 | 62.24 |  |  | 1994-07-31 | 1:00 | 23.3 | 73.94 | [5 empty] | 23.3 | 73.94 |  |  |  | 19 | 66.2 |  |  |  |  | 11.7 | 53.06 |  |  |  |  | 15 | 59 | [5 empty] | 23.3 | 73.94 |  |  |  | 18.9 | 66.02 |  |  |  |  | 22.2 | 71.96 |  |  |  |  | 22.8 | 73.04
1994-07-31 | 2:00 | 25.6 | 78.08 | SUNDAY | #N/A | 1987-07-31 | 2:00 | 23.3 | 73.94 |  |  | 1991-07-31 | 2:00 | 16.7 | 62.06 |  |  | 1994-07-31 | 2:00 | 23.3 | 73.94 | [5 empty] | 22.8 | 73.04 |  |  |  | 18.4 | 65.12 |  |  |  |  | 11.7 | 53.06 |  |  |  |  | 15.2 | 59.36 | [5 empty] | 22.8 | 73.04 |  |  |  | 18.9 | 66.02 |  |  |  |  | 21.7 | 71.06 |  |  |  |  | 21.1 | 69.98
1994-07-31 | 3:00 | 25 | 77 | SUNDAY | #N/A | 1987-07-31 | 3:00 | 22.2 | 71.96 |  |  | 1991-07-31 | 3:00 | 16.7 | 62.06 |  |  | 1994-07-31 | 3:00 | 23.9 | 75.02 | [5 empty] | 22.8 | 73.04 |  |  |  | 18 | 64.4 |  |  |  |  | 11.7 | 53.06 |  |  |  |  | 15.4 | 59.72 | [5 empty] | 22.2 | 71.96 |  |  |  | 18.3 | 64.94 |  |  |  |  | 21.1 | 69.98 |  |  |  |  | 20.6 | 69.08
1994-07-31 | 4:00 | 25 | 77 | SUNDAY | #N/A | 1987-07-31 | 4:00 | 22.2 | 71.96 |  |  | 1991-07-31 | 4:00 | 17.2 | 62.96 |  |  | 1994-07-31 | 4:00 | 23.9 | 75.02 | [5 empty] | 22.8 | 73.04 |  |  |  | 18 | 64.4 |  |  |  |  | 11.7 | 53.06 |  |  |  |  | 15.6 | 60.08 | [5 empty] | 22.2 | 71.96 |  |  |  | 17.8 | 64.04 |  |  |  |  | 21.7 | 71.06 |  |  |  |  | 20 | 68
1994-07-31 | 5:00 | 25.6 | 78.08 | SUNDAY | #N/A | 1987-07-31 | 5:00 | 22.8 | 73.04 |  |  | 1991-07-31 | 5:00 | 16.7 | 62.06 |  |  | 1994-07-31 | 5:00 | 23.3 | 73.94 | [5 empty] | 22.8 | 73.04 |  |  |  | 18 | 64.4 |  |  |  |  | 11.1 | 51.98 |  |  |  |  | 16.5 | 61.7 | [5 empty] | 22.8 | 73.04 |  |  |  | 17.8 | 64.04 |  |  |  |  | 22.8 | 73.04 |  |  |  |  | 18.3 | 64.94
1994-07-31 | 6:00 | 25.6 | 78.08 | SUNDAY | #N/A | 1987-07-31 | 6:00 | 22.2 | 71.96 |  |  | 1991-07-31 | 6:00 | 17.2 | 62.96 |  |  | 1994-07-31 | 6:00 | 23.3 | 73.94 | [5 empty] | 22.8 | 73.04 |  |  |  | 18 | 64.4 |  |  |  |  | 11.7 | 53.06 |  |  |  |  | 17.4 | 63.32 | [5 empty] | 22.8 | 73.04 |  |  |  | 17.2 | 62.96 |  |  |  |  | 23.3 | 73.94 |  |  |  |  | 16.7 | 62.06
1994-07-31 | 7:00 | 25 | 77 | SUNDAY | #N/A | 1987-07-31 | 7:00 | 22.2 | 71.96 |  |  | 1991-07-31 | 7:00 | 18.9 | 66.02 |  |  | 1994-07-31 | 7:00 | 23.9 | 75.02 | [5 empty] | 23.3 | 73.94 |  |  |  | 18.9 | 66.02 |  |  |  |  | 12.8 | 55.04 |  |  |  |  | 18.3 | 64.94 | [5 empty] | 22.2 | 71.96 |  |  |  | 17.8 | 64.04 |  |  |  |  | 23.9 | 75.02 |  |  |  |  | 16.1 | 60.98
1994-07-31 | 8:00 | 25 | 77 | SUNDAY | #N/A | 1987-07-31 | 8:00 | 23.9 | 75.02 |  |  | 1991-07-31 | 8:00 | 20.6 | 69.08 |  |  | 1994-07-31 | 8:00 | 25.6 | 78.08 | [5 empty] | 25 | 77 |  |  |  | 19.9 | 67.82 |  |  |  |  | 13.9 | 57.02 |  |  |  |  | 20 | 68 | [5 empty] | 20 | 68 |  |  |  | 20.6 | 69.08 |  |  |  |  | 23.9 | 75.02 |  |  |  |  | 16.1 | 60.98
1994-07-31 | 9:00 | 25.6 | 78.08 | SUNDAY | #N/A | 1987-07-31 | 9:00 | 23.9 | 75.02 |  |  | 1991-07-31 | 9:00 | 22.8 | 73.04 |  |  | 1994-07-31 | 9:00 | 26.1 | 78.98 | [5 empty] | 25.6 | 78.08 |  |  |  | 19.8 | 67.64 |  |  |  |  | 15 | 59 |  |  |  |  | 21.6 | 70.88 | [5 empty] | 18.9 | 66.02 |  |  |  | 22.8 | 73.04 |  |  |  |  | 25 | 77 |  |  |  |  | 15.6 | 60.08
1994-07-31 | 10:00 | 26.7 | 80.06 | SUNDAY | #N/A | 1987-07-31 | 10:00 | 24.4 | 75.92 |  |  | 1991-07-31 | 10:00 | 23.3 | 73.94 |  |  | 1994-07-31 | 10:00 | 26.1 | 78.98 | [5 empty] | 26.1 | 78.98 |  |  |  | 19.8 | 67.64 |  |  |  |  | 14.4 | 57.92 |  |  |  |  | 23.3 | 73.94 | [5 empty] | 17.2 | 62.96 |  |  |  | 24.4 | 75.92 |  |  |  |  | 26.1 | 78.98 |  |  |  |  | 15.6 | 60.08
1994-07-31 | 11:00 | 27.2 | 80.96 | SUNDAY | #N/A | 1987-07-31 | 11:00 | 25 | 77 |  |  | 1991-07-31 | 11:00 | 23.3 | 73.94 |  |  | 1994-07-31 | 11:00 | 27.2 | 80.96 | [5 empty] | 25.6 | 78.08 |  |  |  | 19.7 | 67.46 |  |  |  |  | 14.4 | 57.92 |  |  |  |  | 24.8 | 76.64 | [5 empty] | 17.2 | 62.96 |  |  |  | 25 | 77 |  |  |  |  | 27.8 | 82.04 |  |  |  |  | 15.6 | 60.08
1994-07-31 | 12:00 | 27.8 | 82.04 | SUNDAY | #N/A | 1987-07-31 | 12:00 | 26.7 | 80.06 |  |  | 1991-07-31 | 12:00 | 24.4 | 75.92 |  |  | 1994-07-31 | 12:00 | 28.9 | 84.02 | [5 empty] | 27.8 | 82.04 |  |  |  | 20.3 | 68.54 |  |  |  |  | 15 | 59 |  |  |  |  | 26.3 | 79.34 | [5 empty] | 17.2 | 62.96 |  |  |  | 25.6 | 78.08 |  |  |  |  | 28.9 | 84.02 |  |  |  |  | 16.1 | 60.98
1994-07-31 | 13:00 | 28.9 | 84.02 | SUNDAY | #N/A | 1987-07-31 | 13:00 | 27.2 | 80.96 |  |  | 1991-07-31 | 13:00 | 26.1 | 78.98 |  |  | 1994-07-31 | 13:00 | 27.8 | 82.04 | [5 empty] | 30 | 86 |  |  |  | 20.6 | 69.08 |  |  |  |  | 15 | 59 |  |  |  |  | 27.8 | 82.04 | [5 empty] | 17.8 | 64.04 |  |  |  | 26.1 | 78.98 |  |  |  |  | 30.6 | 87.08 |  |  |  |  | 17.2 | 62.96
1994-07-31 | 14:00 | 28.3 | 82.94 | SUNDAY | #N/A | 1987-07-31 | 14:00 | 28.3 | 82.94 |  |  | 1991-07-31 | 14:00 | 26.7 | 80.06 |  |  | 1994-07-31 | 14:00 | 27.2 | 80.96 | [5 empty] | 29.4 | 84.92 |  |  |  | 19.5 | 67.1 |  |  |  |  | 15.6 | 60.08 |  |  |  |  | 28.7 | 83.66 | [5 empty] | 17.8 | 64.04 |  |  |  | 25 | 77 |  |  |  |  | 31.1 | 87.98 |  |  |  |  | 17.8 | 64.04
1994-07-31 | 15:00 | 28.3 | 82.94 | SUNDAY | #N/A | 1987-07-31 | 15:00 | 28.9 | 84.02 |  |  | 1991-07-31 | 15:00 | 27.8 | 82.04 |  |  | 1994-07-31 | 15:00 | 27.2 | 80.96 | [5 empty] | 28.3 | 82.94 |  |  |  | 19.5 | 67.1 |  |  |  |  | 15.6 | 60.08 |  |  |  |  | 29.7 | 85.46 | [5 empty] | 17.8 | 64.04 |  |  |  | 25.6 | 78.08 |  |  |  |  | 30.6 | 87.08 |  |  |  |  | 17.8 | 64.04
1994-07-31 | 16:00 | 28.9 | 84.02 | SUNDAY | #N/A | 1987-07-31 | 16:00 | 26.7 | 80.06 |  |  | 1991-07-31 | 16:00 | 26.7 | 80.06 |  |  | 1994-07-31 | 16:00 | 26.7 | 80.06 | [5 empty] | 27.8 | 82.04 |  |  |  | 19.4 | 66.92 |  |  |  |  | 15.6 | 60.08 |  |  |  |  | 30.6 | 87.08 | [5 empty] | 17.8 | 64.04 |  |  |  | 27.2 | 80.96 |  |  |  |  | 23.3 | 73.94 |  |  |  |  | 17.8 | 64.04
1994-07-31 | 17:00 | 27.8 | 82.04 | SUNDAY | #N/A | 1987-07-31 | 17:00 | 26.1 | 78.98 |  |  | 1991-07-31 | 17:00 | 25 | 77 |  |  | 1994-07-31 | 17:00 | 25 | 77 | [5 empty] | 27.2 | 80.96 |  |  |  | 18.4 | 65.12 |  |  |  |  | 15.6 | 60.08 |  |  |  |  | 29.7 | 85.46 | [5 empty] | 18.3 | 64.94 |  |  |  | 26.7 | 80.06 |  |  |  |  | 25 | 77 |  |  |  |  | 18.3 | 64.94
1994-07-31 | 18:00 | 27.8 | 82.04 | SUNDAY | #N/A | 1987-07-31 | 18:00 | 25.6 | 78.08 |  |  | 1991-07-31 | 18:00 | 25 | 77 |  |  | 1994-07-31 | 18:00 | 23.9 | 75.02 | [5 empty] | 26.1 | 78.98 |  |  |  | 18.3 | 64.94 |  |  |  |  | 15.6 | 60.08 |  |  |  |  | 28.7 | 83.66 | [5 empty] | 18.3 | 64.94 |  |  |  | 26.7 | 80.06 |  |  |  |  | 23.9 | 75.02 |  |  |  |  | 18.3 | 64.94
1994-07-31 | 19:00 | 27.2 | 80.96 | SUNDAY | #N/A | 1987-07-31 | 19:00 | 24.4 | 75.92 |  |  | 1991-07-31 | 19:00 | 23.3 | 73.94 |  |  | 1994-07-31 | 19:00 | 24.4 | 75.92 | [5 empty] | 25.6 | 78.08 |  |  |  | 18.2 | 64.76 |  |  |  |  | 15.6 | 60.08 |  |  |  |  | 27.8 | 82.04 | [5 empty] | 17.8 | 64.04 |  |  |  | 26.1 | 78.98 |  |  |  |  | 23.3 | 73.94 |  |  |  |  | 18.3 | 64.94
1994-07-31 | 20:00 | 26.7 | 80.06 | SUNDAY | #N/A | 1987-07-31 | 20:00 | 23.9 | 75.02 |  |  | 1991-07-31 | 20:00 | 22.2 | 71.96 |  |  | 1994-07-31 | 20:00 | 24.4 | 75.92 | [5 empty] | 24.4 | 75.92 |  |  |  | 16.2 | 61.16 |  |  |  |  | 15.6 | 60.08 |  |  |  |  | 26.7 | 80.06 | [5 empty] | 17.8 | 64.04 |  |  |  | 25 | 77 |  |  |  |  | 22.8 | 73.04 |  |  |  |  | 17.8 | 64.04
1994-07-31 | 21:00 | 26.7 | 80.06 | SUNDAY | #N/A | 1987-07-31 | 21:00 | 22.8 | 73.04 |  |  | 1991-07-31 | 21:00 | 21.7 | 71.06 |  |  | 1994-07-31 | 21:00 | 23.9 | 75.02 | [5 empty] | 24.4 | 75.92 |  |  |  | 16.1 | 60.98 |  |  |  |  | 15.6 | 60.08 |  |  |  |  | 25.5 | 77.9 | [5 empty] | 16.1 | 60.98 |  |  |  | 23.9 | 75.02 |  |  |  |  | 22.8 | 73.04 |  |  |  |  | 16.7 | 62.06
1994-07-31 | 22:00 | 25.7 | 78.26 | SUNDAY | #N/A | 1987-07-31 | 22:00 | 22.5 | 72.5 |  |  | 1991-07-31 | 22:00 | 21.5 | 70.7 |  |  | 1994-07-31 | 22:00 | 23.9 | 75.02 | [5 empty] | 24.3 | 75.74 |  |  |  | 16.4 | 61.52 |  |  |  |  | 15.2 | 59.36 |  |  |  |  | 23.9 | 75.02 | [5 empty] | 16.7 | 62.06 |  |  |  | 22.3 | 72.14 |  |  |  |  | 21.5 | 70.7 |  |  |  |  | 16.5 | 61.7
1994-07-31 | 23:00 | 24.6 | 76.28 | SUNDAY | #N/A | 1987-07-31 | 23:00 | 22.2 | 71.96 |  |  | 1991-07-31 | 23:00 | 21.4 | 70.52 |  |  | 1994-07-31 | 23:00 | 23.9 | 75.02 | [5 empty] | 24.3 | 75.74 |  |  |  | 16.7 | 62.06 |  |  |  |  | 14.8 | 58.64 |  |  |  |  | 22.3 | 72.14 | [5 empty] | 17.2 | 62.96 |  |  |  | 20.7 | 69.26 |  |  |  |  | 20.3 | 68.54 |  |  |  |  | 16.4 | 61.52
1994-07-31 | 24:00 | 23.6 | 74.48 | SUNDAY | #N/A | 1987-07-31 | 24:00 | 21.9 | 71.42 |  |  | 1991-07-31 | 24:00 | 21.2 | 70.16 |  |  | 1994-07-31 | 24:00 | 23.9 | 75.02 | [5 empty] | 24.2 | 75.56 |  |  |  | 17 | 62.6 |  |  |  |  | 14.4 | 57.92 |  |  |  |  | 20.7 | 69.26 | [5 empty] | 17.8 | 64.04 |  |  |  | 19.1 | 66.38 |  |  |  |  | 19 | 66.2 |  |  |  |  | 16.2 | 61.16
1998-08-01 | 1:00 | 22.5 | 72.5 | SATURDAY | #N/A | 1987-08-01 | 1:00 | 21.5 | 70.7 |  |  | 1994-08-01 | 1:00 | 21 | 69.8 |  |  | 1995-08-01 | 1:00 | 23.9 | 75.02 | [5 empty] | 24.1 | 75.38 |  |  |  | 17.4 | 63.32 |  |  |  |  | 14 | 57.2 |  |  |  |  | 19.2 | 66.56 | [5 empty] | 18.3 | 64.94 |  |  |  | 17.6 | 63.68 |  |  |  |  | 17.7 | 63.86 |  |  |  |  | 16.1 | 60.98
1998-08-01 | 2:00 | 21.5 | 70.7 | SATURDAY | #N/A | 1987-08-01 | 2:00 | 21.2 | 70.16 |  |  | 1994-08-01 | 2:00 | 20.8 | 69.44 |  |  | 1995-08-01 | 2:00 | 23.9 | 75.02 | [5 empty] | 24 | 75.2 |  |  |  | 17.7 | 63.86 |  |  |  |  | 13.6 | 56.48 |  |  |  |  | 17.6 | 63.68 | [5 empty] | 18.9 | 66.02 |  |  |  | 16 | 60.8 |  |  |  |  | 16.4 | 61.52 |  |  |  |  | 15.9 | 60.62
1998-08-01 | 3:00 | 20.4 | 68.72 | SATURDAY | #N/A | 1987-08-01 | 3:00 | 20.9 | 69.62 |  |  | 1994-08-01 | 3:00 | 20.7 | 69.26 |  |  | 1995-08-01 | 3:00 | 23.9 | 75.02 | [5 empty] | 24 | 75.2 |  |  |  | 18 | 64.4 |  |  |  |  | 13.2 | 55.76 |  |  |  |  | 16 | 60.8 | [5 empty] | 19.4 | 66.92 |  |  |  | 14.4 | 57.92 |  |  |  |  | 15.2 | 59.36 |  |  |  |  | 15.8 | 60.44
1998-08-01 | 4:00 | 19.4 | 66.92 | SATURDAY | #N/A | 1987-08-01 | 4:00 | 20.6 | 69.08 |  |  | 1994-08-01 | 4:00 | 20.5 | 68.9 |  |  | 1995-08-01 | 4:00 | 23.9 | 75.02 | [5 empty] | 23.9 | 75.02 |  |  |  | 18.3 | 64.94 |  |  |  |  | 12.8 | 55.04 |  |  |  |  | 14.4 | 57.92 | [5 empty] | 20 | 68 |  |  |  | 12.8 | 55.04 |  |  |  |  | 13.9 | 57.02 |  |  |  |  | 15.6 | 60.08
1998-08-01 | 5:00 | 18.9 | 66.02 | SATURDAY | #N/A | 1987-08-01 | 5:00 | 18.9 | 66.02 |  |  | 1994-08-01 | 5:00 | 20.5 | 68.9 |  |  | 1995-08-01 | 5:00 | 23.9 | 75.02 | [5 empty] | 23.3 | 73.94 |  |  |  | 18.3 | 64.94 |  |  |  |  | 12.2 | 53.96 |  |  |  |  | 13.9 | 57.02 | [5 empty] | 20 | 68 |  |  |  | 11.1 | 51.98 |  |  |  |  | 12.8 | 55.04 |  |  |  |  | 16.1 | 60.98
1998-08-01 | 6:00 | 19.4 | 66.92 | SATURDAY | #N/A | 1987-08-01 | 6:00 | 18.9 | 66.02 |  |  | 1994-08-01 | 6:00 | 20.5 | 68.9 |  |  | 1995-08-01 | 6:00 | 23.9 | 75.02 | [5 empty] | 24.4 | 75.92 |  |  |  | 18.8 | 65.84 |  |  |  |  | 12.2 | 53.96 |  |  |  |  | 14.4 | 57.92 | [5 empty] | 19.4 | 66.92 |  |  |  | 11.1 | 51.98 |  |  |  |  | 13.9 | 57.02 |  |  |  |  | 16.7 | 62.06
1998-08-01 | 7:00 | 20 | 68 | SATURDAY | #N/A | 1987-08-01 | 7:00 | 20.6 | 69.08 |  |  | 1994-08-01 | 7:00 | 23.3 | 73.94 |  |  | 1995-08-01 | 7:00 | 25.6 | 78.08 | [5 empty] | 26.7 | 80.06 |  |  |  | 20.5 | 68.9 |  |  |  |  | 13.3 | 55.94 |  |  |  |  | 16.1 | 60.98 | [5 empty] | 20 | 68 |  |  |  | 13.9 | 57.02 |  |  |  |  | 17.8 | 64.04 |  |  |  |  | 18.3 | 64.94
1998-08-01 | 8:00 | 21.1 | 69.98 | SATURDAY | #N/A | 1987-08-01 | 8:00 | 21.1 | 69.98 |  |  | 1994-08-01 | 8:00 | 25 | 77 |  |  | 1995-08-01 | 8:00 | 26.7 | 80.06 | [5 empty] | 27.8 | 82.04 |  |  |  | 21.6 | 70.88 |  |  |  |  | 15 | 59 |  |  |  |  | 17.8 | 64.04 | [5 empty] | 20.6 | 69.08 |  |  |  | 17.2 | 62.96 |  |  |  |  | 20.6 | 69.08 |  |  |  |  | 20.6 | 69.08
1998-08-01 | 9:00 | 22.2 | 71.96 | SATURDAY | #N/A | 1987-08-01 | 9:00 | 22.8 | 73.04 |  |  | 1994-08-01 | 9:00 | 25.5 | 77.9 |  |  | 1995-08-01 | 9:00 | 28.3 | 82.94 | [5 empty] | 29.4 | 84.92 |  |  |  | 23.8 | 74.84 |  |  |  |  | 17.2 | 62.96 |  |  |  |  | 18.9 | 66.02 | [5 empty] | 22.8 | 73.04 |  |  |  | 19.4 | 66.92 |  |  |  |  | 21.7 | 71.06 |  |  |  |  | 21.7 | 71.06
1998-08-01 | 10:00 | 23.9 | 75.02 | SATURDAY | #N/A | 1987-08-01 | 10:00 | 25 | 77 |  |  | 1994-08-01 | 10:00 | 26.6 | 79.88 |  |  | 1995-08-01 | 10:00 | 29.4 | 84.92 | [5 empty] | 30 | 86 |  |  |  | 27.2 | 80.96 |  |  |  |  | 18.3 | 64.94 |  |  |  |  | 20.6 | 69.08 | [5 empty] | 25 | 77 |  |  |  | 21.1 | 69.98 |  |  |  |  | 22.8 | 73.04 |  |  |  |  | 23.9 | 75.02
1998-08-01 | 11:00 | 24.4 | 75.92 | SATURDAY | #N/A | 1987-08-01 | 11:00 | 25.6 | 78.08 |  |  | 1994-08-01 | 11:00 | 26.1 | 78.98 |  |  | 1995-08-01 | 11:00 | 30.6 | 87.08 | [5 empty] | 31.1 | 87.98 |  |  |  | 28.3 | 82.94 |  |  |  |  | 20 | 68 |  |  |  |  | 21.7 | 71.06 | [5 empty] | 27.8 | 82.04 |  |  |  | 20.6 | 69.08 |  |  |  |  | 23.9 | 75.02 |  |  |  |  | 24.4 | 75.92
1998-08-01 | 12:00 | 25.6 | 78.08 | SATURDAY | #N/A | 1987-08-01 | 12:00 | 26.7 | 80.06 |  |  | 1994-08-01 | 12:00 | 27.2 | 80.96 |  |  | 1995-08-01 | 12:00 | 32.2 | 89.96 | [5 empty] | 30.6 | 87.08 |  |  |  | 29.3 | 84.74 |  |  |  |  | 20.6 | 69.08 |  |  |  |  | 22.8 | 73.04 | [5 empty] | 28.3 | 82.94 |  |  |  | 22.2 | 71.96 |  |  |  |  | 23.3 | 73.94 |  |  |  |  | 25.6 | 78.08
1998-08-01 | 13:00 | 25.6 | 78.08 | SATURDAY | #N/A | 1987-08-01 | 13:00 | 25.6 | 78.08 |  |  | 1994-08-01 | 13:00 | 26.6 | 79.88 |  |  | 1995-08-01 | 13:00 | 31.7 | 89.06 | [5 empty] | 31.1 | 87.98 |  |  |  | 30 | 86 |  |  |  |  | 21.7 | 71.06 |  |  |  |  | 23.3 | 73.94 | [5 empty] | 25 | 77 |  |  |  | 23.3 | 73.94 |  |  |  |  | 23.9 | 75.02 |  |  |  |  | 26.7 | 80.06
1998-08-01 | 14:00 | 26.1 | 78.98 | SATURDAY | #N/A | 1987-08-01 | 14:00 | 25.6 | 78.08 |  |  | 1994-08-01 | 14:00 | 27.2 | 80.96 |  |  | 1995-08-01 | 14:00 | 31.7 | 89.06 | [5 empty] | 31.7 | 89.06 |  |  |  | 29.4 | 84.92 |  |  |  |  | 21.7 | 71.06 |  |  |  |  | 23.9 | 75.02 | [5 empty] | 27.8 | 82.04 |  |  |  | 23.3 | 73.94 |  |  |  |  | 24.4 | 75.92 |  |  |  |  | 26.7 | 80.06
1998-08-01 | 15:00 | 26.1 | 78.98 | SATURDAY | #N/A | 1987-08-01 | 15:00 | 27.2 | 80.96 |  |  | 1994-08-01 | 15:00 | 27.7 | 81.86 |  |  | 1995-08-01 | 15:00 | 30.6 | 87.08 | [5 empty] | 30.6 | 87.08 |  |  |  | 28.8 | 83.84 |  |  |  |  | 22.2 | 71.96 |  |  |  |  | 24.4 | 75.92 | [5 empty] | 27.8 | 82.04 |  |  |  | 23.9 | 75.02 |  |  |  |  | 24.4 | 75.92 |  |  |  |  | 26.7 | 80.06
1998-08-01 | 16:00 | 26.7 | 80.06 | SATURDAY | #N/A | 1987-08-01 | 16:00 | 26.7 | 80.06 |  |  | 1994-08-01 | 16:00 | 26.1 | 78.98 |  |  | 1995-08-01 | 16:00 | 30 | 86 | [5 empty] | 30 | 86 |  |  |  | 22.2 | 71.96 |  |  |  |  | 21.7 | 71.06 |  |  |  |  | 23.3 | 73.94 | [5 empty] | 27.2 | 80.96 |  |  |  | 23.9 | 75.02 |  |  |  |  | 24.4 | 75.92 |  |  |  |  | 27.2 | 80.96
1998-08-01 | 17:00 | 26.7 | 80.06 | SATURDAY | #N/A | 1987-08-01 | 17:00 | 26.1 | 78.98 |  |  | 1994-08-01 | 17:00 | 26.1 | 78.98 |  |  | 1995-08-01 | 17:00 | 28.9 | 84.02 | [5 empty] | 29.4 | 84.92 |  |  |  | 23.3 | 73.94 |  |  |  |  | 21.7 | 71.06 |  |  |  |  | 23.3 | 73.94 | [5 empty] | 25 | 77 |  |  |  | 23.9 | 75.02 |  |  |  |  | 24.4 | 75.92 |  |  |  |  | 27.2 | 80.96
1998-08-01 | 18:00 | 26.1 | 78.98 | SATURDAY | #N/A | 1987-08-01 | 18:00 | 25 | 77 |  |  | 1994-08-01 | 18:00 | 25 | 77 |  |  | 1995-08-01 | 18:00 | 27.8 | 82.04 | [5 empty] | 26.7 | 80.06 |  |  |  | 23.8 | 74.84 |  |  |  |  | 20.6 | 69.08 |  |  |  |  | 22.8 | 73.04 | [5 empty] | 21.7 | 71.06 |  |  |  | 23.3 | 73.94 |  |  |  |  | 23.9 | 75.02 |  |  |  |  | 26.7 | 80.06
1998-08-01 | 19:00 | 24.4 | 75.92 | SATURDAY | #N/A | 1987-08-01 | 19:00 | 24.4 | 75.92 |  |  | 1994-08-01 | 19:00 | 24.4 | 75.92 |  |  | 1995-08-01 | 19:00 | 26.7 | 80.06 | [5 empty] | 26.1 | 78.98 |  |  |  | 23.8 | 74.84 |  |  |  |  | 19.4 | 66.92 |  |  |  |  | 20 | 68 | [5 empty] | 20.6 | 69.08 |  |  |  | 22.2 | 71.96 |  |  |  |  | 22.2 | 71.96 |  |  |  |  | 24.4 | 75.92
1998-08-01 | 20:00 | 23.3 | 73.94 | SATURDAY | #N/A | 1987-08-01 | 20:00 | 23.3 | 73.94 |  |  | 1994-08-01 | 20:00 | 23.3 | 73.94 |  |  | 1995-08-01 | 20:00 | 26.1 | 78.98 | [5 empty] | 25 | 77 |  |  |  | 23.3 | 73.94 |  |  |  |  | 17.8 | 64.04 |  |  |  |  | 18.3 | 64.94 | [5 empty] | 20.6 | 69.08 |  |  |  | 20 | 68 |  |  |  |  | 20.6 | 69.08 |  |  |  |  | 20.6 | 69.08
1998-08-01 | 21:00 | 23.3 | 73.94 | SATURDAY | #N/A | 1987-08-01 | 21:00 | 23.3 | 73.94 |  |  | 1994-08-01 | 21:00 | 21.6 | 70.88 |  |  | 1995-08-01 | 21:00 | 26.1 | 78.98 | [5 empty] | 24.4 | 75.92 |  |  |  | 23.3 | 73.94 |  |  |  |  | 16.7 | 62.06 |  |  |  |  | 15.6 | 60.08 | [5 empty] | 20.6 | 69.08 |  |  |  | 17.8 | 64.04 |  |  |  |  | 18.3 | 64.94 |  |  |  |  | 17.8 | 64.04
1998-08-01 | 22:00 | 22.8 | 73.04 | SATURDAY | #N/A | 1987-08-01 | 22:00 | 23.3 | 73.94 |  |  | 1994-08-01 | 22:00 | 22.7 | 72.86 |  |  | 1995-08-01 | 22:00 | 26.1 | 78.98 | [5 empty] | 24.4 | 75.92 |  |  |  | 22.7 | 72.86 |  |  |  |  | 16.1 | 60.98 |  |  |  |  | 15 | 59 | [5 empty] | 20.6 | 69.08 |  |  |  | 17.8 | 64.04 |  |  |  |  | 17.2 | 62.96 |  |  |  |  | 16.7 | 62.06
1998-08-01 | 23:00 | 22.8 | 73.04 | SATURDAY | #N/A | 1987-08-01 | 23:00 | 22.8 | 73.04 |  |  | 1994-08-01 | 23:00 | 22.2 | 71.96 |  |  | 1995-08-01 | 23:00 | 25.6 | 78.08 | [5 empty] | 25 | 77 |  |  |  | 22.7 | 72.86 |  |  |  |  | 15.6 | 60.08 |  |  |  |  | 14.4 | 57.92 | [5 empty] | 20 | 68 |  |  |  | 17.2 | 62.96 |  |  |  |  | 16.1 | 60.98 |  |  |  |  | 15.6 | 60.08
1998-08-01 | 24:00 | 22.2 | 71.96 | SATURDAY | #N/A | 1987-08-01 | 24:00 | 22.8 | 73.04 |  |  | 1994-08-01 | 24:00 | 22.7 | 72.86 |  |  | 1995-08-01 | 24:00 | 25.6 | 78.08 | [5 empty] | 25 | 77 |  |  |  | 22.7 | 72.86 |  |  |  |  | 15 | 59 |  |  |  |  | 13.3 | 55.94 | [5 empty] | 20 | 68 |  |  |  | 16.1 | 60.98 |  |  |  |  | 16.1 | 60.98 |  |  |  |  | 15 | 59
1998-08-02 | 1:00 | 22.2 | 71.96 | SUNDAY | #N/A | 1987-08-02 | 1:00 | 22.8 | 73.04 |  |  | 1994-08-02 | 1:00 | 22.2 | 71.96 |  |  | 1995-08-02 | 1:00 | 25.6 | 78.08 | [5 empty] | 23.3 | 73.94 |  |  |  | 22.2 | 71.96 |  |  |  |  | 14.4 | 57.92 |  |  |  |  | 12.2 | 53.96 | [5 empty] | 19.4 | 66.92 |  |  |  | 12.8 | 55.04 |  |  |  |  | 15.6 | 60.08 |  |  |  |  | 14.4 | 57.92
1998-08-02 | 2:00 | 21.7 | 71.06 | SUNDAY | #N/A | 1987-08-02 | 2:00 | 22.8 | 73.04 |  |  | 1994-08-02 | 2:00 | 22.2 | 71.96 |  |  | 1995-08-02 | 2:00 | 25 | 77 | [5 empty] | 22.8 | 73.04 |  |  |  | 21.6 | 70.88 |  |  |  |  | 13.3 | 55.94 |  |  |  |  | 11.7 | 53.06 | [5 empty] | 19.4 | 66.92 |  |  |  | 14.4 | 57.92 |  |  |  |  | 14.4 | 57.92 |  |  |  |  | 13.9 | 57.02
1998-08-02 | 3:00 | 21.7 | 71.06 | SUNDAY | #N/A | 1987-08-02 | 3:00 | 22.2 | 71.96 |  |  | 1994-08-02 | 3:00 | 21.1 | 69.98 |  |  | 1995-08-02 | 3:00 | 25 | 77 | [5 empty] | 22.8 | 73.04 |  |  |  | 20.5 | 68.9 |  |  |  |  | 13.3 | 55.94 |  |  |  |  | 11.7 | 53.06 | [5 empty] | 20.6 | 69.08 |  |  |  | 13.3 | 55.94 |  |  |  |  | 14.4 | 57.92 |  |  |  |  | 13.3 | 55.94
1998-08-02 | 4:00 | 21.1 | 69.98 | SUNDAY | #N/A | 1987-08-02 | 4:00 | 22.2 | 71.96 |  |  | 1994-08-02 | 4:00 | 21.1 | 69.98 |  |  | 1995-08-02 | 4:00 | 25 | 77 | [5 empty] | 23.9 | 75.02 |  |  |  | 20 | 68 |  |  |  |  | 12.8 | 55.04 |  |  |  |  | 11.1 | 51.98 | [5 empty] | 18.9 | 66.02 |  |  |  | 12.8 | 55.04 |  |  |  |  | 13.3 | 55.94 |  |  |  |  | 12.8 | 55.04
1998-08-02 | 5:00 | 21.1 | 69.98 | SUNDAY | #N/A | 1987-08-02 | 5:00 | 22.2 | 71.96 |  |  | 1994-08-02 | 5:00 | 21.6 | 70.88 |  |  | 1995-08-02 | 5:00 | 24.4 | 75.92 | [5 empty] | 24.4 | 75.92 |  |  |  | 19.4 | 66.92 |  |  |  |  | 12.8 | 55.04 |  |  |  |  | 10.6 | 51.08 | [5 empty] | 20.6 | 69.08 |  |  |  | 11.7 | 53.06 |  |  |  |  | 12.8 | 55.04 |  |  |  |  | 12.8 | 55.04
1998-08-02 | 6:00 | 20.6 | 69.08 | SUNDAY | #N/A | 1987-08-02 | 6:00 | 22.2 | 71.96 |  |  | 1994-08-02 | 6:00 | 21.6 | 70.88 |  |  | 1995-08-02 | 6:00 | 25 | 77 | [5 empty] | 23.9 | 75.02 |  |  |  | 20.5 | 68.9 |  |  |  |  | 13.3 | 55.94 |  |  |  |  | 11.7 | 53.06 | [5 empty] | 21.1 | 69.98 |  |  |  | 11.1 | 51.98 |  |  |  |  | 13.3 | 55.94 |  |  |  |  | 14.4 | 57.92
1998-08-02 | 7:00 | 22.2 | 71.96 | SUNDAY | #N/A | 1987-08-02 | 7:00 | 22.8 | 73.04 |  |  | 1994-08-02 | 7:00 | 22.7 | 72.86 |  |  | 1995-08-02 | 7:00 | 26.1 | 78.98 | [5 empty] | 25.6 | 78.08 |  |  |  | 23.3 | 73.94 |  |  |  |  | 15 | 59 |  |  |  |  | 15 | 59 | [5 empty] | 22.8 | 73.04 |  |  |  | 15.6 | 60.08 |  |  |  |  | 16.1 | 60.98 |  |  |  |  | 18.3 | 64.94
1998-08-02 | 8:00 | 23.3 | 73.94 | SUNDAY | #N/A | 1987-08-02 | 8:00 | 24.4 | 75.92 |  |  | 1994-08-02 | 8:00 | 26.1 | 78.98 |  |  | 1995-08-02 | 8:00 | 28.3 | 82.94 | [5 empty] | 27.2 | 80.96 |  |  |  | 24.4 | 75.92 |  |  |  |  | 16.1 | 60.98 |  |  |  |  | 17.2 | 62.96 | [5 empty] | 23.9 | 75.02 |  |  |  | 18.3 | 64.94 |  |  |  |  | 18.3 | 64.94 |  |  |  |  | 22.8 | 73.04
1998-08-02 | 9:00 | 24.4 | 75.92 | SUNDAY | #N/A | 1987-08-02 | 9:00 | 25 | 77 |  |  | 1994-08-02 | 9:00 | 25.5 | 77.9 |  |  | 1995-08-02 | 9:00 | 29.4 | 84.92 | [5 empty] | 28.9 | 84.02 |  |  |  | 26.1 | 78.98 |  |  |  |  | 18.3 | 64.94 |  |  |  |  | 19.4 | 66.92 | [5 empty] | 25 | 77 |  |  |  | 19.4 | 66.92 |  |  |  |  | 21.7 | 71.06 |  |  |  |  | 25.6 | 78.08
1998-08-02 | 10:00 | 25 | 77 | SUNDAY | #N/A | 1987-08-02 | 10:00 | 25 | 77 |  |  | 1994-08-02 | 10:00 | 27.6 | 81.68 |  |  | 1995-08-02 | 10:00 | 29.4 | 84.92 | [5 empty] | 28.9 | 84.02 |  |  |  | 27.7 | 81.86 |  |  |  |  | 19.4 | 66.92 |  |  |  |  | 20.6 | 69.08 | [5 empty] | 25 | 77 |  |  |  | 21.1 | 69.98 |  |  |  |  | 23.3 | 73.94 |  |  |  |  | 27.8 | 82.04
1998-08-02 | 11:00 | 26.7 | 80.06 | SUNDAY | #N/A | 1987-08-02 | 11:00 | 24.4 | 75.92 |  |  | 1994-08-02 | 11:00 | 29.4 | 84.92 |  |  | 1995-08-02 | 11:00 | 30 | 86 | [5 empty] | 30 | 86 |  |  |  | 28.8 | 83.84 |  |  |  |  | 20.6 | 69.08 |  |  |  |  | 22.2 | 71.96 | [5 empty] | 27.8 | 82.04 |  |  |  | 21.1 | 69.98 |  |  |  |  | 25 | 77 |  |  |  |  | 30 | 86
1998-08-02 | 12:00 | 27.2 | 80.96 | SUNDAY | #N/A | 1987-08-02 | 12:00 | 25 | 77 |  |  | 1994-08-02 | 12:00 | 30 | 86 |  |  | 1995-08-02 | 12:00 | 29.4 | 84.92 | [5 empty] | 31.1 | 87.98 |  |  |  | 30 | 86 |  |  |  |  | 21.7 | 71.06 |  |  |  |  | 22.8 | 73.04 | [5 empty] | 27.8 | 82.04 |  |  |  | 22.2 | 71.96 |  |  |  |  | 26.7 | 80.06 |  |  |  |  | 30.6 | 87.08
1998-08-02 | 13:00 | 28.3 | 82.94 | SUNDAY | #N/A | 1987-08-02 | 13:00 | 25.6 | 78.08 |  |  | 1994-08-02 | 13:00 | 30 | 86 |  |  | 1995-08-02 | 13:00 | 30 | 86 | [5 empty] | 31.7 | 89.06 |  |  |  | 31.6 | 88.88 |  |  |  |  | 21.7 | 71.06 |  |  |  |  | 23.9 | 75.02 | [5 empty] | 28.9 | 84.02 |  |  |  | 23.9 | 75.02 |  |  |  |  | 26.7 | 80.06 |  |  |  |  | 30.6 | 87.08
1998-08-02 | 14:00 | 27.8 | 82.04 | SUNDAY | #N/A | 1987-08-02 | 14:00 | 25 | 77 |  |  | 1994-08-02 | 14:00 | 30 | 86 |  |  | 1995-08-02 | 14:00 | 30 | 86 | [5 empty] | 31.1 | 87.98 |  |  |  | 31.1 | 87.98 |  |  |  |  | 22.2 | 71.96 |  |  |  |  | 24.4 | 75.92 | [5 empty] | 28.9 | 84.02 |  |  |  | 23.9 | 75.02 |  |  |  |  | 27.8 | 82.04 |  |  |  |  | 28.9 | 84.02
1998-08-02 | 15:00 | 28.9 | 84.02 | SUNDAY | #N/A | 1987-08-02 | 15:00 | 25 | 77 |  |  | 1994-08-02 | 15:00 | 28.8 | 83.84 |  |  | 1995-08-02 | 15:00 | 30.6 | 87.08 | [5 empty] | 31.1 | 87.98 |  |  |  | 31.6 | 88.88 |  |  |  |  | 22.8 | 73.04 |  |  |  |  | 25 | 77 | [5 empty] | 28.9 | 84.02 |  |  |  | 23.3 | 73.94 |  |  |  |  | 28.3 | 82.94 |  |  |  |  | 30.6 | 87.08
1998-08-02 | 16:00 | 27.8 | 82.04 | SUNDAY | #N/A | 1987-08-02 | 16:00 | 24.4 | 75.92 |  |  | 1994-08-02 | 16:00 | 28.3 | 82.94 |  |  | 1995-08-02 | 16:00 | 30 | 86 | [5 empty] | 29.4 | 84.92 |  |  |  | 30.5 | 86.9 |  |  |  |  | 23.3 | 73.94 |  |  |  |  | 25 | 77 | [5 empty] | 28.3 | 82.94 |  |  |  | 23.9 | 75.02 |  |  |  |  | 27.8 | 82.04 |  |  |  |  | 30.6 | 87.08
1998-08-02 | 17:00 | 27.2 | 80.96 | SUNDAY | #N/A | 1987-08-02 | 17:00 | 25 | 77 |  |  | 1994-08-02 | 17:00 | 27.7 | 81.86 |  |  | 1995-08-02 | 17:00 | 29.4 | 84.92 | [5 empty] | 28.3 | 82.94 |  |  |  | 30 | 86 |  |  |  |  | 22.8 | 73.04 |  |  |  |  | 24.4 | 75.92 | [5 empty] | 27.8 | 82.04 |  |  |  | 23.9 | 75.02 |  |  |  |  | 27.8 | 82.04 |  |  |  |  | 30 | 86
1998-08-02 | 18:00 | 26.1 | 78.98 | SUNDAY | #N/A | 1987-08-02 | 18:00 | 23.9 | 75.02 |  |  | 1994-08-02 | 18:00 | 26.6 | 79.88 |  |  | 1995-08-02 | 18:00 | 27.2 | 80.96 | [5 empty] | 27.2 | 80.96 |  |  |  | 29.4 | 84.92 |  |  |  |  | 21.7 | 71.06 |  |  |  |  | 23.9 | 75.02 | [5 empty] | 27.2 | 80.96 |  |  |  | 22.8 | 73.04 |  |  |  |  | 26.7 | 80.06 |  |  |  |  | 28.9 | 84.02
1998-08-02 | 19:00 | 25.6 | 78.08 | SUNDAY | #N/A | 1987-08-02 | 19:00 | 24.4 | 75.92 |  |  | 1994-08-02 | 19:00 | 24.4 | 75.92 |  |  | 1995-08-02 | 19:00 | 27.8 | 82.04 | [5 empty] | 20.6 | 69.08 |  |  |  | 27.2 | 80.96 |  |  |  |  | 20.6 | 69.08 |  |  |  |  | 21.1 | 69.98 | [5 empty] | 26.7 | 80.06 |  |  |  | 21.7 | 71.06 |  |  |  |  | 25 | 77 |  |  |  |  | 26.7 | 80.06
1998-08-02 | 20:00 | 23.9 | 75.02 | SUNDAY | #N/A | 1987-08-02 | 20:00 | 24.4 | 75.92 |  |  | 1994-08-02 | 20:00 | 23.8 | 74.84 |  |  | 1995-08-02 | 20:00 | 27.2 | 80.96 | [5 empty] | 21.1 | 69.98 |  |  |  | 25 | 77 |  |  |  |  | 18.3 | 64.94 |  |  |  |  | 17.2 | 62.96 | [5 empty] | 24.4 | 75.92 |  |  |  | 19.4 | 66.92 |  |  |  |  | 22.8 | 73.04 |  |  |  |  | 22.8 | 73.04
1998-08-02 | 21:00 | 24.4 | 75.92 | SUNDAY | #N/A | 1987-08-02 | 21:00 | 23.9 | 75.02 |  |  | 1994-08-02 | 21:00 | 23.8 | 74.84 |  |  | 1995-08-02 | 21:00 | 27.2 | 80.96 | [5 empty] | 21.7 | 71.06 |  |  |  | 24.4 | 75.92 |  |  |  |  | 17.8 | 64.04 |  |  |  |  | 15.6 | 60.08 | [5 empty] | 23.9 | 75.02 |  |  |  | 18.3 | 64.94 |  |  |  |  | 20.6 | 69.08 |  |  |  |  | 21.1 | 69.98
1998-08-02 | 22:00 | 23.3 | 73.94 | SUNDAY | #N/A | 1987-08-02 | 22:00 | 23.9 | 75.02 |  |  | 1994-08-02 | 22:00 | 23.3 | 73.94 |  |  | 1995-08-02 | 22:00 | 27.8 | 82.04 | [5 empty] | 22.2 | 71.96 |  |  |  | 23.8 | 74.84 |  |  |  |  | 16.7 | 62.06 |  |  |  |  | 14.4 | 57.92 | [5 empty] | 23.9 | 75.02 |  |  |  | 17.2 | 62.96 |  |  |  |  | 20 | 68 |  |  |  |  | 22.2 | 71.96
1998-08-02 | 23:00 | 22.8 | 73.04 | SUNDAY | #N/A | 1987-08-02 | 23:00 | 23.9 | 75.02 |  |  | 1994-08-02 | 23:00 | 23.8 | 74.84 |  |  | 1995-08-02 | 23:00 | 27.2 | 80.96 | [5 empty] | 21.7 | 71.06 |  |  |  | 23.3 | 73.94 |  |  |  |  | 15.6 | 60.08 |  |  |  |  | 13.9 | 57.02 | [5 empty] | 23.3 | 73.94 |  |  |  | 15.6 | 60.08 |  |  |  |  | 18.9 | 66.02 |  |  |  |  | 21.7 | 71.06
1998-08-02 | 24:00 | 22.2 | 71.96 | SUNDAY | #N/A | 1987-08-02 | 24:00 | 23.9 | 75.02 |  |  | 1994-08-02 | 24:00 | 23.3 | 73.94 |  |  | 1995-08-02 | 24:00 | 27.2 | 80.96 | [5 empty] | 22.8 | 73.04 |  |  |  | 22.9 | 73.22 |  |  |  |  | 14.4 | 57.92 |  |  |  |  | 13.3 | 55.94 | [5 empty] | 22.8 | 73.04 |  |  |  | 13.3 | 55.94 |  |  |  |  | 17.8 | 64.04 |  |  |  |  | 22.2 | 71.96
1998-08-03 | 1:00 | 21.7 | 71.06 | WEEKDAY | #N/A | 1987-08-03 | 1:00 | 23.9 | 75.02 |  |  | 1994-08-03 | 1:00 | 23.8 | 74.84 |  |  | 1995-08-03 | 1:00 | 26.7 | 80.06 | [5 empty] | 22.8 | 73.04 |  |  |  | 22.7 | 72.86 |  |  |  |  | 13.9 | 57.02 |  |  |  |  | 13.3 | 55.94 | [5 empty] | 20 | 68 |  |  |  | 12.8 | 55.04 |  |  |  |  | 16.7 | 62.06 |  |  |  |  | 22.2 | 71.96
1998-08-03 | 2:00 | 21.1 | 69.98 | WEEKDAY | #N/A | 1987-08-03 | 2:00 | 23.9 | 75.02 |  |  | 1994-08-03 | 2:00 | 23.3 | 73.94 |  |  | 1995-08-03 | 2:00 | 26.7 | 80.06 | [5 empty] | 22.2 | 71.96 |  |  |  | 22 | 71.6 |  |  |  |  | 13.9 | 57.02 |  |  |  |  | 12.2 | 53.96 | [5 empty] | 20.6 | 69.08 |  |  |  | 11.7 | 53.06 |  |  |  |  | 17.2 | 62.96 |  |  |  |  | 21.7 | 71.06
1998-08-03 | 3:00 | 21.1 | 69.98 | WEEKDAY | #N/A | 1987-08-03 | 3:00 | 23.9 | 75.02 |  |  | 1994-08-03 | 3:00 | 22.7 | 72.86 |  |  | 1995-08-03 | 3:00 | 26.1 | 78.98 | [5 empty] | 22.2 | 71.96 |  |  |  | 21.6 | 70.88 |  |  |  |  | 14.4 | 57.92 |  |  |  |  | 11.7 | 53.06 | [5 empty] | 20 | 68 |  |  |  | 11.7 | 53.06 |  |  |  |  | 16.1 | 60.98 |  |  |  |  | 22.8 | 73.04
1998-08-03 | 4:00 | 20.6 | 69.08 | WEEKDAY | #N/A | 1987-08-03 | 4:00 | 24.4 | 75.92 |  |  | 1994-08-03 | 4:00 | 22.2 | 71.96 |  |  | 1995-08-03 | 4:00 | 26.1 | 78.98 | [5 empty] | 21.7 | 71.06 |  |  |  | 21.1 | 69.98 |  |  |  |  | 13.3 | 55.94 |  |  |  |  | 10.6 | 51.08 | [5 empty] | 20 | 68 |  |  |  | 11.1 | 51.98 |  |  |  |  | 15 | 59 |  |  |  |  | 22.8 | 73.04
1998-08-03 | 5:00 | 20.6 | 69.08 | WEEKDAY | #N/A | 1987-08-03 | 5:00 | 23.3 | 73.94 |  |  | 1994-08-03 | 5:00 | 21.6 | 70.88 |  |  | 1995-08-03 | 5:00 | 25.6 | 78.08 | [5 empty] | 21.7 | 71.06 |  |  |  | 21.6 | 70.88 |  |  |  |  | 12.8 | 55.04 |  |  |  |  | 10 | 50 | [5 empty] | 20 | 68 |  |  |  | 11.1 | 51.98 |  |  |  |  | 15 | 59 |  |  |  |  | 22.8 | 73.04
1998-08-03 | 6:00 | 21.7 | 71.06 | WEEKDAY | #N/A | 1987-08-03 | 6:00 | 23.9 | 75.02 |  |  | 1994-08-03 | 6:00 | 22.2 | 71.96 |  |  | 1995-08-03 | 6:00 | 26.1 | 78.98 | [5 empty] | 21.7 | 71.06 |  |  |  | 21.1 | 69.98 |  |  |  |  | 12.8 | 55.04 |  |  |  |  | 11.7 | 53.06 | [5 empty] | 20 | 68 |  |  |  | 11.1 | 51.98 |  |  |  |  | 16.1 | 60.98 |  |  |  |  | 23.3 | 73.94
1998-08-03 | 7:00 | 22.2 | 71.96 | WEEKDAY | #N/A | 1987-08-03 | 7:00 | 23.9 | 75.02 |  |  | 1994-08-03 | 7:00 | 22.2 | 71.96 |  |  | 1995-08-03 | 7:00 | 26.1 | 78.98 | [5 empty] | 23.3 | 73.94 |  |  |  | 22.2 | 71.96 |  |  |  |  | 13.9 | 57.02 |  |  |  |  | 14.4 | 57.92 | [5 empty] | 22.2 | 71.96 |  |  |  | 13.9 | 57.02 |  |  |  |  | 17.8 | 64.04 |  |  |  |  | 24.4 | 75.92
1998-08-03 | 8:00 | 23.3 | 73.94 | WEEKDAY | #N/A | 1987-08-03 | 8:00 | 23.9 | 75.02 |  |  | 1994-08-03 | 8:00 | 25 | 77 |  |  | 1995-08-03 | 8:00 | 26.7 | 80.06 | [5 empty] | 25 | 77 |  |  |  | 23.8 | 74.84 |  |  |  |  | 17.2 | 62.96 |  |  |  |  | 17.8 | 64.04 | [5 empty] | 23.9 | 75.02 |  |  |  | 17.8 | 64.04 |  |  |  |  | 20.6 | 69.08 |  |  |  |  | 23.9 | 75.02
1998-08-03 | 9:00 | 23.9 | 75.02 | WEEKDAY | #N/A | 1987-08-03 | 9:00 | 24.4 | 75.92 |  |  | 1994-08-03 | 9:00 | 26.6 | 79.88 |  |  | 1995-08-03 | 9:00 | 27.8 | 82.04 | [5 empty] | 26.7 | 80.06 |  |  |  | 26.1 | 78.98 |  |  |  |  | 19.4 | 66.92 |  |  |  |  | 19.4 | 66.92 | [5 empty] | 25.6 | 78.08 |  |  |  | 21.7 | 71.06 |  |  |  |  | 23.3 | 73.94 |  |  |  |  | 21.1 | 69.98
1998-08-03 | 10:00 | 25.6 | 78.08 | WEEKDAY | #N/A | 1987-08-03 | 10:00 | 25.6 | 78.08 |  |  | 1994-08-03 | 10:00 | 27.7 | 81.86 |  |  | 1995-08-03 | 10:00 | 29.4 | 84.92 | [5 empty] | 27.2 | 80.96 |  |  |  | 28.8 | 83.84 |  |  |  |  | 22.2 | 71.96 |  |  |  |  | 21.1 | 69.98 | [5 empty] | 26.1 | 78.98 |  |  |  | 23.3 | 73.94 |  |  |  |  | 26.1 | 78.98 |  |  |  |  | 20.6 | 69.08
1998-08-03 | 11:00 | 26.7 | 80.06 | WEEKDAY | #N/A | 1987-08-03 | 11:00 | 27.8 | 82.04 |  |  | 1994-08-03 | 11:00 | 28.8 | 83.84 |  |  | 1995-08-03 | 11:00 | 28.9 | 84.02 | [5 empty] | 27.8 | 82.04 |  |  |  | 30 | 86 |  |  |  |  | 23.3 | 73.94 |  |  |  |  | 22.8 | 73.04 | [5 empty] | 26.7 | 80.06 |  |  |  | 25 | 77 |  |  |  |  | 27.8 | 82.04 |  |  |  |  | 21.7 | 71.06
1998-08-03 | 12:00 | 28.3 | 82.94 | WEEKDAY | #N/A | 1987-08-03 | 12:00 | 28.3 | 82.94 |  |  | 1994-08-03 | 12:00 | 29.4 | 84.92 |  |  | 1995-08-03 | 12:00 | 28.3 | 82.94 | [5 empty] | 28.9 | 84.02 |  |  |  | 31.1 | 87.98 |  |  |  |  | 24.4 | 75.92 |  |  |  |  | 24.4 | 75.92 | [5 empty] | 26.7 | 80.06 |  |  |  | 25.6 | 78.08 |  |  |  |  | 28.3 | 82.94 |  |  |  |  | 22.8 | 73.04
1998-08-03 | 13:00 | 28.9 | 84.02 | WEEKDAY | #N/A | 1987-08-03 | 13:00 | 30 | 86 |  |  | 1994-08-03 | 13:00 | 28.8 | 83.84 |  |  | 1995-08-03 | 13:00 | 28.9 | 84.02 | [5 empty] | 28.9 | 84.02 |  |  |  | 31.1 | 87.98 |  |  |  |  | 25 | 77 |  |  |  |  | 25 | 77 | [5 empty] | 25.6 | 78.08 |  |  |  | 26.7 | 80.06 |  |  |  |  | 28.9 | 84.02 |  |  |  |  | 22.8 | 73.04
1998-08-03 | 14:00 | 29.4 | 84.92 | WEEKDAY | #N/A | 1987-08-03 | 14:00 | 31.7 | 89.06 |  |  | 1994-08-03 | 14:00 | 28.3 | 82.94 |  |  | 1995-08-03 | 14:00 | 30 | 86 | [5 empty] | 28.3 | 82.94 |  |  |  | 31.6 | 88.88 |  |  |  |  | 25 | 77 |  |  |  |  | 25.6 | 78.08 | [5 empty] | 24.4 | 75.92 |  |  |  | 26.7 | 80.06 |  |  |  |  | 29.4 | 84.92 |  |  |  |  | 22.2 | 71.96
1998-08-03 | 15:00 | 29.4 | 84.92 | WEEKDAY | #N/A | 1987-08-03 | 15:00 | 31.1 | 87.98 |  |  | 1994-08-03 | 15:00 | 28.8 | 83.84 |  |  | 1995-08-03 | 15:00 | 28.9 | 84.02 | [5 empty] | 28.3 | 82.94 |  |  |  | 31.6 | 88.88 |  |  |  |  | 25.6 | 78.08 |  |  |  |  | 26.1 | 78.98 | [5 empty] | 21.7 | 71.06 |  |  |  | 27.2 | 80.96 |  |  |  |  | 29.4 | 84.92 |  |  |  |  | 21.7 | 71.06
1998-08-03 | 16:00 | 28.9 | 84.02 | WEEKDAY | #N/A | 1987-08-03 | 16:00 | 31.7 | 89.06 |  |  | 1994-08-03 | 16:00 | 28.8 | 83.84 |  |  | 1995-08-03 | 16:00 | 28.3 | 82.94 | [5 empty] | 28.9 | 84.02 |  |  |  | 31.1 | 87.98 |  |  |  |  | 25.6 | 78.08 |  |  |  |  | 26.7 | 80.06 | [5 empty] | 23.3 | 73.94 |  |  |  | 26.7 | 80.06 |  |  |  |  | 29.4 | 84.92 |  |  |  |  | 21.7 | 71.06
1998-08-03 | 17:00 | 28.3 | 82.94 | WEEKDAY | #N/A | 1987-08-03 | 17:00 | 31.1 | 87.98 |  |  | 1994-08-03 | 17:00 | 27.7 | 81.86 |  |  | 1995-08-03 | 17:00 | 27.8 | 82.04 | [5 empty] | 27.8 | 82.04 |  |  |  | 30.5 | 86.9 |  |  |  |  | 24.4 | 75.92 |  |  |  |  | 26.7 | 80.06 | [5 empty] | 21.7 | 71.06 |  |  |  | 26.7 | 80.06 |  |  |  |  | 28.3 | 82.94 |  |  |  |  | 21.7 | 71.06
1998-08-03 | 18:00 | 26.7 | 80.06 | WEEKDAY | #N/A | 1987-08-03 | 18:00 | 30.6 | 87.08 |  |  | 1994-08-03 | 18:00 | 26.6 | 79.88 |  |  | 1995-08-03 | 18:00 | 26.7 | 80.06 | [5 empty] | 27.8 | 82.04 |  |  |  | 28.8 | 83.84 |  |  |  |  | 24.4 | 75.92 |  |  |  |  | 25 | 77 | [5 empty] | 21 | 69.8 |  |  |  | 26.1 | 78.98 |  |  |  |  | 26.7 | 80.06 |  |  |  |  | 21.7 | 71.06
1998-08-03 | 19:00 | 26.1 | 78.98 | WEEKDAY | #N/A | 1987-08-03 | 19:00 | 29.4 | 84.92 |  |  | 1994-08-03 | 19:00 | 26.1 | 78.98 |  |  | 1995-08-03 | 19:00 | 26.1 | 78.98 | [5 empty] | 26.7 | 80.06 |  |  |  | 27.7 | 81.86 |  |  |  |  | 21.7 | 71.06 |  |  |  |  | 23.3 | 73.94 | [5 empty] | 20 | 68 |  |  |  | 25 | 77 |  |  |  |  | 24.4 | 75.92 |  |  |  |  | 21.7 | 71.06
1998-08-03 | 20:00 | 25 | 77 | WEEKDAY | #N/A | 1987-08-03 | 20:00 | 27.8 | 82.04 |  |  | 1994-08-03 | 20:00 | 23.8 | 74.84 |  |  | 1995-08-03 | 20:00 | 26.1 | 78.98 | [5 empty] | 26.1 | 78.98 |  |  |  | 23.8 | 74.84 |  |  |  |  | 20 | 68 |  |  |  |  | 20 | 68 | [5 empty] | 17.8 | 64.04 |  |  |  | 22.8 | 73.04 |  |  |  |  | 23.9 | 75.02 |  |  |  |  | 20.6 | 69.08
1998-08-03 | 21:00 | 24.4 | 75.92 | WEEKDAY | #N/A | 1987-08-03 | 21:00 | 27.2 | 80.96 |  |  | 1994-08-03 | 21:00 | 23.3 | 73.94 |  |  | 1995-08-03 | 21:00 | 26.1 | 78.98 | [5 empty] | 24.4 | 75.92 |  |  |  | 23.3 | 73.94 |  |  |  |  | 19.4 | 66.92 |  |  |  |  | 17.8 | 64.04 | [5 empty] | 17.2 | 62.96 |  |  |  | 21.7 | 71.06 |  |  |  |  | 22.8 | 73.04 |  |  |  |  | 20 | 68
1998-08-03 | 22:00 | 24.4 | 75.92 | WEEKDAY | #N/A | 1987-08-03 | 22:00 | 26.1 | 78.98 |  |  | 1994-08-03 | 22:00 | 22.7 | 72.86 |  |  | 1995-08-03 | 22:00 | 25.6 | 78.08 | [5 empty] | 23.9 | 75.02 |  |  |  | 22.2 | 71.96 |  |  |  |  | 18.9 | 66.02 |  |  |  |  | 16.7 | 62.06 | [5 empty] | 16.7 | 62.06 |  |  |  | 18.3 | 64.94 |  |  |  |  | 21.1 | 69.98 |  |  |  |  | 20 | 68
1998-08-03 | 23:00 | 24.4 | 75.92 | WEEKDAY | #N/A | 1987-08-03 | 23:00 | 26.1 | 78.98 |  |  | 1994-08-03 | 23:00 | 21.6 | 70.88 |  |  | 1995-08-03 | 23:00 | 25 | 77 | [5 empty] | 23.9 | 75.02 |  |  |  | 22.2 | 71.96 |  |  |  |  | 18.3 | 64.94 |  |  |  |  | 16.1 | 60.98 | [5 empty] | 16.7 | 62.06 |  |  |  | 16.7 | 62.06 |  |  |  |  | 19.4 | 66.92 |  |  |  |  | 20 | 68
1998-08-03 | 24:00 | 23.9 | 75.02 | WEEKDAY | #N/A | 1987-08-03 | 24:00 | 25 | 77 |  |  | 1994-08-03 | 24:00 | 21.6 | 70.88 |  |  | 1995-08-03 | 24:00 | 24.4 | 75.92 | [5 empty] | 23.3 | 73.94 |  |  |  | 22.2 | 71.96 |  |  |  |  | 17.8 | 64.04 |  |  |  |  | 15.6 | 60.08 | [5 empty] | 15 | 59 |  |  |  | 15.6 | 60.08 |  |  |  |  | 18.3 | 64.94 |  |  |  |  | 20 | 68
1998-08-04 | 1:00 | 23.3 | 73.94 | WEEKDAY | #N/A | 1987-08-04 | 1:00 | 25 | 77 |  |  | 1994-08-04 | 1:00 | 21.6 | 70.88 |  |  | 1995-08-04 | 1:00 | 24.4 | 75.92 | [5 empty] | 23.3 | 73.94 |  |  |  | 21.6 | 70.88 |  |  |  |  | 17.2 | 62.96 |  |  |  |  | 15 | 59 | [5 empty] | 13.9 | 57.02 |  |  |  | 14.4 | 57.92 |  |  |  |  | 18.3 | 64.94 |  |  |  |  | 20 | 68
1998-08-04 | 2:00 | 23.3 | 73.94 | WEEKDAY | #N/A | 1987-08-04 | 2:00 | 24.4 | 75.92 |  |  | 1994-08-04 | 2:00 | 21.6 | 70.88 |  |  | 1995-08-04 | 2:00 | 23.9 | 75.02 | [5 empty] | 22.8 | 73.04 |  |  |  | 20.5 | 68.9 |  |  |  |  | 15.6 | 60.08 |  |  |  |  | 13.3 | 55.94 | [5 empty] | 15 | 59 |  |  |  | 12.8 | 55.04 |  |  |  |  | 18.9 | 66.02 |  |  |  |  | 20 | 68
1998-08-04 | 3:00 | 23.3 | 73.94 | WEEKDAY | #N/A | 1987-08-04 | 3:00 | 24.4 | 75.92 |  |  | 1994-08-04 | 3:00 | 21.1 | 69.98 |  |  | 1995-08-04 | 3:00 | 23.9 | 75.02 | [5 empty] | 22.2 | 71.96 |  |  |  | 21.1 | 69.98 |  |  |  |  | 15 | 59 |  |  |  |  | 13.3 | 55.94 | [5 empty] | 13.3 | 55.94 |  |  |  | 13.3 | 55.94 |  |  |  |  | 18.3 | 64.94 |  |  |  |  | 18.9 | 66.02
1998-08-04 | 4:00 | 23.3 | 73.94 | WEEKDAY | #N/A | 1987-08-04 | 4:00 | 23.3 | 73.94 |  |  | 1994-08-04 | 4:00 | 21.1 | 69.98 |  |  | 1995-08-04 | 4:00 | 23.9 | 75.02 | [5 empty] | 21.1 | 69.98 |  |  |  | 20 | 68 |  |  |  |  | 14.4 | 57.92 |  |  |  |  | 12.8 | 55.04 | [5 empty] | 13.9 | 57.02 |  |  |  | 12.2 | 53.96 |  |  |  |  | 18.3 | 64.94 |  |  |  |  | 16.7 | 62.06
1998-08-04 | 5:00 | 23.3 | 73.94 | WEEKDAY | #N/A | 1987-08-04 | 5:00 | 23.3 | 73.94 |  |  | 1994-08-04 | 5:00 | 20 | 68 |  |  | 1995-08-04 | 5:00 | 23.9 | 75.02 | [5 empty] | 21.7 | 71.06 |  |  |  | 19.4 | 66.92 |  |  |  |  | 15 | 59 |  |  |  |  | 12.2 | 53.96 | [5 empty] | 13.3 | 55.94 |  |  |  | 12.2 | 53.96 |  |  |  |  | 18.3 | 64.94 |  |  |  |  | 16.1 | 60.98
1998-08-04 | 6:00 | 22.8 | 73.04 | WEEKDAY | #N/A | 1987-08-04 | 6:00 | 24.4 | 75.92 |  |  | 1994-08-04 | 6:00 | 20 | 68 |  |  | 1995-08-04 | 6:00 | 25 | 77 | [5 empty] | 22.8 | 73.04 |  |  |  | 20 | 68 |  |  |  |  | 13.9 | 57.02 |  |  |  |  | 13.9 | 57.02 | [5 empty] | 14.4 | 57.92 |  |  |  | 12.2 | 53.96 |  |  |  |  | 18.9 | 66.02 |  |  |  |  | 16.1 | 60.98
1998-08-04 | 7:00 | 23.3 | 73.94 | WEEKDAY | #N/A | 1987-08-04 | 7:00 | 25.6 | 78.08 |  |  | 1994-08-04 | 7:00 | 23.3 | 73.94 |  |  | 1995-08-04 | 7:00 | 26.7 | 80.06 | [5 empty] | 25 | 77 |  |  |  | 23.3 | 73.94 |  |  |  |  | 16.7 | 62.06 |  |  |  |  | 17.2 | 62.96 | [5 empty] | 15.6 | 60.08 |  |  |  | 15 | 59 |  |  |  |  | 20.6 | 69.08 |  |  |  |  | 16.1 | 60.98
1998-08-04 | 8:00 | 25 | 77 | WEEKDAY | #N/A | 1987-08-04 | 8:00 | 27.8 | 82.04 |  |  | 1994-08-04 | 8:00 | 25 | 77 |  |  | 1995-08-04 | 8:00 | 27.8 | 82.04 | [5 empty] | 27.2 | 80.96 |  |  |  | 25.5 | 77.9 |  |  |  |  | 19.4 | 66.92 |  |  |  |  | 20 | 68 | [5 empty] | 17.8 | 64.04 |  |  |  | 19.4 | 66.92 |  |  |  |  | 21.7 | 71.06 |  |  |  |  | 17.2 | 62.96
1998-08-04 | 9:00 | 25.6 | 78.08 | WEEKDAY | #N/A | 1987-08-04 | 9:00 | 28.3 | 82.94 |  |  | 1994-08-04 | 9:00 | 26.6 | 79.88 |  |  | 1995-08-04 | 9:00 | 28.9 | 84.02 | [5 empty] | 29.4 | 84.92 |  |  |  | 27.2 | 80.96 |  |  |  |  | 21.1 | 69.98 |  |  |  |  | 21.7 | 71.06 | [5 empty] | 18.9 | 66.02 |  |  |  | 22.2 | 71.96 |  |  |  |  | 24.4 | 75.92 |  |  |  |  | 18.3 | 64.94
1998-08-04 | 10:00 | 25 | 77 | WEEKDAY | #N/A | 1987-08-04 | 10:00 | 28.9 | 84.02 |  |  | 1994-08-04 | 10:00 | 27.7 | 81.86 |  |  | 1995-08-04 | 10:00 | 29.4 | 84.92 | [5 empty] | 30.6 | 87.08 |  |  |  | 27.7 | 81.86 |  |  |  |  | 23.9 | 75.02 |  |  |  |  | 23.9 | 75.02 | [5 empty] | 20.6 | 69.08 |  |  |  | 25 | 77 |  |  |  |  | 27.2 | 80.96 |  |  |  |  | 18.9 | 66.02
1998-08-04 | 11:00 | 26.1 | 78.98 | WEEKDAY | #N/A | 1987-08-04 | 11:00 | 29.4 | 84.92 |  |  | 1994-08-04 | 11:00 | 28.8 | 83.84 |  |  | 1995-08-04 | 11:00 | 30.6 | 87.08 | [5 empty] | 30.6 | 87.08 |  |  |  | 30 | 86 |  |  |  |  | 25.6 | 78.08 |  |  |  |  | 25.6 | 78.08 | [5 empty] | 21.1 | 69.98 |  |  |  | 26.7 | 80.06 |  |  |  |  | 29.4 | 84.92 |  |  |  |  | 20.6 | 69.08
1998-08-04 | 12:00 | 27.8 | 82.04 | WEEKDAY | #N/A | 1987-08-04 | 12:00 | 30.6 | 87.08 |  |  | 1994-08-04 | 12:00 | 28.8 | 83.84 |  |  | 1995-08-04 | 12:00 | 30.6 | 87.08 | [5 empty] | 30 | 86 |  |  |  | 31.1 | 87.98 |  |  |  |  | 26.7 | 80.06 |  |  |  |  | 27.8 | 82.04 | [5 empty] | 22.2 | 71.96 |  |  |  | 27.8 | 82.04 |  |  |  |  | 30 | 86 |  |  |  |  | 21.1 | 69.98
1998-08-04 | 13:00 | 28.3 | 82.94 | WEEKDAY | #N/A | 1987-08-04 | 13:00 | 31.7 | 89.06 |  |  | 1994-08-04 | 13:00 | 29.4 | 84.92 |  |  | 1995-08-04 | 13:00 | 31.1 | 87.98 | [5 empty] | 30 | 86 |  |  |  | 30.5 | 86.9 |  |  |  |  | 26.7 | 80.06 |  |  |  |  | 27.8 | 82.04 | [5 empty] | 21.1 | 69.98 |  |  |  | 28.3 | 82.94 |  |  |  |  | 30.6 | 87.08 |  |  |  |  | 22.2 | 71.96
1998-08-04 | 14:00 | 28.9 | 84.02 | WEEKDAY | #N/A | 1987-08-04 | 14:00 | 32.2 | 89.96 |  |  | 1994-08-04 | 14:00 | 30 | 86 |  |  | 1995-08-04 | 14:00 | 31.7 | 89.06 | [5 empty] | 29.4 | 84.92 |  |  |  | 31.6 | 88.88 |  |  |  |  | 25.6 | 78.08 |  |  |  |  | 28.9 | 84.02 | [5 empty] | 22.2 | 71.96 |  |  |  | 28.9 | 84.02 |  |  |  |  | 30.6 | 87.08 |  |  |  |  | 22.2 | 71.96
1998-08-04 | 15:00 | 29.4 | 84.92 | WEEKDAY | #N/A | 1987-08-04 | 15:00 | 31.7 | 89.06 |  |  | 1994-08-04 | 15:00 | 28.8 | 83.84 |  |  | 1995-08-04 | 15:00 | 31.1 | 87.98 | [5 empty] | 29.4 | 84.92 |  |  |  | 31.1 | 87.98 |  |  |  |  | 27.8 | 82.04 |  |  |  |  | 27.2 | 80.96 | [5 empty] | 22.8 | 73.04 |  |  |  | 28.3 | 82.94 |  |  |  |  | 30 | 86 |  |  |  |  | 22.8 | 73.04
1998-08-04 | 16:00 | 29.4 | 84.92 | WEEKDAY | #N/A | 1987-08-04 | 16:00 | 32.8 | 91.04 |  |  | 1994-08-04 | 16:00 | 28.3 | 82.94 |  |  | 1995-08-04 | 16:00 | 30.6 | 87.08 | [5 empty] | 29.4 | 84.92 |  |  |  | 31.1 | 87.98 |  |  |  |  | 26.7 | 80.06 |  |  |  |  | 28.3 | 82.94 | [5 empty] | 23.3 | 73.94 |  |  |  | 28.9 | 84.02 |  |  |  |  | 29.4 | 84.92 |  |  |  |  | 22.8 | 73.04
1998-08-04 | 17:00 | 28.3 | 82.94 | WEEKDAY | #N/A | 1987-08-04 | 17:00 | 32.8 | 91.04 |  |  | 1994-08-04 | 17:00 | 27.2 | 80.96 |  |  | 1995-08-04 | 17:00 | 30.6 | 87.08 | [5 empty] | 28.3 | 82.94 |  |  |  | 30.5 | 86.9 |  |  |  |  | 25 | 77 |  |  |  |  | 27.8 | 82.04 | [5 empty] | 22.2 | 71.96 |  |  |  | 28.3 | 82.94 |  |  |  |  | 28.3 | 82.94 |  |  |  |  | 21.7 | 71.06
1998-08-04 | 18:00 | 27.8 | 82.04 | WEEKDAY | #N/A | 1987-08-04 | 18:00 | 30.6 | 87.08 |  |  | 1994-08-04 | 18:00 | 26.6 | 79.88 |  |  | 1995-08-04 | 18:00 | 30 | 86 | [5 empty] | 26.7 | 80.06 |  |  |  | 29.4 | 84.92 |  |  |  |  | 25.6 | 78.08 |  |  |  |  | 27.2 | 80.96 | [5 empty] | 21.7 | 71.06 |  |  |  | 27.2 | 80.96 |  |  |  |  | 27.8 | 82.04 |  |  |  |  | 22.8 | 73.04
1998-08-04 | 19:00 | 26.7 | 80.06 | WEEKDAY | #N/A | 1987-08-04 | 19:00 | 29.4 | 84.92 |  |  | 1994-08-04 | 19:00 | 26.1 | 78.98 |  |  | 1995-08-04 | 19:00 | 33.3 | 91.94 | [5 empty] | 26.1 | 78.98 |  |  |  | 28.3 | 82.94 |  |  |  |  | 23.9 | 75.02 |  |  |  |  | 24.4 | 75.92 | [5 empty] | 20 | 68 |  |  |  | 26.7 | 80.06 |  |  |  |  | 26.1 | 78.98 |  |  |  |  | 21.7 | 71.06
1998-08-04 | 20:00 | 25.6 | 78.08 | WEEKDAY | #N/A | 1987-08-04 | 20:00 | 27.8 | 82.04 |  |  | 1994-08-04 | 20:00 | 25.5 | 77.9 |  |  | 1995-08-04 | 20:00 | 32.2 | 89.96 | [5 empty] | 26.1 | 78.98 |  |  |  | 27.7 | 81.86 |  |  |  |  | 21.7 | 71.06 |  |  |  |  | 21.1 | 69.98 | [5 empty] | 17.8 | 64.04 |  |  |  | 23.9 | 75.02 |  |  |  |  | 24.4 | 75.92 |  |  |  |  | 17.8 | 64.04
1998-08-04 | 21:00 | 25 | 77 | WEEKDAY | #N/A | 1987-08-04 | 21:00 | 27.8 | 82.04 |  |  | 1994-08-04 | 21:00 | 25 | 77 |  |  | 1995-08-04 | 21:00 | 32.2 | 89.96 | [5 empty] | 26.1 | 78.98 |  |  |  | 28.3 | 82.94 |  |  |  |  | 20 | 68 |  |  |  |  | 18.3 | 64.94 | [5 empty] | 16.1 | 60.98 |  |  |  | 21.7 | 71.06 |  |  |  |  | 24.4 | 75.92 |  |  |  |  | 16.1 | 60.98
1998-08-04 | 22:00 | 25 | 77 | WEEKDAY | #N/A | 1987-08-04 | 22:00 | 27.2 | 80.96 |  |  | 1994-08-04 | 22:00 | 26.6 | 79.88 |  |  | 1995-08-04 | 22:00 | 28.3 | 82.94 | [5 empty] | 26.1 | 78.98 |  |  |  | 27.7 | 81.86 |  |  |  |  | 20.6 | 69.08 |  |  |  |  | 17.8 | 64.04 | [5 empty] | 15 | 59 |  |  |  | 20.6 | 69.08 |  |  |  |  | 23.3 | 73.94 |  |  |  |  | 15 | 59
1998-08-04 | 23:00 | 24.4 | 75.92 | WEEKDAY | #N/A | 1987-08-04 | 23:00 | 26.7 | 80.06 |  |  | 1994-08-04 | 23:00 | 26.1 | 78.98 |  |  | 1995-08-04 | 23:00 | 28.3 | 82.94 | [5 empty] | 25.6 | 78.08 |  |  |  | 26.6 | 79.88 |  |  |  |  | 18.9 | 66.02 |  |  |  |  | 17.2 | 62.96 | [5 empty] | 15 | 59 |  |  |  | 19.4 | 66.92 |  |  |  |  | 22.8 | 73.04 |  |  |  |  | 14.4 | 57.92
1998-08-04 | 24:00 | 24.4 | 75.92 | WEEKDAY | #N/A | 1987-08-04 | 24:00 | 26.1 | 78.98 |  |  | 1994-08-04 | 24:00 | 26.1 | 78.98 |  |  | 1995-08-04 | 24:00 | 28.3 | 82.94 | [5 empty] | 25.6 | 78.08 |  |  |  | 25 | 77 |  |  |  |  | 17.8 | 64.04 |  |  |  |  | 15.6 | 60.08 | [5 empty] | 14.4 | 57.92 |  |  |  | 18.3 | 64.94 |  |  |  |  | 22.2 | 71.96 |  |  |  |  | 14.4 | 57.92
1998-08-05 | 1:00 | 23.3 | 73.94 | WEEKDAY | #N/A | 1987-08-05 | 1:00 | 26.1 | 78.98 |  |  | 1994-08-05 | 1:00 | 25.5 | 77.9 |  |  | 1995-08-05 | 1:00 | 25.6 | 78.08 | [5 empty] | 25.6 | 78.08 |  |  |  | 23.8 | 74.84 |  |  |  |  | 17.2 | 62.96 |  |  |  |  | 15.6 | 60.08 | [5 empty] | 13.9 | 57.02 |  |  |  | 17.8 | 64.04 |  |  |  |  | 22.8 | 73.04 |  |  |  |  | 13.9 | 57.02
1998-08-05 | 2:00 | 23.3 | 73.94 | WEEKDAY | #N/A | 1987-08-05 | 2:00 | 25 | 77 |  |  | 1994-08-05 | 2:00 | 25 | 77 |  |  | 1995-08-05 | 2:00 | 26.7 | 80.06 | [5 empty] | 25.6 | 78.08 |  |  |  | 22.2 | 71.96 |  |  |  |  | 16.7 | 62.06 |  |  |  |  | 15 | 59 | [5 empty] | 15 | 59 |  |  |  | 17.8 | 64.04 |  |  |  |  | 20 | 68 |  |  |  |  | 13.3 | 55.94
1998-08-05 | 3:00 | 22.8 | 73.04 | WEEKDAY | #N/A | 1987-08-05 | 3:00 | 25 | 77 |  |  | 1994-08-05 | 3:00 | 25 | 77 |  |  | 1995-08-05 | 3:00 | 25.6 | 78.08 | [5 empty] | 25.6 | 78.08 |  |  |  | 22.2 | 71.96 |  |  |  |  | 16.1 | 60.98 |  |  |  |  | 14.4 | 57.92 | [5 empty] | 15.6 | 60.08 |  |  |  | 16.7 | 62.06 |  |  |  |  | 19.4 | 66.92 |  |  |  |  | 12.2 | 53.96
1998-08-05 | 4:00 | 22.2 | 71.96 | WEEKDAY | #N/A | 1987-08-05 | 4:00 | 24.4 | 75.92 |  |  | 1994-08-05 | 4:00 | 24.4 | 75.92 |  |  | 1995-08-05 | 4:00 | 25.6 | 78.08 | [5 empty] | 25 | 77 |  |  |  | 22.2 | 71.96 |  |  |  |  | 15.6 | 60.08 |  |  |  |  | 13.9 | 57.02 | [5 empty] | 14.4 | 57.92 |  |  |  | 16.7 | 62.06 |  |  |  |  | 20 | 68 |  |  |  |  | 11.7 | 53.06
1998-08-05 | 5:00 | 21.7 | 71.06 | WEEKDAY | #N/A | 1987-08-05 | 5:00 | 23.9 | 75.02 |  |  | 1994-08-05 | 5:00 | 23.8 | 74.84 |  |  | 1995-08-05 | 5:00 | 26.1 | 78.98 | [5 empty] | 23.9 | 75.02 |  |  |  | 23 | 73.4 |  |  |  |  | 16.1 | 60.98 |  |  |  |  | 13.3 | 55.94 | [5 empty] | 14.4 | 57.92 |  |  |  | 16.7 | 62.06 |  |  |  |  | 20 | 68 |  |  |  |  | 11.1 | 51.98
1998-08-05 | 6:00 | 22.2 | 71.96 | WEEKDAY | #N/A | 1987-08-05 | 6:00 | 25 | 77 |  |  | 1994-08-05 | 6:00 | 24.4 | 75.92 |  |  | 1995-08-05 | 6:00 | 26.7 | 80.06 | [5 empty] | 25 | 77 |  |  |  | 24.4 | 75.92 |  |  |  |  | 15.6 | 60.08 |  |  |  |  | 13.9 | 57.02 | [5 empty] | 15.6 | 60.08 |  |  |  | 17.2 | 62.96 |  |  |  |  | 20 | 68 |  |  |  |  | 13.3 | 55.94
1998-08-05 | 7:00 | 22.8 | 73.04 | WEEKDAY | #N/A | 1987-08-05 | 7:00 | 26.1 | 78.98 |  |  | 1994-08-05 | 7:00 | 24.4 | 75.92 |  |  | 1995-08-05 | 7:00 | 26.7 | 80.06 | [5 empty] | 26.1 | 78.98 |  |  |  | 25 | 77 |  |  |  |  | 17.8 | 64.04 |  |  |  |  | 17.2 | 62.96 | [5 empty] | 17.2 | 62.96 |  |  |  | 18.9 | 66.02 |  |  |  |  | 20.6 | 69.08 |  |  |  |  | 19.4 | 66.92
1998-08-05 | 8:00 | 23.9 | 75.02 | WEEKDAY | #N/A | 1987-08-05 | 8:00 | 26.7 | 80.06 |  |  | 1994-08-05 | 8:00 | 25 | 77 |  |  | 1995-08-05 | 8:00 | 27.8 | 82.04 | [5 empty] | 27.2 | 80.96 |  |  |  | 25 | 77 |  |  |  |  | 20 | 68 |  |  |  |  | 21.1 | 69.98 | [5 empty] | 18.9 | 66.02 |  |  |  | 21.1 | 69.98 |  |  |  |  | 21.1 | 69.98 |  |  |  |  | 18.9 | 66.02
1998-08-05 | 9:00 | 25.6 | 78.08 | WEEKDAY | #N/A | 1987-08-05 | 9:00 | 26.7 | 80.06 |  |  | 1994-08-05 | 9:00 | 26.6 | 79.88 |  |  | 1995-08-05 | 9:00 | 29.4 | 84.92 | [5 empty] | 28.3 | 82.94 |  |  |  | 26.1 | 78.98 |  |  |  |  | 22.8 | 73.04 |  |  |  |  | 22.8 | 73.04 | [5 empty] | 21.1 | 69.98 |  |  |  | 24.4 | 75.92 |  |  |  |  | 22.2 | 71.96 |  |  |  |  | 21.1 | 69.98
1998-08-05 | 10:00 | 26.7 | 80.06 | WEEKDAY | #N/A | 1987-08-05 | 10:00 | 26.7 | 80.06 |  |  | 1994-08-05 | 10:00 | 26.6 | 79.88 |  |  | 1995-08-05 | 10:00 | 30 | 86 | [5 empty] | 28.3 | 82.94 |  |  |  | 25.5 | 77.9 |  |  |  |  | 23.9 | 75.02 |  |  |  |  | 25.6 | 78.08 | [5 empty] | 22.2 | 71.96 |  |  |  | 27.2 | 80.96 |  |  |  |  | 22.8 | 73.04 |  |  |  |  | 22.8 | 73.04
1998-08-05 | 11:00 | 27.8 | 82.04 | WEEKDAY | #N/A | 1987-08-05 | 11:00 | 28.3 | 82.94 |  |  | 1994-08-05 | 11:00 | 26.1 | 78.98 |  |  | 1995-08-05 | 11:00 | 29.4 | 84.92 | [5 empty] | 28.9 | 84.02 |  |  |  | 25 | 77 |  |  |  |  | 25 | 77 |  |  |  |  | 26.7 | 80.06 | [5 empty] | 23.3 | 73.94 |  |  |  | 27.8 | 82.04 |  |  |  |  | 22.2 | 71.96 |  |  |  |  | 23.3 | 73.94
1998-08-05 | 12:00 | 28.3 | 82.94 | WEEKDAY | #N/A | 1987-08-05 | 12:00 | 28.3 | 82.94 |  |  | 1994-08-05 | 12:00 | 24.4 | 75.92 |  |  | 1995-08-05 | 12:00 | 26.7 | 80.06 | [5 empty] | 28.9 | 84.02 |  |  |  | 25 | 77 |  |  |  |  | 26.1 | 78.98 |  |  |  |  | 28.9 | 84.02 | [5 empty] | 23.9 | 75.02 |  |  |  | 27.8 | 82.04 |  |  |  |  | 22.8 | 73.04 |  |  |  |  | 24.4 | 75.92
1998-08-05 | 13:00 | 28.9 | 84.02 | WEEKDAY | #N/A | 1987-08-05 | 13:00 | 27.8 | 82.04 |  |  | 1994-08-05 | 13:00 | 26.1 | 78.98 |  |  | 1995-08-05 | 13:00 | 27.8 | 82.04 | [5 empty] | 29.4 | 84.92 |  |  |  | 20.5 | 68.9 |  |  |  |  | 27.2 | 80.96 |  |  |  |  | 29.4 | 84.92 | [5 empty] | 24.4 | 75.92 |  |  |  | 27.8 | 82.04 |  |  |  |  | 23.3 | 73.94 |  |  |  |  | 25.6 | 78.08
1998-08-05 | 14:00 | 28.9 | 84.02 | WEEKDAY | #N/A | 1987-08-05 | 14:00 | 26.7 | 80.06 |  |  | 1994-08-05 | 14:00 | 22.7 | 72.86 |  |  | 1995-08-05 | 14:00 | 28.9 | 84.02 | [5 empty] | 30.6 | 87.08 |  |  |  | 21.1 | 69.98 |  |  |  |  | 26.7 | 80.06 |  |  |  |  | 29.4 | 84.92 | [5 empty] | 25 | 77 |  |  |  | 30 | 86 |  |  |  |  | 23.9 | 75.02 |  |  |  |  | 26.1 | 78.98
1998-08-05 | 15:00 | 29.4 | 84.92 | WEEKDAY | #N/A | 1987-08-05 | 15:00 | 23.9 | 75.02 |  |  | 1994-08-05 | 15:00 | 18.3 | 64.94 |  |  | 1995-08-05 | 15:00 | 26.1 | 78.98 | [5 empty] | 30.6 | 87.08 |  |  |  | 20 | 68 |  |  |  |  | 26.7 | 80.06 |  |  |  |  | 30 | 86 | [5 empty] | 25 | 77 |  |  |  | 29.4 | 84.92 |  |  |  |  | 22.8 | 73.04 |  |  |  |  | 26.7 | 80.06
1998-08-05 | 16:00 | 28.9 | 84.02 | WEEKDAY | #N/A | 1987-08-05 | 16:00 | 23.3 | 73.94 |  |  | 1994-08-05 | 16:00 | 18.3 | 64.94 |  |  | 1995-08-05 | 16:00 | 25 | 77 | [5 empty] | 29.4 | 84.92 |  |  |  | 18.8 | 65.84 |  |  |  |  | 25.6 | 78.08 |  |  |  |  | 29.4 | 84.92 | [5 empty] | 25 | 77 |  |  |  | 27.2 | 80.96 |  |  |  |  | 23.9 | 75.02 |  |  |  |  | 26.7 | 80.06
1998-08-05 | 17:00 | 28.3 | 82.94 | WEEKDAY | #N/A | 1987-08-05 | 17:00 | 22.8 | 73.04 |  |  | 1994-08-05 | 17:00 | 18.3 | 64.94 |  |  | 1995-08-05 | 17:00 | 24.4 | 75.92 | [5 empty] | 28.9 | 84.02 |  |  |  | 17.2 | 62.96 |  |  |  |  | 25 | 77 |  |  |  |  | 28.9 | 84.02 | [5 empty] | 24.4 | 75.92 |  |  |  | 27.8 | 82.04 |  |  |  |  | 23.9 | 75.02 |  |  |  |  | 26.7 | 80.06
1998-08-05 | 18:00 | 27.2 | 80.96 | WEEKDAY | #N/A | 1987-08-05 | 18:00 | 21.7 | 71.06 |  |  | 1994-08-05 | 18:00 | 17.2 | 62.96 |  |  | 1995-08-05 | 18:00 | 24.4 | 75.92 | [5 empty] | 27.8 | 82.04 |  |  |  | 16.1 | 60.98 |  |  |  |  | 23.9 | 75.02 |  |  |  |  | 27.2 | 80.96 | [5 empty] | 23.3 | 73.94 |  |  |  | 26.1 | 78.98 |  |  |  |  | 21.7 | 71.06 |  |  |  |  | 25.6 | 78.08
1998-08-05 | 19:00 | 25.6 | 78.08 | WEEKDAY | #N/A | 1987-08-05 | 19:00 | 21.7 | 71.06 |  |  | 1994-08-05 | 19:00 | 16.1 | 60.98 |  |  | 1995-08-05 | 19:00 | 24.4 | 75.92 | [5 empty] | 27.8 | 82.04 |  |  |  | 15 | 59 |  |  |  |  | 22.8 | 73.04 |  |  |  |  | 25 | 77 | [5 empty] | 21.1 | 69.98 |  |  |  | 25.6 | 78.08 |  |  |  |  | 22.2 | 71.96 |  |  |  |  | 23.9 | 75.02
1998-08-05 | 20:00 | 25 | 77 | WEEKDAY | #N/A | 1987-08-05 | 20:00 | 21.7 | 71.06 |  |  | 1994-08-05 | 20:00 | 14.4 | 57.92 |  |  | 1995-08-05 | 20:00 | 25 | 77 | [5 empty] | 27.8 | 82.04 |  |  |  | 15 | 59 |  |  |  |  | 20.6 | 69.08 |  |  |  |  | 23.9 | 75.02 | [5 empty] | 17.8 | 64.04 |  |  |  | 23.9 | 75.02 |  |  |  |  | 22.2 | 71.96 |  |  |  |  | 21.1 | 69.98
1998-08-05 | 21:00 | 25 | 77 | WEEKDAY | #N/A | 1987-08-05 | 21:00 | 22.2 | 71.96 |  |  | 1994-08-05 | 21:00 | 14.1 | 57.38 |  |  | 1995-08-05 | 21:00 | 25 | 77 | [5 empty] | 27.2 | 80.96 |  |  |  | 15 | 59 |  |  |  |  | 20 | 68 |  |  |  |  | 23.9 | 75.02 | [5 empty] | 17.2 | 62.96 |  |  |  | 22.8 | 73.04 |  |  |  |  | 22.2 | 71.96 |  |  |  |  | 19.4 | 66.92
1998-08-05 | 22:00 | 24.4 | 75.92 | WEEKDAY | #N/A | 1987-08-05 | 22:00 | 22.2 | 71.96 |  |  | 1994-08-05 | 22:00 | 13.9 | 57.02 |  |  | 1995-08-05 | 22:00 | 24.4 | 75.92 | [5 empty] | 27.2 | 80.96 |  |  |  | 14.4 | 57.92 |  |  |  |  | 19.4 | 66.92 |  |  |  |  | 22.2 | 71.96 | [5 empty] | 16.1 | 60.98 |  |  |  | 22.8 | 73.04 |  |  |  |  | 21.7 | 71.06 |  |  |  |  | 18.3 | 64.94
1998-08-05 | 23:00 | 24.4 | 75.92 | WEEKDAY | #N/A | 1987-08-05 | 23:00 | 21.7 | 71.06 |  |  | 1994-08-05 | 23:00 | 13.8 | 56.84 |  |  | 1995-08-05 | 23:00 | 24.4 | 75.92 | [5 empty] | 27.8 | 82.04 |  |  |  | 14.4 | 57.92 |  |  |  |  | 18.3 | 64.94 |  |  |  |  | 21.7 | 71.06 | [5 empty] | 15 | 59 |  |  |  | 21.1 | 69.98 |  |  |  |  | 21.1 | 69.98 |  |  |  |  | 17.2 | 62.96
1998-08-05 | 24:00 | 24.4 | 75.92 | WEEKDAY | #N/A | 1987-08-05 | 24:00 | 20.6 | 69.08 |  |  | 1994-08-05 | 24:00 | 13.3 | 55.94 |  |  | 1995-08-05 | 24:00 | 24.4 | 75.92 | [5 empty] | 27.2 | 80.96 |  |  |  | 13.8 | 56.84 |  |  |  |  | 18.3 | 64.94 |  |  |  |  | 20.6 | 69.08 | [5 empty] | 14.4 | 57.92 |  |  |  | 20.6 | 69.08 |  |  |  |  | 21.1 | 69.98 |  |  |  |  | 17.8 | 64.04
1998-08-06 | 1:00 | 24.4 | 75.92 | WEEKDAY | #N/A | 1987-08-06 | 1:00 | 20 | 68 |  |  | 1994-08-06 | 1:00 | 13.3 | 55.94 |  |  | 1995-08-06 | 1:00 | 25 | 77 | [5 empty] | 26.7 | 80.06 |  |  |  | 12.7 | 54.86 |  |  |  |  | 17.8 | 64.04 |  |  |  |  | 20 | 68 | [5 empty] | 13.9 | 57.02 |  |  |  | 20.6 | 69.08 |  |  |  |  | 21.1 | 69.98 |  |  |  |  | 18.3 | 64.94
1998-08-06 | 2:00 | 23.9 | 75.02 | WEEKDAY | #N/A | 1987-08-06 | 2:00 | 20 | 68 |  |  | 1994-08-06 | 2:00 | 12.7 | 54.86 |  |  | 1995-08-06 | 2:00 | 25 | 77 | [5 empty] | 25.6 | 78.08 |  |  |  | 11.6 | 52.88 |  |  |  |  | 16.7 | 62.06 |  |  |  |  | 19.4 | 66.92 | [5 empty] | 13.3 | 55.94 |  |  |  | 20.6 | 69.08 |  |  |  |  | 21.1 | 69.98 |  |  |  |  | 18.9 | 66.02
1998-08-06 | 3:00 | 23.9 | 75.02 | WEEKDAY | #N/A | 1987-08-06 | 3:00 | 19.4 | 66.92 |  |  | 1994-08-06 | 3:00 | 11.6 | 52.88 |  |  | 1995-08-06 | 3:00 | 25 | 77 | [5 empty] | 20 | 68 |  |  |  | 11.1 | 51.98 |  |  |  |  | 17.2 | 62.96 |  |  |  |  | 18.3 | 64.94 | [5 empty] | 13.3 | 55.94 |  |  |  | 20.6 | 69.08 |  |  |  |  | 20.6 | 69.08 |  |  |  |  | 18.9 | 66.02
1998-08-06 | 4:00 | 23.3 | 73.94 | WEEKDAY | #N/A | 1987-08-06 | 4:00 | 18.9 | 66.02 |  |  | 1994-08-06 | 4:00 | 11.6 | 52.88 |  |  | 1995-08-06 | 4:00 | 23.9 | 75.02 | [5 empty] | 20 | 68 |  |  |  | 10.5 | 50.9 |  |  |  |  | 16.1 | 60.98 |  |  |  |  | 17.2 | 62.96 | [5 empty] | 13.9 | 57.02 |  |  |  | 20.6 | 69.08 |  |  |  |  | 20.6 | 69.08 |  |  |  |  | 17.8 | 64.04
1998-08-06 | 5:00 | 23.3 | 73.94 | WEEKDAY | #N/A | 1987-08-06 | 5:00 | 18.9 | 66.02 |  |  | 1994-08-06 | 5:00 | 11.1 | 51.98 |  |  | 1995-08-06 | 5:00 | 23.3 | 73.94 | [5 empty] | 20 | 68 |  |  |  | 10.5 | 50.9 |  |  |  |  | 15 | 59 |  |  |  |  | 17.2 | 62.96 | [5 empty] | 12.8 | 55.04 |  |  |  | 20 | 68 |  |  |  |  | 20.6 | 69.08 |  |  |  |  | 16.7 | 62.06
1998-08-06 | 6:00 | 22.8 | 73.04 | WEEKDAY | #N/A | 1987-08-06 | 6:00 | 18.9 | 66.02 |  |  | 1994-08-06 | 6:00 | 11.1 | 51.98 |  |  | 1995-08-06 | 6:00 | 23.3 | 73.94 | [5 empty] | 20.6 | 69.08 |  |  |  | 11.6 | 52.88 |  |  |  |  | 15.6 | 60.08 |  |  |  |  | 17.2 | 62.96 | [5 empty] | 13.9 | 57.02 |  |  |  | 19.4 | 66.92 |  |  |  |  | 20.6 | 69.08 |  |  |  |  | 17.8 | 64.04
1998-08-06 | 7:00 | 23.3 | 73.94 | WEEKDAY | #N/A | 1987-08-06 | 7:00 | 19.4 | 66.92 |  |  | 1994-08-06 | 7:00 | 12.7 | 54.86 |  |  | 1995-08-06 | 7:00 | 22.8 | 73.04 | [5 empty] | 22.2 | 71.96 |  |  |  | 13.3 | 55.94 |  |  |  |  | 16.1 | 60.98 |  |  |  |  | 19.4 | 66.92 | [5 empty] | 16.1 | 60.98 |  |  |  | 20 | 68 |  |  |  |  | 20.6 | 69.08 |  |  |  |  | 21.7 | 71.06
1998-08-06 | 8:00 | 24.4 | 75.92 | WEEKDAY | #N/A | 1987-08-06 | 8:00 | 20 | 68 |  |  | 1994-08-06 | 8:00 | 14.4 | 57.92 |  |  | 1995-08-06 | 8:00 | 22.2 | 71.96 | [5 empty] | 22.8 | 73.04 |  |  |  | 15 | 59 |  |  |  |  | 18.9 | 66.02 |  |  |  |  | 21.1 | 69.98 | [5 empty] | 18.3 | 64.94 |  |  |  | 21.7 | 71.06 |  |  |  |  | 20.6 | 69.08 |  |  |  |  | 23.3 | 73.94
1998-08-06 | 9:00 | 26.1 | 78.98 | WEEKDAY | #N/A | 1987-08-06 | 9:00 | 20 | 68 |  |  | 1994-08-06 | 9:00 | 16.1 | 60.98 |  |  | 1995-08-06 | 9:00 | 21.7 | 71.06 | [5 empty] | 23.3 | 73.94 |  |  |  | 16.6 | 61.88 |  |  |  |  | 20.6 | 69.08 |  |  |  |  | 23.3 | 73.94 | [5 empty] | 20 | 68 |  |  |  | 23.9 | 75.02 |  |  |  |  | 20 | 68 |  |  |  |  | 23.3 | 73.94
1998-08-06 | 10:00 | 27.8 | 82.04 | WEEKDAY | #N/A | 1987-08-06 | 10:00 | 20 | 68 |  |  | 1994-08-06 | 10:00 | 17.7 | 63.86 |  |  | 1995-08-06 | 10:00 | 21.1 | 69.98 | [5 empty] | 22.8 | 73.04 |  |  |  | 18.3 | 64.94 |  |  |  |  | 21.7 | 71.06 |  |  |  |  | 24.4 | 75.92 | [5 empty] | 21.1 | 69.98 |  |  |  | 25.6 | 78.08 |  |  |  |  | 19.4 | 66.92 |  |  |  |  | 25.6 | 78.08
1998-08-06 | 11:00 | 28.3 | 82.94 | WEEKDAY | #N/A | 1987-08-06 | 11:00 | 22.2 | 71.96 |  |  | 1994-08-06 | 11:00 | 19.4 | 66.92 |  |  | 1995-08-06 | 11:00 | 21.1 | 69.98 | [5 empty] | 22.8 | 73.04 |  |  |  | 19.4 | 66.92 |  |  |  |  | 24.4 | 75.92 |  |  |  |  | 26.7 | 80.06 | [5 empty] | 20 | 68 |  |  |  | 26.7 | 80.06 |  |  |  |  | 19.4 | 66.92 |  |  |  |  | 26.1 | 78.98
1998-08-06 | 12:00 | 30.6 | 87.08 | WEEKDAY | #N/A | 1987-08-06 | 12:00 | 23.3 | 73.94 |  |  | 1994-08-06 | 12:00 | 20.5 | 68.9 |  |  | 1995-08-06 | 12:00 | 21.1 | 69.98 | [5 empty] | 23.3 | 73.94 |  |  |  | 20.5 | 68.9 |  |  |  |  | 24.4 | 75.92 |  |  |  |  | 27.8 | 82.04 | [5 empty] | 21.7 | 71.06 |  |  |  | 26.7 | 80.06 |  |  |  |  | 19.4 | 66.92 |  |  |  |  | 26.1 | 78.98
1998-08-06 | 13:00 | 30 | 86 | WEEKDAY | #N/A | 1987-08-06 | 13:00 | 25 | 77 |  |  | 1994-08-06 | 13:00 | 20.5 | 68.9 |  |  | 1995-08-06 | 13:00 | 21.7 | 71.06 | [5 empty] | 22.8 | 73.04 |  |  |  | 21.6 | 70.88 |  |  |  |  | 24.4 | 75.92 |  |  |  |  | 28.3 | 82.94 | [5 empty] | 18.3 | 64.94 |  |  |  | 27.2 | 80.96 |  |  |  |  | 20 | 68 |  |  |  |  | 26.7 | 80.06
1998-08-06 | 14:00 | 30 | 86 | WEEKDAY | #N/A | 1987-08-06 | 14:00 | 25.6 | 78.08 |  |  | 1994-08-06 | 14:00 | 21.6 | 70.88 |  |  | 1995-08-06 | 14:00 | 23.3 | 73.94 | [5 empty] | 23.3 | 73.94 |  |  |  | 22.2 | 71.96 |  |  |  |  | 25.6 | 78.08 |  |  |  |  | 28.3 | 82.94 | [5 empty] | 17 | 62.6 |  |  |  | 26.7 | 80.06 |  |  |  |  | 21.1 | 69.98 |  |  |  |  | 26.7 | 80.06
1998-08-06 | 15:00 | 28.9 | 84.02 | WEEKDAY | #N/A | 1987-08-06 | 15:00 | 25.6 | 78.08 |  |  | 1994-08-06 | 15:00 | 22.2 | 71.96 |  |  | 1995-08-06 | 15:00 | 22.8 | 73.04 | [5 empty] | 23.3 | 73.94 |  |  |  | 22.7 | 72.86 |  |  |  |  | 25.6 | 78.08 |  |  |  |  | 28.3 | 82.94 | [5 empty] | 17.8 | 64.04 |  |  |  | 28.3 | 82.94 |  |  |  |  | 21.1 | 69.98 |  |  |  |  | 27.2 | 80.96
1998-08-06 | 16:00 | 27.8 | 82.04 | WEEKDAY | #N/A | 1987-08-06 | 16:00 | 25.6 | 78.08 |  |  | 1994-08-06 | 16:00 | 22.7 | 72.86 |  |  | 1995-08-06 | 16:00 | 22.8 | 73.04 | [5 empty] | 23.3 | 73.94 |  |  |  | 22.7 | 72.86 |  |  |  |  | 24.4 | 75.92 |  |  |  |  | 28.3 | 82.94 | [5 empty] | 18.3 | 64.94 |  |  |  | 27.8 | 82.04 |  |  |  |  | 21.1 | 69.98 |  |  |  |  | 27.8 | 82.04
1998-08-06 | 17:00 | 27.8 | 82.04 | WEEKDAY | #N/A | 1987-08-06 | 17:00 | 24.4 | 75.92 |  |  | 1994-08-06 | 17:00 | 22.7 | 72.86 |  |  | 1995-08-06 | 17:00 | 21.1 | 69.98 | [5 empty] | 23.3 | 73.94 |  |  |  | 22.2 | 71.96 |  |  |  |  | 24.4 | 75.92 |  |  |  |  | 27.2 | 80.96 | [5 empty] | 18.3 | 64.94 |  |  |  | 27.8 | 82.04 |  |  |  |  | 21.1 | 69.98 |  |  |  |  | 26.7 | 80.06
1998-08-06 | 18:00 | 26.7 | 80.06 | WEEKDAY | #N/A | 1987-08-06 | 18:00 | 23.9 | 75.02 |  |  | 1994-08-06 | 18:00 | 21.1 | 69.98 |  |  | 1995-08-06 | 18:00 | 20 | 68 | [5 empty] | 22.8 | 73.04 |  |  |  | 21.6 | 70.88 |  |  |  |  | 22.2 | 71.96 |  |  |  |  | 26.1 | 78.98 | [5 empty] | 18.3 | 64.94 |  |  |  | 26.7 | 80.06 |  |  |  |  | 21.1 | 69.98 |  |  |  |  | 26.7 | 80.06
1998-08-06 | 19:00 | 25.6 | 78.08 | WEEKDAY | #N/A | 1987-08-06 | 19:00 | 23.9 | 75.02 |  |  | 1994-08-06 | 19:00 | 19.4 | 66.92 |  |  | 1995-08-06 | 19:00 | 20 | 68 | [5 empty] | 21.1 | 69.98 |  |  |  | 18.8 | 65.84 |  |  |  |  | 21.7 | 71.06 |  |  |  |  | 24.4 | 75.92 | [5 empty] | 18.3 | 64.94 |  |  |  | 26.1 | 78.98 |  |  |  |  | 20 | 68 |  |  |  |  | 23.9 | 75.02
1998-08-06 | 20:00 | 25 | 77 | WEEKDAY | #N/A | 1987-08-06 | 20:00 | 23.3 | 73.94 |  |  | 1994-08-06 | 20:00 | 16.1 | 60.98 |  |  | 1995-08-06 | 20:00 | 19.4 | 66.92 | [5 empty] | 20 | 68 |  |  |  | 15 | 59 |  |  |  |  | 20 | 68 |  |  |  |  | 22.8 | 73.04 | [5 empty] | 18.3 | 64.94 |  |  |  | 25 | 77 |  |  |  |  | 19.4 | 66.92 |  |  |  |  | 21.1 | 69.98
1998-08-06 | 21:00 | 25 | 77 | WEEKDAY | #N/A | 1987-08-06 | 21:00 | 22.2 | 71.96 |  |  | 1994-08-06 | 21:00 | 15 | 59 |  |  | 1995-08-06 | 21:00 | 19.4 | 66.92 | [5 empty] | 19.4 | 66.92 |  |  |  | 13.8 | 56.84 |  |  |  |  | 19.4 | 66.92 |  |  |  |  | 21.7 | 71.06 | [5 empty] | 18.3 | 64.94 |  |  |  | 24.4 | 75.92 |  |  |  |  | 18.9 | 66.02 |  |  |  |  | 19.4 | 66.92
1998-08-06 | 22:00 | 24.4 | 75.92 | WEEKDAY | #N/A | 1987-08-06 | 22:00 | 21.7 | 71.06 |  |  | 1994-08-06 | 22:00 | 13.8 | 56.84 |  |  | 1995-08-06 | 22:00 | 20 | 68 | [5 empty] | 18.9 | 66.02 |  |  |  | 12.2 | 53.96 |  |  |  |  | 18.9 | 66.02 |  |  |  |  | 20.6 | 69.08 | [5 empty] | 18.3 | 64.94 |  |  |  | 23.9 | 75.02 |  |  |  |  | 18.3 | 64.94 |  |  |  |  | 18.9 | 66.02
1998-08-06 | 23:00 | 24.4 | 75.92 | WEEKDAY | #N/A | 1987-08-06 | 23:00 | 21.1 | 69.98 |  |  | 1994-08-06 | 23:00 | 13.8 | 56.84 |  |  | 1995-08-06 | 23:00 | 19.4 | 66.92 | [5 empty] | 18.3 | 64.94 |  |  |  | 12.2 | 53.96 |  |  |  |  | 18.3 | 64.94 |  |  |  |  | 20 | 68 | [5 empty] | 18.9 | 66.02 |  |  |  | 23.3 | 73.94 |  |  |  |  | 17.8 | 64.04 |  |  |  |  | 17.8 | 64.04
1998-08-06 | 24:00 | 23.9 | 75.02 | WEEKDAY | #N/A | 1987-08-06 | 24:00 | 21.1 | 69.98 |  |  | 1994-08-06 | 24:00 | 13.8 | 56.84 |  |  | 1995-08-06 | 24:00 | 19.4 | 66.92 | [5 empty] | 17.2 | 62.96 |  |  |  | 11.1 | 51.98 |  |  |  |  | 18.3 | 64.94 |  |  |  |  | 18.9 | 66.02 | [5 empty] | 18.9 | 66.02 |  |  |  | 22.8 | 73.04 |  |  |  |  | 17.8 | 64.04 |  |  |  |  | 16.1 | 60.98
1998-08-07 | 1:00 | 22.8 | 73.04 | WEEKDAY | #N/A | 1987-08-07 | 1:00 | 21.1 | 69.98 |  |  | 1994-08-07 | 1:00 | 13.3 | 55.94 |  |  | 1995-08-07 | 1:00 | 19.4 | 66.92 | [5 empty] | 16.7 | 62.06 |  |  |  | 10.5 | 50.9 |  |  |  |  | 17.8 | 64.04 |  |  |  |  | 18.9 | 66.02 | [5 empty] | 19.4 | 66.92 |  |  |  | 22.8 | 73.04 |  |  |  |  | 17.8 | 64.04 |  |  |  |  | 15.6 | 60.08
1998-08-07 | 2:00 | 22.8 | 73.04 | WEEKDAY | #N/A | 1987-08-07 | 2:00 | 20.6 | 69.08 |  |  | 1994-08-07 | 2:00 | 12.7 | 54.86 |  |  | 1995-08-07 | 2:00 | 19.4 | 66.92 | [5 empty] | 17.2 | 62.96 |  |  |  | 10 | 50 |  |  |  |  | 17.2 | 62.96 |  |  |  |  | 18.3 | 64.94 | [5 empty] | 19.4 | 66.92 |  |  |  | 20 | 68 |  |  |  |  | 18.3 | 64.94 |  |  |  |  | 15 | 59
1998-08-07 | 3:00 | 22.2 | 71.96 | WEEKDAY | #N/A | 1987-08-07 | 3:00 | 21.1 | 69.98 |  |  | 1994-08-07 | 3:00 | 12.3 | 54.14 |  |  | 1995-08-07 | 3:00 | 18.9 | 66.02 | [5 empty] | 17.2 | 62.96 |  |  |  | 9.4 | 48.92 |  |  |  |  | 17.8 | 64.04 |  |  |  |  | 18.3 | 64.94 | [5 empty] | 20 | 68 |  |  |  | 20 | 68 |  |  |  |  | 18.3 | 64.94 |  |  |  |  | 13.9 | 57.02
1998-08-07 | 4:00 | 21.7 | 71.06 | WEEKDAY | #N/A | 1987-08-07 | 4:00 | 21.1 | 69.98 |  |  | 1994-08-07 | 4:00 | 11.6 | 52.88 |  |  | 1995-08-07 | 4:00 | 18.3 | 64.94 | [5 empty] | 16.7 | 62.06 |  |  |  | 8.8 | 47.84 |  |  |  |  | 16.7 | 62.06 |  |  |  |  | 18.3 | 64.94 | [5 empty] | 21.1 | 69.98 |  |  |  | 20 | 68 |  |  |  |  | 17.8 | 64.04 |  |  |  |  | 13.3 | 55.94
1998-08-07 | 5:00 | 21.1 | 69.98 | WEEKDAY | #N/A | 1987-08-07 | 5:00 | 20.6 | 69.08 |  |  | 1994-08-07 | 5:00 | 11.6 | 52.88 |  |  | 1995-08-07 | 5:00 | 19.4 | 66.92 | [5 empty] | 16.7 | 62.06 |  |  |  | 8.8 | 47.84 |  |  |  |  | 17.2 | 62.96 |  |  |  |  | 17.8 | 64.04 | [5 empty] | 20.6 | 69.08 |  |  |  | 20 | 68 |  |  |  |  | 17.2 | 62.96 |  |  |  |  | 13.9 | 57.02
1998-08-07 | 6:00 | 21.7 | 71.06 | WEEKDAY | #N/A | 1987-08-07 | 6:00 | 20.6 | 69.08 |  |  | 1994-08-07 | 6:00 | 12.7 | 54.86 |  |  | 1995-08-07 | 6:00 | 19.4 | 66.92 | [5 empty] | 17.2 | 62.96 |  |  |  | 10 | 50 |  |  |  |  | 16.7 | 62.06 |  |  |  |  | 19.4 | 66.92 | [5 empty] | 22 | 71.6 |  |  |  | 20.6 | 69.08 |  |  |  |  | 17.2 | 62.96 |  |  |  |  | 15 | 59
1998-08-07 | 7:00 | 22.2 | 71.96 | WEEKDAY | #N/A | 1987-08-07 | 7:00 | 21.1 | 69.98 |  |  | 1994-08-07 | 7:00 | 16.1 | 60.98 |  |  | 1995-08-07 | 7:00 | 19.4 | 66.92 | [5 empty] | 18.9 | 66.02 |  |  |  | 13.3 | 55.94 |  |  |  |  | 18.9 | 66.02 |  |  |  |  | 20.6 | 69.08 | [5 empty] | 21.1 | 69.98 |  |  |  | 21.1 | 69.98 |  |  |  |  | 17.8 | 64.04 |  |  |  |  | 19.4 | 66.92
1998-08-07 | 8:00 | 23.3 | 73.94 | WEEKDAY | #N/A | 1987-08-07 | 8:00 | 22.2 | 71.96 |  |  | 1994-08-07 | 8:00 | 18.3 | 64.94 |  |  | 1995-08-07 | 8:00 | 20 | 68 | [5 empty] | 20 | 68 |  |  |  | 19.4 | 66.92 |  |  |  |  | 20.6 | 69.08 |  |  |  |  | 21.1 | 69.98 | [5 empty] | 21.1 | 69.98 |  |  |  | 21.7 | 71.06 |  |  |  |  | 18.9 | 66.02 |  |  |  |  | 20.6 | 69.08
1998-08-07 | 9:00 | 24.4 | 75.92 | WEEKDAY | #N/A | 1987-08-07 | 9:00 | 23.9 | 75.02 |  |  | 1994-08-07 | 9:00 | 21.1 | 69.98 |  |  | 1995-08-07 | 9:00 | 21.7 | 71.06 | [5 empty] | 21.1 | 69.98 |  |  |  | 20.3 | 68.54 |  |  |  |  | 20 | 68 |  |  |  |  | 22.8 | 73.04 | [5 empty] | 22.2 | 71.96 |  |  |  | 22.2 | 71.96 |  |  |  |  | 20 | 68 |  |  |  |  | 22.8 | 73.04
1998-08-07 | 10:00 | 25.6 | 78.08 | WEEKDAY | #N/A | 1987-08-07 | 10:00 | 25 | 77 |  |  | 1994-08-07 | 10:00 | 22.2 | 71.96 |  |  | 1995-08-07 | 10:00 | 22.2 | 71.96 | [5 empty] | 22.8 | 73.04 |  |  |  | 21.1 | 69.98 |  |  |  |  | 19.4 | 66.92 |  |  |  |  | 23.9 | 75.02 | [5 empty] | 25 | 77 |  |  |  | 23.3 | 73.94 |  |  |  |  | 21.7 | 71.06 |  |  |  |  | 24.4 | 75.92
1998-08-07 | 11:00 | 27.2 | 80.96 | WEEKDAY | #N/A | 1987-08-07 | 11:00 | 25.6 | 78.08 |  |  | 1994-08-07 | 11:00 | 23.3 | 73.94 |  |  | 1995-08-07 | 11:00 | 23.9 | 75.02 | [5 empty] | 23.9 | 75.02 |  |  |  | 23.3 | 73.94 |  |  |  |  | 21.7 | 71.06 |  |  |  |  | 25.6 | 78.08 | [5 empty] | 27.2 | 80.96 |  |  |  | 23.3 | 73.94 |  |  |  |  | 21.1 | 69.98 |  |  |  |  | 25 | 77
1998-08-07 | 12:00 | 28.3 | 82.94 | WEEKDAY | #N/A | 1987-08-07 | 12:00 | 25.6 | 78.08 |  |  | 1994-08-07 | 12:00 | 22.7 | 72.86 |  |  | 1995-08-07 | 12:00 | 25 | 77 | [5 empty] | 23.9 | 75.02 |  |  |  | 24.4 | 75.92 |  |  |  |  | 22.2 | 71.96 |  |  |  |  | 26.7 | 80.06 | [5 empty] | 27.8 | 82.04 |  |  |  | 23.9 | 75.02 |  |  |  |  | 22.2 | 71.96 |  |  |  |  | 25 | 77
1998-08-07 | 13:00 | 28.3 | 82.94 | WEEKDAY | #N/A | 1987-08-07 | 13:00 | 26.1 | 78.98 |  |  | 1994-08-07 | 13:00 | 23.3 | 73.94 |  |  | 1995-08-07 | 13:00 | 23.3 | 73.94 | [5 empty] | 24.4 | 75.92 |  |  |  | 24.4 | 75.92 |  |  |  |  | 24.4 | 75.92 |  |  |  |  | 26.1 | 78.98 | [5 empty] | 27.8 | 82.04 |  |  |  | 23.9 | 75.02 |  |  |  |  | 22.2 | 71.96 |  |  |  |  | 27.2 | 80.96
1998-08-07 | 14:00 | 28.9 | 84.02 | WEEKDAY | #N/A | 1987-08-07 | 14:00 | 25.6 | 78.08 |  |  | 1994-08-07 | 14:00 | 24.4 | 75.92 |  |  | 1995-08-07 | 14:00 | 24.4 | 75.92 | [5 empty] | 25.6 | 78.08 |  |  |  | 25.5 | 77.9 |  |  |  |  | 23.9 | 75.02 |  |  |  |  | 25.6 | 78.08 | [5 empty] | 28.3 | 82.94 |  |  |  | 21.7 | 71.06 |  |  |  |  | 22.2 | 71.96 |  |  |  |  | 27.8 | 82.04
1998-08-07 | 15:00 | 28.9 | 84.02 | WEEKDAY | #N/A | 1987-08-07 | 15:00 | 25.6 | 78.08 |  |  | 1994-08-07 | 15:00 | 23.8 | 74.84 |  |  | 1995-08-07 | 15:00 | 24.4 | 75.92 | [5 empty] | 25.6 | 78.08 |  |  |  | 26.1 | 78.98 |  |  |  |  | 23.9 | 75.02 |  |  |  |  | 25.6 | 78.08 | [5 empty] | 29.4 | 84.92 |  |  |  | 24.4 | 75.92 |  |  |  |  | 22.8 | 73.04 |  |  |  |  | 26.7 | 80.06
1998-08-07 | 16:00 | 27.8 | 82.04 | WEEKDAY | #N/A | 1987-08-07 | 16:00 | 25.6 | 78.08 |  |  | 1994-08-07 | 16:00 | 24.4 | 75.92 |  |  | 1995-08-07 | 16:00 | 25.6 | 78.08 | [5 empty] | 25.6 | 78.08 |  |  |  | 25.5 | 77.9 |  |  |  |  | 21.7 | 71.06 |  |  |  |  | 26.1 | 78.98 | [5 empty] | 28.9 | 84.02 |  |  |  | 25 | 77 |  |  |  |  | 22.8 | 73.04 |  |  |  |  | 27.2 | 80.96
1998-08-07 | 17:00 | 27.2 | 80.96 | WEEKDAY | #N/A | 1987-08-07 | 17:00 | 25 | 77 |  |  | 1994-08-07 | 17:00 | 23.3 | 73.94 |  |  | 1995-08-07 | 17:00 | 26.1 | 78.98 | [5 empty] | 25 | 77 |  |  |  | 26.1 | 78.98 |  |  |  |  | 18.9 | 66.02 |  |  |  |  | 26.7 | 80.06 | [5 empty] | 28.9 | 84.02 |  |  |  | 23.9 | 75.02 |  |  |  |  | 23.3 | 73.94 |  |  |  |  | 26.7 | 80.06
1998-08-07 | 18:00 | 26.1 | 78.98 | WEEKDAY | #N/A | 1987-08-07 | 18:00 | 23.9 | 75.02 |  |  | 1994-08-07 | 18:00 | 22.2 | 71.96 |  |  | 1995-08-07 | 18:00 | 25 | 77 | [5 empty] | 24.4 | 75.92 |  |  |  | 25.5 | 77.9 |  |  |  |  | 18.3 | 64.94 |  |  |  |  | 22.8 | 73.04 | [5 empty] | 27.8 | 82.04 |  |  |  | 23.3 | 73.94 |  |  |  |  | 22.8 | 73.04 |  |  |  |  | 25.6 | 78.08
1998-08-07 | 19:00 | 25.6 | 78.08 | WEEKDAY | #N/A | 1987-08-07 | 19:00 | 22.8 | 73.04 |  |  | 1994-08-07 | 19:00 | 20 | 68 |  |  | 1995-08-07 | 19:00 | 21.1 | 69.98 | [5 empty] | 22.8 | 73.04 |  |  |  | 20.5 | 68.9 |  |  |  |  | 18.3 | 64.94 |  |  |  |  | 22.2 | 71.96 | [5 empty] | 26.1 | 78.98 |  |  |  | 23.3 | 73.94 |  |  |  |  | 21.1 | 69.98 |  |  |  |  | 24.4 | 75.92
1998-08-07 | 20:00 | 24.4 | 75.92 | WEEKDAY | #N/A | 1987-08-07 | 20:00 | 22.2 | 71.96 |  |  | 1994-08-07 | 20:00 | 18.8 | 65.84 |  |  | 1995-08-07 | 20:00 | 20.6 | 69.08 | [5 empty] | 21.7 | 71.06 |  |  |  | 16.6 | 61.88 |  |  |  |  | 18.3 | 64.94 |  |  |  |  | 23.3 | 73.94 | [5 empty] | 23.3 | 73.94 |  |  |  | 22.8 | 73.04 |  |  |  |  | 18.9 | 66.02 |  |  |  |  | 23.3 | 73.94
1998-08-07 | 21:00 | 23.9 | 75.02 | WEEKDAY | #N/A | 1987-08-07 | 21:00 | 22.2 | 71.96 |  |  | 1994-08-07 | 21:00 | 16.1 | 60.98 |  |  | 1995-08-07 | 21:00 | 20 | 68 | [5 empty] | 20 | 68 |  |  |  | 16.1 | 60.98 |  |  |  |  | 17.8 | 64.04 |  |  |  |  | 22.8 | 73.04 | [5 empty] | 22.8 | 73.04 |  |  |  | 22.2 | 71.96 |  |  |  |  | 18.9 | 66.02 |  |  |  |  | 23.3 | 73.94
1998-08-07 | 22:00 | 23.3 | 73.94 | WEEKDAY | #N/A | 1987-08-07 | 22:00 | 22.2 | 71.96 |  |  | 1994-08-07 | 22:00 | 15.5 | 59.9 |  |  | 1995-08-07 | 22:00 | 19.4 | 66.92 | [5 empty] | 18.9 | 66.02 |  |  |  | 15 | 59 |  |  |  |  | 17.8 | 64.04 |  |  |  |  | 21.7 | 71.06 | [5 empty] | 23.3 | 73.94 |  |  |  | 21.7 | 71.06 |  |  |  |  | 17.8 | 64.04 |  |  |  |  | 22.8 | 73.04
1998-08-07 | 23:00 | 22.8 | 73.04 | WEEKDAY | #N/A | 1987-08-07 | 23:00 | 22.2 | 71.96 |  |  | 1994-08-07 | 23:00 | 14.4 | 57.92 |  |  | 1995-08-07 | 23:00 | 17.8 | 64.04 | [5 empty] | 18.3 | 64.94 |  |  |  | 14.3 | 57.74 |  |  |  |  | 18.3 | 64.94 |  |  |  |  | 20 | 68 | [5 empty] | 22.8 | 73.04 |  |  |  | 21.1 | 69.98 |  |  |  |  | 17.2 | 62.96 |  |  |  |  | 22.2 | 71.96
1998-08-07 | 24:00 | 22.2 | 71.96 | WEEKDAY | #N/A | 1987-08-07 | 24:00 | 22.2 | 71.96 |  |  | 1994-08-07 | 24:00 | 14.4 | 57.92 |  |  | 1995-08-07 | 24:00 | 16.7 | 62.06 | [5 empty] | 16.7 | 62.06 |  |  |  | 13.6 | 56.48 |  |  |  |  | 17.8 | 64.04 |  |  |  |  | 19.4 | 66.92 | [5 empty] | 22.8 | 73.04 |  |  |  | 21.1 | 69.98 |  |  |  |  | 16.7 | 62.06 |  |  |  |  | 22.8 | 73.04
1998-08-08 | 1:00 | 21.7 | 71.06 | SATURDAY | #N/A | 1987-08-08 | 1:00 | 21.7 | 71.06 |  |  | 1994-08-08 | 1:00 | 13.8 | 56.84 |  |  | 1995-08-08 | 1:00 | 16.7 | 62.06 | [5 empty] | 17.2 | 62.96 |  |  |  | 13.2 | 55.76 |  |  |  |  | 17.8 | 64.04 |  |  |  |  | 19.4 | 66.92 | [5 empty] | 22.2 | 71.96 |  |  |  | 21.1 | 69.98 |  |  |  |  | 15.6 | 60.08 |  |  |  |  | 22.2 | 71.96
1998-08-08 | 2:00 | 21.7 | 71.06 | SATURDAY | #N/A | 1987-08-08 | 2:00 | 21.7 | 71.06 |  |  | 1994-08-08 | 2:00 | 13.8 | 56.84 |  |  | 1995-08-08 | 2:00 | 16.1 | 60.98 | [5 empty] | 17.8 | 64.04 |  |  |  | 12.7 | 54.86 |  |  |  |  | 17.8 | 64.04 |  |  |  |  | 19.4 | 66.92 | [5 empty] | 22.2 | 71.96 |  |  |  | 21.1 | 69.98 |  |  |  |  | 15.6 | 60.08 |  |  |  |  | 22.2 | 71.96
1998-08-08 | 3:00 | 21.1 | 69.98 | SATURDAY | #N/A | 1987-08-08 | 3:00 | 21.7 | 71.06 |  |  | 1994-08-08 | 3:00 | 13.4 | 56.12 |  |  | 1995-08-08 | 3:00 | 16.1 | 60.98 | [5 empty] | 17.2 | 62.96 |  |  |  | 12.2 | 53.96 |  |  |  |  | 17.8 | 64.04 |  |  |  |  | 19.4 | 66.92 | [5 empty] | 21.7 | 71.06 |  |  |  | 21.1 | 69.98 |  |  |  |  | 15 | 59 |  |  |  |  | 21.7 | 71.06
1998-08-08 | 4:00 | 20.6 | 69.08 | SATURDAY | #N/A | 1987-08-08 | 4:00 | 21.7 | 71.06 |  |  | 1994-08-08 | 4:00 | 12.7 | 54.86 |  |  | 1995-08-08 | 4:00 | 15.6 | 60.08 | [5 empty] | 17.2 | 62.96 |  |  |  | 11.6 | 52.88 |  |  |  |  | 17.8 | 64.04 |  |  |  |  | 19.4 | 66.92 | [5 empty] | 21.7 | 71.06 |  |  |  | 20.6 | 69.08 |  |  |  |  | 14.4 | 57.92 |  |  |  |  | 21.7 | 71.06
1998-08-08 | 5:00 | 20.6 | 69.08 | SATURDAY | #N/A | 1987-08-08 | 5:00 | 21.7 | 71.06 |  |  | 1994-08-08 | 5:00 | 12.7 | 54.86 |  |  | 1995-08-08 | 5:00 | 15 | 59 | [5 empty] | 17.2 | 62.96 |  |  |  | 11.6 | 52.88 |  |  |  |  | 17.8 | 64.04 |  |  |  |  | 19.4 | 66.92 | [5 empty] | 21.1 | 69.98 |  |  |  | 20.6 | 69.08 |  |  |  |  | 13.9 | 57.02 |  |  |  |  | 21.1 | 69.98
1998-08-08 | 6:00 | 20.6 | 69.08 | SATURDAY | #N/A | 1987-08-08 | 6:00 | 21.7 | 71.06 |  |  | 1994-08-08 | 6:00 | 12.7 | 54.86 |  |  | 1995-08-08 | 6:00 | 17.2 | 62.96 | [5 empty] | 18.3 | 64.94 |  |  |  | 12.7 | 54.86 |  |  |  |  | 17.8 | 64.04 |  |  |  |  | 19.4 | 66.92 | [5 empty] | 20.6 | 69.08 |  |  |  | 20.6 | 69.08 |  |  |  |  | 13.9 | 57.02 |  |  |  |  | 21.7 | 71.06
1998-08-08 | 7:00 | 21.7 | 71.06 | SATURDAY | #N/A | 1987-08-08 | 7:00 | 23.3 | 73.94 |  |  | 1994-08-08 | 7:00 | 18.3 | 64.94 |  |  | 1995-08-08 | 7:00 | 19.4 | 66.92 | [5 empty] | 20.6 | 69.08 |  |  |  | 16.1 | 60.98 |  |  |  |  | 18.3 | 64.94 |  |  |  |  | 19.4 | 66.92 | [5 empty] | 22.8 | 73.04 |  |  |  | 21.1 | 69.98 |  |  |  |  | 15.6 | 60.08 |  |  |  |  | 22.2 | 71.96
1998-08-08 | 8:00 | 22.8 | 73.04 | SATURDAY | #N/A | 1987-08-08 | 8:00 | 23.9 | 75.02 |  |  | 1994-08-08 | 8:00 | 21.1 | 69.98 |  |  | 1995-08-08 | 8:00 | 21.1 | 69.98 | [5 empty] | 22.2 | 71.96 |  |  |  | 20 | 68 |  |  |  |  | 19.4 | 66.92 |  |  |  |  | 20.6 | 69.08 | [5 empty] | 23.9 | 75.02 |  |  |  | 22.8 | 73.04 |  |  |  |  | 17.8 | 64.04 |  |  |  |  | 23.3 | 73.94
1998-08-08 | 9:00 | 23.3 | 73.94 | SATURDAY | #N/A | 1987-08-08 | 9:00 | 25.6 | 78.08 |  |  | 1994-08-08 | 9:00 | 22.7 | 72.86 |  |  | 1995-08-08 | 9:00 | 23.3 | 73.94 | [5 empty] | 22.8 | 73.04 |  |  |  | 22.7 | 72.86 |  |  |  |  | 21.1 | 69.98 |  |  |  |  | 22.8 | 73.04 | [5 empty] | 24.4 | 75.92 |  |  |  | 23.3 | 73.94 |  |  |  |  | 20 | 68 |  |  |  |  | 23.9 | 75.02
1998-08-08 | 10:00 | 25 | 77 | SATURDAY | #N/A | 1987-08-08 | 10:00 | 26.7 | 80.06 |  |  | 1994-08-08 | 10:00 | 24.4 | 75.92 |  |  | 1995-08-08 | 10:00 | 25 | 77 | [5 empty] | 23.9 | 75.02 |  |  |  | 25 | 77 |  |  |  |  | 23.3 | 73.94 |  |  |  |  | 23.9 | 75.02 | [5 empty] | 25.6 | 78.08 |  |  |  | 24.4 | 75.92 |  |  |  |  | 21.7 | 71.06 |  |  |  |  | 25.6 | 78.08
1998-08-08 | 11:00 | 26.1 | 78.98 | SATURDAY | #N/A | 1987-08-08 | 11:00 | 27.8 | 82.04 |  |  | 1994-08-08 | 11:00 | 25 | 77 |  |  | 1995-08-08 | 11:00 | 26.1 | 78.98 | [5 empty] | 24.4 | 75.92 |  |  |  | 26.1 | 78.98 |  |  |  |  | 24.4 | 75.92 |  |  |  |  | 25 | 77 | [5 empty] | 26.7 | 80.06 |  |  |  | 25.6 | 78.08 |  |  |  |  | 22.2 | 71.96 |  |  |  |  | 25 | 77
1998-08-08 | 12:00 | 27.2 | 80.96 | SATURDAY | #N/A | 1987-08-08 | 12:00 | 28.3 | 82.94 |  |  | 1994-08-08 | 12:00 | 24.4 | 75.92 |  |  | 1995-08-08 | 12:00 | 26.7 | 80.06 | [5 empty] | 25.6 | 78.08 |  |  |  | 26.6 | 79.88 |  |  |  |  | 25 | 77 |  |  |  |  | 25.6 | 78.08 | [5 empty] | 27.8 | 82.04 |  |  |  | 26.7 | 80.06 |  |  |  |  | 23.3 | 73.94 |  |  |  |  | 20.6 | 69.08
1998-08-08 | 13:00 | 27.2 | 80.96 | SATURDAY | #N/A | 1987-08-08 | 13:00 | 29.4 | 84.92 |  |  | 1994-08-08 | 13:00 | 25 | 77 |  |  | 1995-08-08 | 13:00 | 26.7 | 80.06 | [5 empty] | 25.6 | 78.08 |  |  |  | 27.2 | 80.96 |  |  |  |  | 26.1 | 78.98 |  |  |  |  | 27.2 | 80.96 | [5 empty] | 27.2 | 80.96 |  |  |  | 27.2 | 80.96 |  |  |  |  | 23.9 | 75.02 |  |  |  |  | 23.3 | 73.94
1998-08-08 | 14:00 | 28.3 | 82.94 | SATURDAY | #N/A | 1987-08-08 | 14:00 | 30.6 | 87.08 |  |  | 1994-08-08 | 14:00 | 25.5 | 77.9 |  |  | 1995-08-08 | 14:00 | 26.1 | 78.98 | [5 empty] | 26.7 | 80.06 |  |  |  | 27.7 | 81.86 |  |  |  |  | 26.7 | 80.06 |  |  |  |  | 28.3 | 82.94 | [5 empty] | 28.9 | 84.02 |  |  |  | 27.8 | 82.04 |  |  |  |  | 24.4 | 75.92 |  |  |  |  | 26.1 | 78.98
1998-08-08 | 15:00 | 28.3 | 82.94 | SATURDAY | #N/A | 1987-08-08 | 15:00 | 31.1 | 87.98 |  |  | 1994-08-08 | 15:00 | 24.4 | 75.92 |  |  | 1995-08-08 | 15:00 | 26.1 | 78.98 | [5 empty] | 26.7 | 80.06 |  |  |  | 27.7 | 81.86 |  |  |  |  | 27.8 | 82.04 |  |  |  |  | 29.4 | 84.92 | [5 empty] | 28.9 | 84.02 |  |  |  | 27.8 | 82.04 |  |  |  |  | 25 | 77 |  |  |  |  | 25 | 77
1998-08-08 | 16:00 | 28.3 | 82.94 | SATURDAY | #N/A | 1987-08-08 | 16:00 | 30.6 | 87.08 |  |  | 1994-08-08 | 16:00 | 24.4 | 75.92 |  |  | 1995-08-08 | 16:00 | 25.6 | 78.08 | [5 empty] | 26.7 | 80.06 |  |  |  | 28.3 | 82.94 |  |  |  |  | 25.6 | 78.08 |  |  |  |  | 28.9 | 84.02 | [5 empty] | 28.9 | 84.02 |  |  |  | 27.8 | 82.04 |  |  |  |  | 25.6 | 78.08 |  |  |  |  | 24.4 | 75.92
1998-08-08 | 17:00 | 27.2 | 80.96 | SATURDAY | #N/A | 1987-08-08 | 17:00 | 30 | 86 |  |  | 1994-08-08 | 17:00 | 23.8 | 74.84 |  |  | 1995-08-08 | 17:00 | 24.4 | 75.92 | [5 empty] | 26.1 | 78.98 |  |  |  | 27.2 | 80.96 |  |  |  |  | 26.7 | 80.06 |  |  |  |  | 27.8 | 82.04 | [5 empty] | 28.3 | 82.94 |  |  |  | 27.8 | 82.04 |  |  |  |  | 25 | 77 |  |  |  |  | 24.4 | 75.92
1998-08-08 | 18:00 | 26.7 | 80.06 | SATURDAY | #N/A | 1987-08-08 | 18:00 | 27.8 | 82.04 |  |  | 1994-08-08 | 18:00 | 23.3 | 73.94 |  |  | 1995-08-08 | 18:00 | 22.2 | 71.96 | [5 empty] | 25.6 | 78.08 |  |  |  | 26.3 | 79.34 |  |  |  |  | 26.1 | 78.98 |  |  |  |  | 27.2 | 80.96 | [5 empty] | 27.8 | 82.04 |  |  |  | 26.7 | 80.06 |  |  |  |  | 24.4 | 75.92 |  |  |  |  | 24.4 | 75.92
1998-08-08 | 19:00 | 25.6 | 78.08 | SATURDAY | #N/A | 1987-08-08 | 19:00 | 28.3 | 82.94 |  |  | 1994-08-08 | 19:00 | 21.1 | 69.98 |  |  | 1995-08-08 | 19:00 | 21.7 | 71.06 | [5 empty] | 23.9 | 75.02 |  |  |  | 24.4 | 75.92 |  |  |  |  | 24.4 | 75.92 |  |  |  |  | 24.4 | 75.92 | [5 empty] | 25 | 77 |  |  |  | 25.6 | 78.08 |  |  |  |  | 22.8 | 73.04 |  |  |  |  | 23.3 | 73.94
1998-08-08 | 20:00 | 25.6 | 78.08 | SATURDAY | #N/A | 1987-08-08 | 20:00 | 26.7 | 80.06 |  |  | 1994-08-08 | 20:00 | 19.4 | 66.92 |  |  | 1995-08-08 | 20:00 | 21.1 | 69.98 | [5 empty] | 21.7 | 71.06 |  |  |  | 22.2 | 71.96 |  |  |  |  | 21.7 | 71.06 |  |  |  |  | 21.7 | 71.06 | [5 empty] | 23.3 | 73.94 |  |  |  | 23.9 | 75.02 |  |  |  |  | 21.1 | 69.98 |  |  |  |  | 22.2 | 71.96
1998-08-08 | 21:00 | 25 | 77 | SATURDAY | #N/A | 1987-08-08 | 21:00 | 27.2 | 80.96 |  |  | 1994-08-08 | 21:00 | 18.3 | 64.94 |  |  | 1995-08-08 | 21:00 | 20.6 | 69.08 | [5 empty] | 21.1 | 69.98 |  |  |  | 18.8 | 65.84 |  |  |  |  | 20.6 | 69.08 |  |  |  |  | 22.8 | 73.04 | [5 empty] | 22.2 | 71.96 |  |  |  | 22.8 | 73.04 |  |  |  |  | 17.8 | 64.04 |  |  |  |  | 21.7 | 71.06
1998-08-08 | 22:00 | 23.9 | 75.02 | SATURDAY | #N/A | 1987-08-08 | 22:00 | 26.1 | 78.98 |  |  | 1994-08-08 | 22:00 | 17.7 | 63.86 |  |  | 1995-08-08 | 22:00 | 20 | 68 | [5 empty] | 19.4 | 66.92 |  |  |  | 18.8 | 65.84 |  |  |  |  | 20 | 68 |  |  |  |  | 19.4 | 66.92 | [5 empty] | 22.2 | 71.96 |  |  |  | 21.1 | 69.98 |  |  |  |  | 17.2 | 62.96 |  |  |  |  | 21.7 | 71.06
1998-08-08 | 23:00 | 23.9 | 75.02 | SATURDAY | #N/A | 1987-08-08 | 23:00 | 26.7 | 80.06 |  |  | 1994-08-08 | 23:00 | 16.1 | 60.98 |  |  | 1995-08-08 | 23:00 | 20 | 68 | [5 empty] | 18.9 | 66.02 |  |  |  | 18.8 | 65.84 |  |  |  |  | 18.3 | 64.94 |  |  |  |  | 17.8 | 64.04 | [5 empty] | 22.2 | 71.96 |  |  |  | 20 | 68 |  |  |  |  | 16.1 | 60.98 |  |  |  |  | 21.7 | 71.06
1998-08-08 | 24:00 | 23.9 | 75.02 | SATURDAY | #N/A | 1987-08-08 | 24:00 | 25.6 | 78.08 |  |  | 1994-08-08 | 24:00 | 15 | 59 |  |  | 1995-08-08 | 24:00 | 18.9 | 66.02 | [5 empty] | 18.3 | 64.94 |  |  |  | 16.1 | 60.98 |  |  |  |  | 18.3 | 64.94 |  |  |  |  | 16.7 | 62.06 | [5 empty] | 22.2 | 71.96 |  |  |  | 18.9 | 66.02 |  |  |  |  | 16.7 | 62.06 |  |  |  |  | 21.1 | 69.98
1998-08-09 | 1:00 | 23.3 | 73.94 | SUNDAY | #N/A | 1987-08-09 | 1:00 | 25 | 77 |  |  | 1994-08-09 | 1:00 | 14.4 | 57.92 |  |  | 1995-08-09 | 1:00 | 18.9 | 66.02 | [5 empty] | 17.8 | 64.04 |  |  |  | 15 | 59 |  |  |  |  | 18.3 | 64.94 |  |  |  |  | 15 | 59 | [5 empty] | 22.2 | 71.96 |  |  |  | 18.3 | 64.94 |  |  |  |  | 15 | 59 |  |  |  |  | 21.1 | 69.98
1998-08-09 | 2:00 | 23.3 | 73.94 | SUNDAY | #N/A | 1987-08-09 | 2:00 | 24.4 | 75.92 |  |  | 1994-08-09 | 2:00 | 14.4 | 57.92 |  |  | 1995-08-09 | 2:00 | 18.3 | 64.94 | [5 empty] | 17.8 | 64.04 |  |  |  | 14.4 | 57.92 |  |  |  |  | 17.8 | 64.04 |  |  |  |  | 14.4 | 57.92 | [5 empty] | 22.2 | 71.96 |  |  |  | 17.2 | 62.96 |  |  |  |  | 15.6 | 60.08 |  |  |  |  | 20.6 | 69.08
1998-08-09 | 3:00 | 23.3 | 73.94 | SUNDAY | #N/A | 1987-08-09 | 3:00 | 23.9 | 75.02 |  |  | 1994-08-09 | 3:00 | 13.8 | 56.84 |  |  | 1995-08-09 | 3:00 | 17.8 | 64.04 | [5 empty] | 17.8 | 64.04 |  |  |  | 13.8 | 56.84 |  |  |  |  | 17.2 | 62.96 |  |  |  |  | 14.4 | 57.92 | [5 empty] | 22.8 | 73.04 |  |  |  | 17.2 | 62.96 |  |  |  |  | 14.4 | 57.92 |  |  |  |  | 20.6 | 69.08
1998-08-09 | 4:00 | 22.8 | 73.04 | SUNDAY | #N/A | 1987-08-09 | 4:00 | 22.8 | 73.04 |  |  | 1994-08-09 | 4:00 | 13.8 | 56.84 |  |  | 1995-08-09 | 4:00 | 17.2 | 62.96 | [5 empty] | 16.7 | 62.06 |  |  |  | 13.3 | 55.94 |  |  |  |  | 16.1 | 60.98 |  |  |  |  | 13.9 | 57.02 | [5 empty] | 23.9 | 75.02 |  |  |  | 17.2 | 62.96 |  |  |  |  | 14.4 | 57.92 |  |  |  |  | 20.6 | 69.08
1998-08-09 | 5:00 | 22.8 | 73.04 | SUNDAY | #N/A | 1987-08-09 | 5:00 | 22.8 | 73.04 |  |  | 1994-08-09 | 5:00 | 13.3 | 55.94 |  |  | 1995-08-09 | 5:00 | 16.7 | 62.06 | [5 empty] | 16.1 | 60.98 |  |  |  | 13.3 | 55.94 |  |  |  |  | 15 | 59 |  |  |  |  | 14.4 | 57.92 | [5 empty] | 23.9 | 75.02 |  |  |  | 15 | 59 |  |  |  |  | 13.3 | 55.94 |  |  |  |  | 20.6 | 69.08
1998-08-09 | 6:00 | 22.8 | 73.04 | SUNDAY | #N/A | 1987-08-09 | 6:00 | 22.2 | 71.96 |  |  | 1994-08-09 | 6:00 | 14.4 | 57.92 |  |  | 1995-08-09 | 6:00 | 19.4 | 66.92 | [5 empty] | 18.3 | 64.94 |  |  |  | 13.8 | 56.84 |  |  |  |  | 17.2 | 62.96 |  |  |  |  | 15 | 59 | [5 empty] | 23.9 | 75.02 |  |  |  | 17.2 | 62.96 |  |  |  |  | 14.4 | 57.92 |  |  |  |  | 21.1 | 69.98
1998-08-09 | 7:00 | 23.9 | 75.02 | SUNDAY | #N/A | 1987-08-09 | 7:00 | 22.2 | 71.96 |  |  | 1994-08-09 | 7:00 | 18.8 | 65.84 |  |  | 1995-08-09 | 7:00 | 21.7 | 71.06 | [5 empty] | 20.6 | 69.08 |  |  |  | 18.3 | 64.94 |  |  |  |  | 18.3 | 64.94 |  |  |  |  | 18.9 | 66.02 | [5 empty] | 24.4 | 75.92 |  |  |  | 18.9 | 66.02 |  |  |  |  | 15.6 | 60.08 |  |  |  |  | 21.7 | 71.06
1998-08-09 | 8:00 | 25 | 77 | SUNDAY | #N/A | 1987-08-09 | 8:00 | 23.3 | 73.94 |  |  | 1994-08-09 | 8:00 | 21.1 | 69.98 |  |  | 1995-08-09 | 8:00 | 23.9 | 75.02 | [5 empty] | 22.8 | 73.04 |  |  |  | 20.5 | 68.9 |  |  |  |  | 20.6 | 69.08 |  |  |  |  | 20.6 | 69.08 | [5 empty] | 25.6 | 78.08 |  |  |  | 21.7 | 71.06 |  |  |  |  | 17.2 | 62.96 |  |  |  |  | 22.2 | 71.96
1998-08-09 | 9:00 | 26.7 | 80.06 | SUNDAY | #N/A | 1987-08-09 | 9:00 | 23.3 | 73.94 |  |  | 1994-08-09 | 9:00 | 23.3 | 73.94 |  |  | 1995-08-09 | 9:00 | 26.1 | 78.98 | [5 empty] | 23.9 | 75.02 |  |  |  | 23.3 | 73.94 |  |  |  |  | 22.8 | 73.04 |  |  |  |  | 22.8 | 73.04 | [5 empty] | 25 | 77 |  |  |  | 23.3 | 73.94 |  |  |  |  | 20 | 68 |  |  |  |  | 23.9 | 75.02
1998-08-09 | 10:00 | 27.2 | 80.96 | SUNDAY | #N/A | 1987-08-09 | 10:00 | 23.9 | 75.02 |  |  | 1994-08-09 | 10:00 | 23.3 | 73.94 |  |  | 1995-08-09 | 10:00 | 26.1 | 78.98 | [5 empty] | 25 | 77 |  |  |  | 25 | 77 |  |  |  |  | 24.4 | 75.92 |  |  |  |  | 24.4 | 75.92 | [5 empty] | 25 | 77 |  |  |  | 25.6 | 78.08 |  |  |  |  | 22.8 | 73.04 |  |  |  |  | 23.3 | 73.94
1998-08-09 | 11:00 | 28.3 | 82.94 | SUNDAY | #N/A | 1987-08-09 | 11:00 | 24.4 | 75.92 |  |  | 1994-08-09 | 11:00 | 25.5 | 77.9 |  |  | 1995-08-09 | 11:00 | 25.6 | 78.08 | [5 empty] | 25 | 77 |  |  |  | 26.6 | 79.88 |  |  |  |  | 26.1 | 78.98 |  |  |  |  | 26.7 | 80.06 | [5 empty] | 26.1 | 78.98 |  |  |  | 26.7 | 80.06 |  |  |  |  | 24.4 | 75.92 |  |  |  |  | 23.3 | 73.94
1998-08-09 | 12:00 | 28.9 | 84.02 | SUNDAY | #N/A | 1987-08-09 | 12:00 | 25.6 | 78.08 |  |  | 1994-08-09 | 12:00 | 26.6 | 79.88 |  |  | 1995-08-09 | 12:00 | 25.6 | 78.08 | [5 empty] | 26.1 | 78.98 |  |  |  | 28.3 | 82.94 |  |  |  |  | 27.2 | 80.96 |  |  |  |  | 27.8 | 82.04 | [5 empty] | 26.7 | 80.06 |  |  |  | 27.8 | 82.04 |  |  |  |  | 26.7 | 80.06 |  |  |  |  | 23.9 | 75.02
1998-08-09 | 13:00 | 28.3 | 82.94 | SUNDAY | #N/A | 1987-08-09 | 13:00 | 26.1 | 78.98 |  |  | 1994-08-09 | 13:00 | 27.2 | 80.96 |  |  | 1995-08-09 | 13:00 | 26.7 | 80.06 | [5 empty] | 26.7 | 80.06 |  |  |  | 28.8 | 83.84 |  |  |  |  | 28.3 | 82.94 |  |  |  |  | 28.9 | 84.02 | [5 empty] | 28.3 | 82.94 |  |  |  | 28.9 | 84.02 |  |  |  |  | 26.7 | 80.06 |  |  |  |  | 21.7 | 71.06
1998-08-09 | 14:00 | 28.9 | 84.02 | SUNDAY | #N/A | 1987-08-09 | 14:00 | 24.4 | 75.92 |  |  | 1994-08-09 | 14:00 | 27.7 | 81.86 |  |  | 1995-08-09 | 14:00 | 25.6 | 78.08 | [5 empty] | 27.2 | 80.96 |  |  |  | 30 | 86 |  |  |  |  | 28.9 | 84.02 |  |  |  |  | 30 | 86 | [5 empty] | 29.4 | 84.92 |  |  |  | 29.4 | 84.92 |  |  |  |  | 26.7 | 80.06 |  |  |  |  | 21.7 | 71.06
1998-08-09 | 15:00 | 29.4 | 84.92 | SUNDAY | #N/A | 1987-08-09 | 15:00 | 24.4 | 75.92 |  |  | 1994-08-09 | 15:00 | 27.2 | 80.96 |  |  | 1995-08-09 | 15:00 | 25.6 | 78.08 | [5 empty] | 27.2 | 80.96 |  |  |  | 30 | 86 |  |  |  |  | 28.3 | 82.94 |  |  |  |  | 30.6 | 87.08 | [5 empty] | 27.2 | 80.96 |  |  |  | 29.4 | 84.92 |  |  |  |  | 26.1 | 78.98 |  |  |  |  | 23.3 | 73.94
1998-08-09 | 16:00 | 27.8 | 82.04 | SUNDAY | #N/A | 1987-08-09 | 16:00 | 25.6 | 78.08 |  |  | 1994-08-09 | 16:00 | 26.1 | 78.98 |  |  | 1995-08-09 | 16:00 | 25 | 77 | [5 empty] | 27.2 | 80.96 |  |  |  | 30 | 86 |  |  |  |  | 27.2 | 80.96 |  |  |  |  | 30 | 86 | [5 empty] | 26.7 | 80.06 |  |  |  | 29.4 | 84.92 |  |  |  |  | 25.6 | 78.08 |  |  |  |  | 23.3 | 73.94
1998-08-09 | 17:00 | 27.8 | 82.04 | SUNDAY | #N/A | 1987-08-09 | 17:00 | 25.6 | 78.08 |  |  | 1994-08-09 | 17:00 | 25 | 77 |  |  | 1995-08-09 | 17:00 | 24.4 | 75.92 | [5 empty] | 25 | 77 |  |  |  | 29.4 | 84.92 |  |  |  |  | 27.8 | 82.04 |  |  |  |  | 30 | 86 | [5 empty] | 25.6 | 78.08 |  |  |  | 29.4 | 84.92 |  |  |  |  | 25 | 77 |  |  |  |  | 23.3 | 73.94
1998-08-09 | 18:00 | 26.7 | 80.06 | SUNDAY | #N/A | 1987-08-09 | 18:00 | 25 | 77 |  |  | 1994-08-09 | 18:00 | 23.8 | 74.84 |  |  | 1995-08-09 | 18:00 | 23.3 | 73.94 | [5 empty] | 23.3 | 73.94 |  |  |  | 27.7 | 81.86 |  |  |  |  | 27.2 | 80.96 |  |  |  |  | 28.9 | 84.02 | [5 empty] | 24.4 | 75.92 |  |  |  | 28.9 | 84.02 |  |  |  |  | 23.9 | 75.02 |  |  |  |  | 23.9 | 75.02
1998-08-09 | 19:00 | 25.6 | 78.08 | SUNDAY | #N/A | 1987-08-09 | 19:00 | 23.9 | 75.02 |  |  | 1994-08-09 | 19:00 | 21.6 | 70.88 |  |  | 1995-08-09 | 19:00 | 22.8 | 73.04 | [5 empty] | 22.2 | 71.96 |  |  |  | 26.6 | 79.88 |  |  |  |  | 25.6 | 78.08 |  |  |  |  | 25.6 | 78.08 | [5 empty] | 23.9 | 75.02 |  |  |  | 27.8 | 82.04 |  |  |  |  | 22.8 | 73.04 |  |  |  |  | 22.8 | 73.04
1998-08-09 | 20:00 | 26.1 | 78.98 | SUNDAY | #N/A | 1987-08-09 | 20:00 | 22.2 | 71.96 |  |  | 1994-08-09 | 20:00 | 20.5 | 68.9 |  |  | 1995-08-09 | 20:00 | 22.2 | 71.96 | [5 empty] | 21.1 | 69.98 |  |  |  | 25 | 77 |  |  |  |  | 24.4 | 75.92 |  |  |  |  | 21.7 | 71.06 | [5 empty] | 22.8 | 73.04 |  |  |  | 23.9 | 75.02 |  |  |  |  | 21.1 | 69.98 |  |  |  |  | 21.7 | 71.06
1998-08-09 | 21:00 | 25 | 77 | SUNDAY | #N/A | 1987-08-09 | 21:00 | 21.7 | 71.06 |  |  | 1994-08-09 | 21:00 | 20 | 68 |  |  | 1995-08-09 | 21:00 | 21.1 | 69.98 | [5 empty] | 20.6 | 69.08 |  |  |  | 23.8 | 74.84 |  |  |  |  | 23.3 | 73.94 |  |  |  |  | 20 | 68 | [5 empty] | 22.2 | 71.96 |  |  |  | 23.9 | 75.02 |  |  |  |  | 20 | 68 |  |  |  |  | 21.1 | 69.98
1998-08-09 | 22:00 | 24.4 | 75.92 | SUNDAY | #N/A | 1987-08-09 | 22:00 | 20.6 | 69.08 |  |  | 1994-08-09 | 22:00 | 18.8 | 65.84 |  |  | 1995-08-09 | 22:00 | 21.1 | 69.98 | [5 empty] | 20.6 | 69.08 |  |  |  | 23.3 | 73.94 |  |  |  |  | 22.8 | 73.04 |  |  |  |  | 20.6 | 69.08 | [5 empty] | 20.6 | 69.08 |  |  |  | 20.6 | 69.08 |  |  |  |  | 19.4 | 66.92 |  |  |  |  | 20.6 | 69.08
1998-08-09 | 23:00 | 24.4 | 75.92 | SUNDAY | #N/A | 1987-08-09 | 23:00 | 20 | 68 |  |  | 1994-08-09 | 23:00 | 18.8 | 65.84 |  |  | 1995-08-09 | 23:00 | 20.6 | 69.08 | [5 empty] | 19.4 | 66.92 |  |  |  | 22.2 | 71.96 |  |  |  |  | 20 | 68 |  |  |  |  | 17.8 | 64.04 | [5 empty] | 20 | 68 |  |  |  | 19.4 | 66.92 |  |  |  |  | 18.3 | 64.94 |  |  |  |  | 20 | 68
1998-08-09 | 24:00 | 24.4 | 75.92 | SUNDAY | #N/A | 1987-08-09 | 24:00 | 20.6 | 69.08 |  |  | 1994-08-09 | 24:00 | 19.4 | 66.92 |  |  | 1995-08-09 | 24:00 | 20 | 68 | [5 empty] | 18.9 | 66.02 |  |  |  | 20.5 | 68.9 |  |  |  |  | 19.4 | 66.92 |  |  |  |  | 17.2 | 62.96 | [5 empty] | 20 | 68 |  |  |  | 17.8 | 64.04 |  |  |  |  | 17.8 | 64.04 |  |  |  |  | 19.4 | 66.92
1998-08-10 | 1:00 | 24.4 | 75.92 | WEEKDAY | #N/A | 1987-08-10 | 1:00 | 20 | 68 |  |  | 1994-08-10 | 1:00 | 20 | 68 |  |  | 1995-08-10 | 1:00 | 20.6 | 69.08 | [5 empty] | 18.9 | 66.02 |  |  |  | 21.1 | 69.98 |  |  |  |  | 17.8 | 64.04 |  |  |  |  | 16.7 | 62.06 | [5 empty] | 18.9 | 66.02 |  |  |  | 17.8 | 64.04 |  |  |  |  | 17.2 | 62.96 |  |  |  |  | 18.9 | 66.02
1998-08-10 | 2:00 | 24.4 | 75.92 | WEEKDAY | #N/A | 1987-08-10 | 2:00 | 20 | 68 |  |  | 1994-08-10 | 2:00 | 20 | 68 |  |  | 1995-08-10 | 2:00 | 20 | 68 | [5 empty] | 17.2 | 62.96 |  |  |  | 22.2 | 71.96 |  |  |  |  | 17.8 | 64.04 |  |  |  |  | 15.6 | 60.08 | [5 empty] | 19.4 | 66.92 |  |  |  | 16.7 | 62.06 |  |  |  |  | 17.2 | 62.96 |  |  |  |  | 17.8 | 64.04
1998-08-10 | 3:00 | 24.4 | 75.92 | WEEKDAY | #N/A | 1987-08-10 | 3:00 | 20 | 68 |  |  | 1994-08-10 | 3:00 | 20 | 68 |  |  | 1995-08-10 | 3:00 | 20 | 68 | [5 empty] | 16.7 | 62.06 |  |  |  | 21.6 | 70.88 |  |  |  |  | 17.2 | 62.96 |  |  |  |  | 16.1 | 60.98 | [5 empty] | 19 | 66.2 |  |  |  | 16.7 | 62.06 |  |  |  |  | 16.1 | 60.98 |  |  |  |  | 16.7 | 62.06
1998-08-10 | 4:00 | 23.9 | 75.02 | WEEKDAY | #N/A | 1987-08-10 | 4:00 | 20.6 | 69.08 |  |  | 1994-08-10 | 4:00 | 20 | 68 |  |  | 1995-08-10 | 4:00 | 19.4 | 66.92 | [5 empty] | 15.6 | 60.08 |  |  |  | 21.1 | 69.98 |  |  |  |  | 16.1 | 60.98 |  |  |  |  | 15 | 59 | [5 empty] | 19.4 | 66.92 |  |  |  | 16.7 | 62.06 |  |  |  |  | 15.6 | 60.08 |  |  |  |  | 15.6 | 60.08
1998-08-10 | 5:00 | 24 | 75.2 | WEEKDAY | #N/A | 1987-08-10 | 5:00 | 20.6 | 69.08 |  |  | 1994-08-10 | 5:00 | 20 | 68 |  |  | 1995-08-10 | 5:00 | 19.4 | 66.92 | [5 empty] | 16.1 | 60.98 |  |  |  | 20 | 68 |  |  |  |  | 16.7 | 62.06 |  |  |  |  | 14.4 | 57.92 | [5 empty] | 18.3 | 64.94 |  |  |  | 16.7 | 62.06 |  |  |  |  | 15 | 59 |  |  |  |  | 16.7 | 62.06
1998-08-10 | 6:00 | 23.9 | 75.02 | WEEKDAY | #N/A | 1987-08-10 | 6:00 | 20.6 | 69.08 |  |  | 1994-08-10 | 6:00 | 20 | 68 |  |  | 1995-08-10 | 6:00 | 20.6 | 69.08 | [5 empty] | 17.8 | 64.04 |  |  |  | 18.8 | 65.84 |  |  |  |  | 16.7 | 62.06 |  |  |  |  | 15.6 | 60.08 | [5 empty] | 18.3 | 64.94 |  |  |  | 16.7 | 62.06 |  |  |  |  | 15 | 59 |  |  |  |  | 16.7 | 62.06
1998-08-10 | 7:00 | 24.4 | 75.92 | WEEKDAY | #N/A | 1987-08-10 | 7:00 | 20.6 | 69.08 |  |  | 1994-08-10 | 7:00 | 20 | 68 |  |  | 1995-08-10 | 7:00 | 22.2 | 71.96 | [5 empty] | 21.1 | 69.98 |  |  |  | 19.4 | 66.92 |  |  |  |  | 17.8 | 64.04 |  |  |  |  | 18.3 | 64.94 | [5 empty] | 18.9 | 66.02 |  |  |  | 20 | 68 |  |  |  |  | 16.7 | 62.06 |  |  |  |  | 17.2 | 62.96
1998-08-10 | 8:00 | 25 | 77 | WEEKDAY | #N/A | 1987-08-10 | 8:00 | 21.1 | 69.98 |  |  | 1994-08-10 | 8:00 | 20 | 68 |  |  | 1995-08-10 | 8:00 | 23.9 | 75.02 | [5 empty] | 23.3 | 73.94 |  |  |  | 21.1 | 69.98 |  |  |  |  | 20.6 | 69.08 |  |  |  |  | 21.7 | 71.06 | [5 empty] | 20 | 68 |  |  |  | 21.7 | 71.06 |  |  |  |  | 18.9 | 66.02 |  |  |  |  | 18.9 | 66.02
1998-08-10 | 9:00 | 26.7 | 80.06 | WEEKDAY | #N/A | 1987-08-10 | 9:00 | 21.7 | 71.06 |  |  | 1994-08-10 | 9:00 | 19.4 | 66.92 |  |  | 1995-08-10 | 9:00 | 25.6 | 78.08 | [5 empty] | 25 | 77 |  |  |  | 22.7 | 72.86 |  |  |  |  | 23.3 | 73.94 |  |  |  |  | 24.4 | 75.92 | [5 empty] | 21.7 | 71.06 |  |  |  | 25 | 77 |  |  |  |  | 21.1 | 69.98 |  |  |  |  | 20 | 68
1998-08-10 | 10:00 | 27.2 | 80.96 | WEEKDAY | #N/A | 1987-08-10 | 10:00 | 22.2 | 71.96 |  |  | 1994-08-10 | 10:00 | 19.4 | 66.92 |  |  | 1995-08-10 | 10:00 | 25 | 77 | [5 empty] | 26.7 | 80.06 |  |  |  | 22.7 | 72.86 |  |  |  |  | 25.6 | 78.08 |  |  |  |  | 26.7 | 80.06 | [5 empty] | 22.2 | 71.96 |  |  |  | 27.8 | 82.04 |  |  |  |  | 24.4 | 75.92 |  |  |  |  | 20 | 68
1998-08-10 | 11:00 | 28.3 | 82.94 | WEEKDAY | #N/A | 1987-08-10 | 11:00 | 22.2 | 71.96 |  |  | 1994-08-10 | 11:00 | 20 | 68 |  |  | 1995-08-10 | 11:00 | 25.6 | 78.08 | [5 empty] | 26.7 | 80.06 |  |  |  | 25 | 77 |  |  |  |  | 27.2 | 80.96 |  |  |  |  | 28.3 | 82.94 | [5 empty] | 23.9 | 75.02 |  |  |  | 28.9 | 84.02 |  |  |  |  | 25 | 77 |  |  |  |  | 21.1 | 69.98
1998-08-10 | 12:00 | 28.3 | 82.94 | WEEKDAY | #N/A | 1987-08-10 | 12:00 | 23.3 | 73.94 |  |  | 1994-08-10 | 12:00 | 21.1 | 69.98 |  |  | 1995-08-10 | 12:00 | 26.1 | 78.98 | [5 empty] | 27.2 | 80.96 |  |  |  | 26.1 | 78.98 |  |  |  |  | 28.3 | 82.94 |  |  |  |  | 30.6 | 87.08 | [5 empty] | 25 | 77 |  |  |  | 30 | 86 |  |  |  |  | 25.6 | 78.08 |  |  |  |  | 25 | 77
1998-08-10 | 13:00 | 29.4 | 84.92 | WEEKDAY | #N/A | 1987-08-10 | 13:00 | 23.9 | 75.02 |  |  | 1994-08-10 | 13:00 | 21.1 | 69.98 |  |  | 1995-08-10 | 13:00 | 26.7 | 80.06 | [5 empty] | 27.8 | 82.04 |  |  |  | 25 | 77 |  |  |  |  | 28.3 | 82.94 |  |  |  |  | 30.6 | 87.08 | [5 empty] | 26.1 | 78.98 |  |  |  | 28.9 | 84.02 |  |  |  |  | 26.7 | 80.06 |  |  |  |  | 25.6 | 78.08
1998-08-10 | 14:00 | 29.4 | 84.92 | WEEKDAY | #N/A | 1987-08-10 | 14:00 | 25.6 | 78.08 |  |  | 1994-08-10 | 14:00 | 23.3 | 73.94 |  |  | 1995-08-10 | 14:00 | 26.1 | 78.98 | [5 empty] | 27.8 | 82.04 |  |  |  | 25.5 | 77.9 |  |  |  |  | 28.9 | 84.02 |  |  |  |  | 31.1 | 87.98 | [5 empty] | 25 | 77 |  |  |  | 30.6 | 87.08 |  |  |  |  | 27.2 | 80.96 |  |  |  |  | 26.1 | 78.98
1998-08-10 | 15:00 | 28.3 | 82.94 | WEEKDAY | #N/A | 1987-08-10 | 15:00 | 25.6 | 78.08 |  |  | 1994-08-10 | 15:00 | 24.3 | 75.74 |  |  | 1995-08-10 | 15:00 | 26.1 | 78.98 | [5 empty] | 27.2 | 80.96 |  |  |  | 26 | 78.8 |  |  |  |  | 26.7 | 80.06 |  |  |  |  | 29.4 | 84.92 | [5 empty] | 25.6 | 78.08 |  |  |  | 30 | 86 |  |  |  |  | 26.1 | 78.98 |  |  |  |  | 26.1 | 78.98
1998-08-10 | 16:00 | 28.9 | 84.02 | WEEKDAY | #N/A | 1987-08-10 | 16:00 | 23.9 | 75.02 |  |  | 1994-08-10 | 16:00 | 25 | 77 |  |  | 1995-08-10 | 16:00 | 26.1 | 78.98 | [5 empty] | 26.1 | 78.98 |  |  |  | 26.1 | 78.98 |  |  |  |  | 28.3 | 82.94 |  |  |  |  | 28.9 | 84.02 | [5 empty] | 26.1 | 78.98 |  |  |  | 29.4 | 84.92 |  |  |  |  | 26.1 | 78.98 |  |  |  |  | 23.9 | 75.02
1998-08-10 | 17:00 | 27.2 | 80.96 | WEEKDAY | #N/A | 1987-08-10 | 17:00 | 23.9 | 75.02 |  |  | 1994-08-10 | 17:00 | 24.4 | 75.92 |  |  | 1995-08-10 | 17:00 | 25.6 | 78.08 | [5 empty] | 25.6 | 78.08 |  |  |  | 26.1 | 78.98 |  |  |  |  | 26.7 | 80.06 |  |  |  |  | 28.3 | 82.94 | [5 empty] | 25 | 77 |  |  |  | 28.3 | 82.94 |  |  |  |  | 26.1 | 78.98 |  |  |  |  | 24.4 | 75.92
1998-08-10 | 18:00 | 26.7 | 80.06 | WEEKDAY | #N/A | 1987-08-10 | 18:00 | 23.3 | 73.94 |  |  | 1994-08-10 | 18:00 | 24.4 | 75.92 |  |  | 1995-08-10 | 18:00 | 24.4 | 75.92 | [5 empty] | 24.4 | 75.92 |  |  |  | 25 | 77 |  |  |  |  | 26.1 | 78.98 |  |  |  |  | 27.8 | 82.04 | [5 empty] | 24.4 | 75.92 |  |  |  | 27.2 | 80.96 |  |  |  |  | 25 | 77 |  |  |  |  | 23.3 | 73.94
1998-08-10 | 19:00 | 26.1 | 78.98 | WEEKDAY | #N/A | 1987-08-10 | 19:00 | 22.2 | 71.96 |  |  | 1994-08-10 | 19:00 | 21.6 | 70.88 |  |  | 1995-08-10 | 19:00 | 23.3 | 73.94 | [5 empty] | 23.3 | 73.94 |  |  |  | 22.2 | 71.96 |  |  |  |  | 24.4 | 75.92 |  |  |  |  | 26.7 | 80.06 | [5 empty] | 22.8 | 73.04 |  |  |  | 25.6 | 78.08 |  |  |  |  | 23.9 | 75.02 |  |  |  |  | 22.2 | 71.96
1998-08-10 | 20:00 | 26.1 | 78.98 | WEEKDAY | #N/A | 1987-08-10 | 20:00 | 21.1 | 69.98 |  |  | 1994-08-10 | 20:00 | 19.4 | 66.92 |  |  | 1995-08-10 | 20:00 | 23.3 | 73.94 | [5 empty] | 22.8 | 73.04 |  |  |  | 20.5 | 68.9 |  |  |  |  | 22.8 | 73.04 |  |  |  |  | 25.6 | 78.08 | [5 empty] | 20.6 | 69.08 |  |  |  | 25.6 | 78.08 |  |  |  |  | 22.8 | 73.04 |  |  |  |  | 20.6 | 69.08
1998-08-10 | 21:00 | 26.1 | 78.98 | WEEKDAY | #N/A | 1987-08-10 | 21:00 | 21.1 | 69.98 |  |  | 1994-08-10 | 21:00 | 18.8 | 65.84 |  |  | 1995-08-10 | 21:00 | 23.3 | 73.94 | [5 empty] | 22.8 | 73.04 |  |  |  | 17.7 | 63.86 |  |  |  |  | 22.2 | 71.96 |  |  |  |  | 24.4 | 75.92 | [5 empty] | 20 | 68 |  |  |  | 26.1 | 78.98 |  |  |  |  | 21.7 | 71.06 |  |  |  |  | 15.6 | 60.08
1998-08-10 | 22:00 | 26.1 | 78.98 | WEEKDAY | #N/A | 1987-08-10 | 22:00 | 20 | 68 |  |  | 1994-08-10 | 22:00 | 18.8 | 65.84 |  |  | 1995-08-10 | 22:00 | 23.3 | 73.94 | [5 empty] | 22.2 | 71.96 |  |  |  | 16.1 | 60.98 |  |  |  |  | 22.2 | 71.96 |  |  |  |  | 23.9 | 75.02 | [5 empty] | 18.3 | 64.94 |  |  |  | 25.6 | 78.08 |  |  |  |  | 21.1 | 69.98 |  |  |  |  | 13.9 | 57.02
1998-08-10 | 23:00 | 24.4 | 75.92 | WEEKDAY | #N/A | 1987-08-10 | 23:00 | 19.4 | 66.92 |  |  | 1994-08-10 | 23:00 | 17.2 | 62.96 |  |  | 1995-08-10 | 23:00 | 22.8 | 73.04 | [5 empty] | 22.2 | 71.96 |  |  |  | 15 | 59 |  |  |  |  | 21.1 | 69.98 |  |  |  |  | 23.3 | 73.94 | [5 empty] | 18.3 | 64.94 |  |  |  | 22.2 | 71.96 |  |  |  |  | 20.6 | 69.08 |  |  |  |  | 13.3 | 55.94
1998-08-10 | 24:00 | 24.4 | 75.92 | WEEKDAY | #N/A | 1987-08-10 | 24:00 | 18.9 | 66.02 |  |  | 1994-08-10 | 24:00 | 15.5 | 59.9 |  |  | 1995-08-10 | 24:00 | 22.8 | 73.04 | [5 empty] | 22.2 | 71.96 |  |  |  | 14.8 | 58.64 |  |  |  |  | 21.1 | 69.98 |  |  |  |  | 22.2 | 71.96 | [5 empty] | 17.2 | 62.96 |  |  |  | 22.8 | 73.04 |  |  |  |  | 18.9 | 66.02 |  |  |  |  | 12.8 | 55.04
1998-08-11 | 1:00 | 23.9 | 75.02 | WEEKDAY | #N/A | 1987-08-11 | 1:00 | 18.9 | 66.02 |  |  | 1994-08-11 | 1:00 | 15.5 | 59.9 |  |  | 1995-08-11 | 1:00 | 22.8 | 73.04 | [5 empty] | 21.7 | 71.06 |  |  |  | 14.9 | 58.82 |  |  |  |  | 20.6 | 69.08 |  |  |  |  | 21.7 | 71.06 | [5 empty] | 17.2 | 62.96 |  |  |  | 21.1 | 69.98 |  |  |  |  | 18.9 | 66.02 |  |  |  |  | 11.7 | 53.06
1998-08-11 | 2:00 | 24.4 | 75.92 | WEEKDAY | #N/A | 1987-08-11 | 2:00 | 18.3 | 64.94 |  |  | 1994-08-11 | 2:00 | 15.4 | 59.72 |  |  | 1995-08-11 | 2:00 | 22.2 | 71.96 | [5 empty] | 21.1 | 69.98 |  |  |  | 14.8 | 58.64 |  |  |  |  | 20.6 | 69.08 |  |  |  |  | 21.7 | 71.06 | [5 empty] | 16.7 | 62.06 |  |  |  | 20 | 68 |  |  |  |  | 17.8 | 64.04 |  |  |  |  | 11.1 | 51.98
1998-08-11 | 3:00 | 23.3 | 73.94 | WEEKDAY | #N/A | 1987-08-11 | 3:00 | 18.3 | 64.94 |  |  | 1994-08-11 | 3:00 | 15.5 | 59.9 |  |  | 1995-08-11 | 3:00 | 22.2 | 71.96 | [5 empty] | 20.6 | 69.08 |  |  |  | 15 | 59 |  |  |  |  | 20.6 | 69.08 |  |  |  |  | 21.1 | 69.98 | [5 empty] | 17.2 | 62.96 |  |  |  | 18.9 | 66.02 |  |  |  |  | 17.8 | 64.04 |  |  |  |  | 10.6 | 51.08
1998-08-11 | 4:00 | 23.9 | 75.02 | WEEKDAY | #N/A | 1987-08-11 | 4:00 | 17.8 | 64.04 |  |  | 1994-08-11 | 4:00 | 15.5 | 59.9 |  |  | 1995-08-11 | 4:00 | 21.7 | 71.06 | [5 empty] | 20 | 68 |  |  |  | 15.5 | 59.9 |  |  |  |  | 19.4 | 66.92 |  |  |  |  | 21.1 | 69.98 | [5 empty] | 17.2 | 62.96 |  |  |  | 18.9 | 66.02 |  |  |  |  | 17.2 | 62.96 |  |  |  |  | 9.4 | 48.92
1998-08-11 | 5:00 | 23.9 | 75.02 | WEEKDAY | #N/A | 1987-08-11 | 5:00 | 17.2 | 62.96 |  |  | 1994-08-11 | 5:00 | 15.5 | 59.9 |  |  | 1995-08-11 | 5:00 | 21.7 | 71.06 | [5 empty] | 20.6 | 69.08 |  |  |  | 15.5 | 59.9 |  |  |  |  | 18.9 | 66.02 |  |  |  |  | 20.6 | 69.08 | [5 empty] | 17.2 | 62.96 |  |  |  | 17.8 | 64.04 |  |  |  |  | 17.2 | 62.96 |  |  |  |  | 8.9 | 48.02
1998-08-11 | 6:00 | 23.9 | 75.02 | WEEKDAY | #N/A | 1987-08-11 | 6:00 | 18.3 | 64.94 |  |  | 1994-08-11 | 6:00 | 15.5 | 59.9 |  |  | 1995-08-11 | 6:00 | 22.8 | 73.04 | [5 empty] | 21.1 | 69.98 |  |  |  | 15.5 | 59.9 |  |  |  |  | 19.4 | 66.92 |  |  |  |  | 20.6 | 69.08 | [5 empty] | 17.2 | 62.96 |  |  |  | 17.8 | 64.04 |  |  |  |  | 16.7 | 62.06 |  |  |  |  | 12.8 | 55.04
1998-08-11 | 7:00 | 23.9 | 75.02 | WEEKDAY | #N/A | 1987-08-11 | 7:00 | 18.9 | 66.02 |  |  | 1994-08-11 | 7:00 | 16.1 | 60.98 |  |  | 1995-08-11 | 7:00 | 23.9 | 75.02 | [5 empty] | 22.8 | 73.04 |  |  |  | 17.2 | 62.96 |  |  |  |  | 19.4 | 66.92 |  |  |  |  | 21.7 | 71.06 | [5 empty] | 18.3 | 64.94 |  |  |  | 18.3 | 64.94 |  |  |  |  | 17.8 | 64.04 |  |  |  |  | 16.1 | 60.98
1998-08-11 | 8:00 | 24.4 | 75.92 | WEEKDAY | #N/A | 1987-08-11 | 8:00 | 21.1 | 69.98 |  |  | 1994-08-11 | 8:00 | 17.2 | 62.96 |  |  | 1995-08-11 | 8:00 | 25.6 | 78.08 | [5 empty] | 23.9 | 75.02 |  |  |  | 17.7 | 63.86 |  |  |  |  | 20.6 | 69.08 |  |  |  |  | 22.8 | 73.04 | [5 empty] | 20 | 68 |  |  |  | 18.9 | 66.02 |  |  |  |  | 20.6 | 69.08 |  |  |  |  | 20 | 68
1998-08-11 | 9:00 | 25.6 | 78.08 | WEEKDAY | #N/A | 1987-08-11 | 9:00 | 23.9 | 75.02 |  |  | 1994-08-11 | 9:00 | 17.2 | 62.96 |  |  | 1995-08-11 | 9:00 | 25.6 | 78.08 | [5 empty] | 25 | 77 |  |  |  | 18.8 | 65.84 |  |  |  |  | 20.6 | 69.08 |  |  |  |  | 24.4 | 75.92 | [5 empty] | 21.7 | 71.06 |  |  |  | 20 | 68 |  |  |  |  | 22.8 | 73.04 |  |  |  |  | 22.8 | 73.04
1998-08-11 | 10:00 | 26.1 | 78.98 | WEEKDAY | #N/A | 1987-08-11 | 10:00 | 26.1 | 78.98 |  |  | 1994-08-11 | 10:00 | 22.2 | 71.96 |  |  | 1995-08-11 | 10:00 | 27.2 | 80.96 | [5 empty] | 26.7 | 80.06 |  |  |  | 19.4 | 66.92 |  |  |  |  | 21.7 | 71.06 |  |  |  |  | 26.1 | 78.98 | [5 empty] | 21.7 | 71.06 |  |  |  | 20.6 | 69.08 |  |  |  |  | 25 | 77 |  |  |  |  | 23.9 | 75.02
1998-08-11 | 11:00 | 26.7 | 80.06 | WEEKDAY | #N/A | 1987-08-11 | 11:00 | 26.7 | 80.06 |  |  | 1994-08-11 | 11:00 | 22.3 | 72.14 |  |  | 1995-08-11 | 11:00 | 27.8 | 82.04 | [5 empty] | 27.2 | 80.96 |  |  |  | 21.6 | 70.88 |  |  |  |  | 23.3 | 73.94 |  |  |  |  | 26.7 | 80.06 | [5 empty] | 22.2 | 71.96 |  |  |  | 22.2 | 71.96 |  |  |  |  | 25 | 77 |  |  |  |  | 24.4 | 75.92
1998-08-11 | 12:00 | 27.8 | 82.04 | WEEKDAY | #N/A | 1987-08-11 | 12:00 | 27.2 | 80.96 |  |  | 1994-08-11 | 12:00 | 22.2 | 71.96 |  |  | 1995-08-11 | 12:00 | 28.3 | 82.94 | [5 empty] | 28.3 | 82.94 |  |  |  | 21.6 | 70.88 |  |  |  |  | 20 | 68 |  |  |  |  | 27.2 | 80.96 | [5 empty] | 21.7 | 71.06 |  |  |  | 23.3 | 73.94 |  |  |  |  | 26.1 | 78.98 |  |  |  |  | 25 | 77
1998-08-11 | 13:00 | 27.8 | 82.04 | WEEKDAY | #N/A | 1987-08-11 | 13:00 | 27.8 | 82.04 |  |  | 1994-08-11 | 13:00 | 23.3 | 73.94 |  |  | 1995-08-11 | 13:00 | 28.3 | 82.94 | [5 empty] | 27.8 | 82.04 |  |  |  | 22.7 | 72.86 |  |  |  |  | 21.7 | 71.06 |  |  |  |  | 27.2 | 80.96 | [5 empty] | 22.2 | 71.96 |  |  |  | 23.9 | 75.02 |  |  |  |  | 26.1 | 78.98 |  |  |  |  | 26.1 | 78.98
1998-08-11 | 14:00 | 29.4 | 84.92 | WEEKDAY | #N/A | 1987-08-11 | 14:00 | 27.2 | 80.96 |  |  | 1994-08-11 | 14:00 | 23.3 | 73.94 |  |  | 1995-08-11 | 14:00 | 28.9 | 84.02 | [5 empty] | 26.7 | 80.06 |  |  |  | 22.7 | 72.86 |  |  |  |  | 25 | 77 |  |  |  |  | 27.8 | 82.04 | [5 empty] | 21.1 | 69.98 |  |  |  | 24.4 | 75.92 |  |  |  |  | 26.1 | 78.98 |  |  |  |  | 27.2 | 80.96
1998-08-11 | 15:00 | 30.6 | 87.08 | WEEKDAY | #N/A | 1987-08-11 | 15:00 | 27.8 | 82.04 |  |  | 1994-08-11 | 15:00 | 23.8 | 74.84 |  |  | 1995-08-11 | 15:00 | 27.8 | 82.04 | [5 empty] | 27.2 | 80.96 |  |  |  | 23.3 | 73.94 |  |  |  |  | 25.6 | 78.08 |  |  |  |  | 25 | 77 | [5 empty] | 20 | 68 |  |  |  | 25 | 77 |  |  |  |  | 26.7 | 80.06 |  |  |  |  | 26.1 | 78.98
1998-08-11 | 16:00 | 31.1 | 87.98 | WEEKDAY | #N/A | 1987-08-11 | 16:00 | 27.8 | 82.04 |  |  | 1994-08-11 | 16:00 | 23.3 | 73.94 |  |  | 1995-08-11 | 16:00 | 27.2 | 80.96 | [5 empty] | 26.7 | 80.06 |  |  |  | 22.7 | 72.86 |  |  |  |  | 25.6 | 78.08 |  |  |  |  | 27.2 | 80.96 | [5 empty] | 20 | 68 |  |  |  | 25 | 77 |  |  |  |  | 26.1 | 78.98 |  |  |  |  | 26.1 | 78.98
1998-08-11 | 17:00 | 31.1 | 87.98 | WEEKDAY | #N/A | 1987-08-11 | 17:00 | 27.8 | 82.04 |  |  | 1994-08-11 | 17:00 | 21.6 | 70.88 |  |  | 1995-08-11 | 17:00 | 26.7 | 80.06 | [5 empty] | 26.1 | 78.98 |  |  |  | 22.7 | 72.86 |  |  |  |  | 25 | 77 |  |  |  |  | 27.2 | 80.96 | [5 empty] | 18.9 | 66.02 |  |  |  | 25 | 77 |  |  |  |  | 26.1 | 78.98 |  |  |  |  | 26.1 | 78.98
1998-08-11 | 18:00 | 30.6 | 87.08 | WEEKDAY | #N/A | 1987-08-11 | 18:00 | 26.7 | 80.06 |  |  | 1994-08-11 | 18:00 | 20.5 | 68.9 |  |  | 1995-08-11 | 18:00 | 25.6 | 78.08 | [5 empty] | 24.4 | 75.92 |  |  |  | 22.2 | 71.96 |  |  |  |  | 23.3 | 73.94 |  |  |  |  | 26.7 | 80.06 | [5 empty] | 19.4 | 66.92 |  |  |  | 23.9 | 75.02 |  |  |  |  | 25 | 77 |  |  |  |  | 25.6 | 78.08
1998-08-11 | 19:00 | 30 | 86 | WEEKDAY | #N/A | 1987-08-11 | 19:00 | 25.6 | 78.08 |  |  | 1994-08-11 | 19:00 | 18.8 | 65.84 |  |  | 1995-08-11 | 19:00 | 25 | 77 | [5 empty] | 23.3 | 73.94 |  |  |  | 21.1 | 69.98 |  |  |  |  | 21.1 | 69.98 |  |  |  |  | 24.4 | 75.92 | [5 empty] | 19.4 | 66.92 |  |  |  | 22.2 | 71.96 |  |  |  |  | 24.4 | 75.92 |  |  |  |  | 23.3 | 73.94
1998-08-11 | 20:00 | 25.6 | 78.08 | WEEKDAY | #N/A | 1987-08-11 | 20:00 | 25 | 77 |  |  | 1994-08-11 | 20:00 | 18.3 | 64.94 |  |  | 1995-08-11 | 20:00 | 24.4 | 75.92 | [5 empty] | 22.8 | 73.04 |  |  |  | 21.1 | 69.98 |  |  |  |  | 18.9 | 66.02 |  |  |  |  | 22.8 | 73.04 | [5 empty] | 16.7 | 62.06 |  |  |  | 20 | 68 |  |  |  |  | 22.2 | 71.96 |  |  |  |  | 19.4 | 66.92
1998-08-11 | 21:00 | 25 | 77 | WEEKDAY | #N/A | 1987-08-11 | 21:00 | 23.9 | 75.02 |  |  | 1994-08-11 | 21:00 | 18.3 | 64.94 |  |  | 1995-08-11 | 21:00 | 23.9 | 75.02 | [5 empty] | 22.8 | 73.04 |  |  |  | 20.5 | 68.9 |  |  |  |  | 17.8 | 64.04 |  |  |  |  | 21.7 | 71.06 | [5 empty] | 16.1 | 60.98 |  |  |  | 18.9 | 66.02 |  |  |  |  | 20 | 68 |  |  |  |  | 18.3 | 64.94
1998-08-11 | 22:00 | 24.4 | 75.92 | WEEKDAY | #N/A | 1987-08-11 | 22:00 | 22.8 | 73.04 |  |  | 1994-08-11 | 22:00 | 18.3 | 64.94 |  |  | 1995-08-11 | 22:00 | 23.9 | 75.02 | [5 empty] | 22.8 | 73.04 |  |  |  | 19.4 | 66.92 |  |  |  |  | 17.2 | 62.96 |  |  |  |  | 21.1 | 69.98 | [5 empty] | 16.7 | 62.06 |  |  |  | 17.8 | 64.04 |  |  |  |  | 20.6 | 69.08 |  |  |  |  | 16.7 | 62.06
1998-08-11 | 23:00 | 23.9 | 75.02 | WEEKDAY | #N/A | 1987-08-11 | 23:00 | 22.2 | 71.96 |  |  | 1994-08-11 | 23:00 | 18.3 | 64.94 |  |  | 1995-08-11 | 23:00 | 23.9 | 75.02 | [5 empty] | 22.2 | 71.96 |  |  |  | 18.7 | 65.66 |  |  |  |  | 16.7 | 62.06 |  |  |  |  | 19.4 | 66.92 | [5 empty] | 16.7 | 62.06 |  |  |  | 16.7 | 62.06 |  |  |  |  | 18.9 | 66.02 |  |  |  |  | 16.1 | 60.98
1998-08-11 | 24:00 | 23.3 | 73.94 | WEEKDAY | #N/A | 1987-08-11 | 24:00 | 20.6 | 69.08 |  |  | 1994-08-11 | 24:00 | 18.3 | 64.94 |  |  | 1995-08-11 | 24:00 | 23.9 | 75.02 | [5 empty] | 22.2 | 71.96 |  |  |  | 18.3 | 64.94 |  |  |  |  | 15.6 | 60.08 |  |  |  |  | 19.4 | 66.92 | [5 empty] | 15.6 | 60.08 |  |  |  | 15.6 | 60.08 |  |  |  |  | 18.9 | 66.02 |  |  |  |  | 16.1 | 60.98
1998-08-12 | 1:00 | 23.9 | 75.02 | WEEKDAY | #N/A | 1987-08-12 | 1:00 | 21.1 | 69.98 |  |  | 1994-08-12 | 1:00 | 18.3 | 64.94 |  |  | 1995-08-12 | 1:00 | 23.3 | 73.94 | [5 empty] | 21.7 | 71.06 |  |  |  | 18.2 | 64.76 |  |  |  |  | 15.6 | 60.08 |  |  |  |  | 17.8 | 64.04 | [5 empty] | 15 | 59 |  |  |  | 14.4 | 57.92 |  |  |  |  | 18.3 | 64.94 |  |  |  |  | 15 | 59
1998-08-12 | 2:00 | 23.3 | 73.94 | WEEKDAY | #N/A | 1987-08-12 | 2:00 | 20 | 68 |  |  | 1994-08-12 | 2:00 | 18.3 | 64.94 |  |  | 1995-08-12 | 2:00 | 23.3 | 73.94 | [5 empty] | 21.7 | 71.06 |  |  |  | 18.1 | 64.58 |  |  |  |  | 15.6 | 60.08 |  |  |  |  | 17.8 | 64.04 | [5 empty] | 15 | 59 |  |  |  | 13.9 | 57.02 |  |  |  |  | 18.3 | 64.94 |  |  |  |  | 15 | 59
1998-08-12 | 3:00 | 22.8 | 73.04 | WEEKDAY | #N/A | 1987-08-12 | 3:00 | 18.3 | 64.94 |  |  | 1994-08-12 | 3:00 | 18.3 | 64.94 |  |  | 1995-08-12 | 3:00 | 22.8 | 73.04 | [5 empty] | 21.7 | 71.06 |  |  |  | 18.3 | 64.94 |  |  |  |  | 15 | 59 |  |  |  |  | 16.7 | 62.06 | [5 empty] | 15 | 59 |  |  |  | 14.4 | 57.92 |  |  |  |  | 17.8 | 64.04 |  |  |  |  | 14.4 | 57.92
1998-08-12 | 4:00 | 22.2 | 71.96 | WEEKDAY | #N/A | 1987-08-12 | 4:00 | 17.8 | 64.04 |  |  | 1994-08-12 | 4:00 | 17.7 | 63.86 |  |  | 1995-08-12 | 4:00 | 22.8 | 73.04 | [5 empty] | 21.1 | 69.98 |  |  |  | 18.5 | 65.3 |  |  |  |  | 14.4 | 57.92 |  |  |  |  | 16.7 | 62.06 | [5 empty] | 15.6 | 60.08 |  |  |  | 13.3 | 55.94 |  |  |  |  | 17.2 | 62.96 |  |  |  |  | 14.4 | 57.92
1998-08-12 | 5:00 | 21.7 | 71.06 | WEEKDAY | #N/A | 1987-08-12 | 5:00 | 17.2 | 62.96 |  |  | 1994-08-12 | 5:00 | 17.7 | 63.86 |  |  | 1995-08-12 | 5:00 | 22.8 | 73.04 | [5 empty] | 21.1 | 69.98 |  |  |  | 18.4 | 65.12 |  |  |  |  | 13.9 | 57.02 |  |  |  |  | 15.6 | 60.08 | [5 empty] | 15.6 | 60.08 |  |  |  | 12.8 | 55.04 |  |  |  |  | 17.2 | 62.96 |  |  |  |  | 15.6 | 60.08
1998-08-12 | 6:00 | 21.1 | 69.98 | WEEKDAY | #N/A | 1987-08-12 | 6:00 | 17.8 | 64.04 |  |  | 1994-08-12 | 6:00 | 17.7 | 63.86 |  |  | 1995-08-12 | 6:00 | 23.3 | 73.94 | [5 empty] | 21.1 | 69.98 |  |  |  | 18.3 | 64.94 |  |  |  |  | 14.4 | 57.92 |  |  |  |  | 15.6 | 60.08 | [5 empty] | 15.6 | 60.08 |  |  |  | 12.8 | 55.04 |  |  |  |  | 17.2 | 62.96 |  |  |  |  | 16.1 | 60.98
1998-08-12 | 7:00 | 22.2 | 71.96 | WEEKDAY | #N/A | 1987-08-12 | 7:00 | 18.3 | 64.94 |  |  | 1994-08-12 | 7:00 | 17.7 | 63.86 |  |  | 1995-08-12 | 7:00 | 23.3 | 73.94 | [5 empty] | 23.3 | 73.94 |  |  |  | 18.3 | 64.94 |  |  |  |  | 15.6 | 60.08 |  |  |  |  | 16.7 | 62.06 | [5 empty] | 15.6 | 60.08 |  |  |  | 15 | 59 |  |  |  |  | 18.3 | 64.94 |  |  |  |  | 17.2 | 62.96
1998-08-12 | 8:00 | 22.8 | 73.04 | WEEKDAY | #N/A | 1987-08-12 | 8:00 | 20 | 68 |  |  | 1994-08-12 | 8:00 | 18.8 | 65.84 |  |  | 1995-08-12 | 8:00 | 25.6 | 78.08 | [5 empty] | 25 | 77 |  |  |  | 19.4 | 66.92 |  |  |  |  | 17.8 | 64.04 |  |  |  |  | 18.3 | 64.94 | [5 empty] | 16.1 | 60.98 |  |  |  | 17.2 | 62.96 |  |  |  |  | 19.4 | 66.92 |  |  |  |  | 17.8 | 64.04
1998-08-12 | 9:00 | 23.9 | 75.02 | WEEKDAY | #N/A | 1987-08-12 | 9:00 | 21.1 | 69.98 |  |  | 1994-08-12 | 9:00 | 20 | 68 |  |  | 1995-08-12 | 9:00 | 26.1 | 78.98 | [5 empty] | 26.7 | 80.06 |  |  |  | 20.5 | 68.9 |  |  |  |  | 18.9 | 66.02 |  |  |  |  | 18.9 | 66.02 | [5 empty] | 16.7 | 62.06 |  |  |  | 18.9 | 66.02 |  |  |  |  | 20.6 | 69.08 |  |  |  |  | 20.6 | 69.08
1998-08-12 | 10:00 | 25.6 | 78.08 | WEEKDAY | #N/A | 1987-08-12 | 10:00 | 21.7 | 71.06 |  |  | 1994-08-12 | 10:00 | 21.1 | 69.98 |  |  | 1995-08-12 | 10:00 | 27.2 | 80.96 | [5 empty] | 28.3 | 82.94 |  |  |  | 22.2 | 71.96 |  |  |  |  | 20.6 | 69.08 |  |  |  |  | 20.6 | 69.08 | [5 empty] | 17.2 | 62.96 |  |  |  | 21.7 | 71.06 |  |  |  |  | 23.3 | 73.94 |  |  |  |  | 22.8 | 73.04
1998-08-12 | 11:00 | 26.7 | 80.06 | WEEKDAY | #N/A | 1987-08-12 | 11:00 | 22.8 | 73.04 |  |  | 1994-08-12 | 11:00 | 21.6 | 70.88 |  |  | 1995-08-12 | 11:00 | 28.3 | 82.94 | [5 empty] | 28.9 | 84.02 |  |  |  | 23.8 | 74.84 |  |  |  |  | 22.2 | 71.96 |  |  |  |  | 21.7 | 71.06 | [5 empty] | 18.3 | 64.94 |  |  |  | 21.7 | 71.06 |  |  |  |  | 25.6 | 78.08 |  |  |  |  | 25 | 77
1998-08-12 | 12:00 | 27.8 | 82.04 | WEEKDAY | #N/A | 1987-08-12 | 12:00 | 23.9 | 75.02 |  |  | 1994-08-12 | 12:00 | 23.8 | 74.84 |  |  | 1995-08-12 | 12:00 | 29.4 | 84.92 | [5 empty] | 29.4 | 84.92 |  |  |  | 24.4 | 75.92 |  |  |  |  | 23.9 | 75.02 |  |  |  |  | 22.8 | 73.04 | [5 empty] | 20 | 68 |  |  |  | 23.3 | 73.94 |  |  |  |  | 26.1 | 78.98 |  |  |  |  | 26.1 | 78.98
1998-08-12 | 13:00 | 28.3 | 82.94 | WEEKDAY | #N/A | 1987-08-12 | 13:00 | 24.4 | 75.92 |  |  | 1994-08-12 | 13:00 | 24.4 | 75.92 |  |  | 1995-08-12 | 13:00 | 28.9 | 84.02 | [5 empty] | 30 | 86 |  |  |  | 26.1 | 78.98 |  |  |  |  | 24.4 | 75.92 |  |  |  |  | 23.3 | 73.94 | [5 empty] | 22.2 | 71.96 |  |  |  | 23.9 | 75.02 |  |  |  |  | 27.2 | 80.96 |  |  |  |  | 26.1 | 78.98
1998-08-12 | 14:00 | 28.9 | 84.02 | WEEKDAY | #N/A | 1987-08-12 | 14:00 | 25 | 77 |  |  | 1994-08-12 | 14:00 | 24.4 | 75.92 |  |  | 1995-08-12 | 14:00 | 28.9 | 84.02 | [5 empty] | 30.6 | 87.08 |  |  |  | 26.6 | 79.88 |  |  |  |  | 25 | 77 |  |  |  |  | 23.9 | 75.02 | [5 empty] | 21.7 | 71.06 |  |  |  | 24.4 | 75.92 |  |  |  |  | 27.2 | 80.96 |  |  |  |  | 26.1 | 78.98
1998-08-12 | 15:00 | 28.3 | 82.94 | WEEKDAY | #N/A | 1987-08-12 | 15:00 | 25.6 | 78.08 |  |  | 1994-08-12 | 15:00 | 23.8 | 74.84 |  |  | 1995-08-12 | 15:00 | 28.9 | 84.02 | [5 empty] | 30 | 86 |  |  |  | 27.2 | 80.96 |  |  |  |  | 25 | 77 |  |  |  |  | 23.9 | 75.02 | [5 empty] | 22.8 | 73.04 |  |  |  | 25 | 77 |  |  |  |  | 25.6 | 78.08 |  |  |  |  | 27.2 | 80.96
1998-08-12 | 16:00 | 28.9 | 84.02 | WEEKDAY | #N/A | 1987-08-12 | 16:00 | 25.6 | 78.08 |  |  | 1994-08-12 | 16:00 | 23.3 | 73.94 |  |  | 1995-08-12 | 16:00 | 27.8 | 82.04 | [5 empty] | 28.9 | 84.02 |  |  |  | 26.6 | 79.88 |  |  |  |  | 25 | 77 |  |  |  |  | 23.9 | 75.02 | [5 empty] | 21.1 | 69.98 |  |  |  | 25 | 77 |  |  |  |  | 26.1 | 78.98 |  |  |  |  | 26.7 | 80.06
1998-08-12 | 17:00 | 28.3 | 82.94 | WEEKDAY | #N/A | 1987-08-12 | 17:00 | 25 | 77 |  |  | 1994-08-12 | 17:00 | 23.3 | 73.94 |  |  | 1995-08-12 | 17:00 | 27.8 | 82.04 | [5 empty] | 27.8 | 82.04 |  |  |  | 26.1 | 78.98 |  |  |  |  | 24.4 | 75.92 |  |  |  |  | 23.9 | 75.02 | [5 empty] | 20.6 | 69.08 |  |  |  | 25 | 77 |  |  |  |  | 25 | 77 |  |  |  |  | 26.1 | 78.98
1998-08-12 | 18:00 | 27.8 | 82.04 | WEEKDAY | #N/A | 1987-08-12 | 18:00 | 23.3 | 73.94 |  |  | 1994-08-12 | 18:00 | 22.7 | 72.86 |  |  | 1995-08-12 | 18:00 | 28.3 | 82.94 | [5 empty] | 26.1 | 78.98 |  |  |  | 26.1 | 78.98 |  |  |  |  | 22.8 | 73.04 |  |  |  |  | 22.8 | 73.04 | [5 empty] | 20.6 | 69.08 |  |  |  | 23.3 | 73.94 |  |  |  |  | 22.8 | 73.04 |  |  |  |  | 23.9 | 75.02
1998-08-12 | 19:00 | 27.2 | 80.96 | WEEKDAY | #N/A | 1987-08-12 | 19:00 | 22.2 | 71.96 |  |  | 1994-08-12 | 19:00 | 21.6 | 70.88 |  |  | 1995-08-12 | 19:00 | 31.7 | 89.06 | [5 empty] | 25 | 77 |  |  |  | 26.1 | 78.98 |  |  |  |  | 21.1 | 69.98 |  |  |  |  | 20 | 68 | [5 empty] | 19.4 | 66.92 |  |  |  | 20.6 | 69.08 |  |  |  |  | 20 | 68 |  |  |  |  | 21.7 | 71.06
1998-08-12 | 20:00 | 25.6 | 78.08 | WEEKDAY | #N/A | 1987-08-12 | 20:00 | 21.7 | 71.06 |  |  | 1994-08-12 | 20:00 | 21.1 | 69.98 |  |  | 1995-08-12 | 20:00 | 29.4 | 84.92 | [5 empty] | 24.4 | 75.92 |  |  |  | 24.4 | 75.92 |  |  |  |  | 19.4 | 66.92 |  |  |  |  | 16.7 | 62.06 | [5 empty] | 17.8 | 64.04 |  |  |  | 18.3 | 64.94 |  |  |  |  | 20 | 68 |  |  |  |  | 20 | 68
1998-08-12 | 21:00 | 24.4 | 75.92 | WEEKDAY | #N/A | 1987-08-12 | 21:00 | 21.7 | 71.06 |  |  | 1994-08-12 | 21:00 | 21.1 | 69.98 |  |  | 1995-08-12 | 21:00 | 28.3 | 82.94 | [5 empty] | 24.4 | 75.92 |  |  |  | 23.3 | 73.94 |  |  |  |  | 17.8 | 64.04 |  |  |  |  | 16.1 | 60.98 | [5 empty] | 16.7 | 62.06 |  |  |  | 17.2 | 62.96 |  |  |  |  | 20 | 68 |  |  |  |  | 18.9 | 66.02
1998-08-12 | 22:00 | 23.9 | 75.02 | WEEKDAY | #N/A | 1987-08-12 | 22:00 | 21.1 | 69.98 |  |  | 1994-08-12 | 22:00 | 20.5 | 68.9 |  |  | 1995-08-12 | 22:00 | 28.3 | 82.94 | [5 empty] | 24.4 | 75.92 |  |  |  | 23.3 | 73.94 |  |  |  |  | 16.7 | 62.06 |  |  |  |  | 16.7 | 62.06 | [5 empty] | 16.7 | 62.06 |  |  |  | 16.1 | 60.98 |  |  |  |  | 20 | 68 |  |  |  |  | 17.8 | 64.04
1998-08-12 | 23:00 | 22.2 | 71.96 | WEEKDAY | #N/A | 1987-08-12 | 23:00 | 20.6 | 69.08 |  |  | 1994-08-12 | 23:00 | 21.1 | 69.98 |  |  | 1995-08-12 | 23:00 | 27.2 | 80.96 | [5 empty] | 24.4 | 75.92 |  |  |  | 23.3 | 73.94 |  |  |  |  | 16.1 | 60.98 |  |  |  |  | 15 | 59 | [5 empty] | 15 | 59 |  |  |  | 15.6 | 60.08 |  |  |  |  | 20 | 68 |  |  |  |  | 17.8 | 64.04
1998-08-12 | 24:00 | 21.7 | 71.06 | WEEKDAY | #N/A | 1987-08-12 | 24:00 | 20 | 68 |  |  | 1994-08-12 | 24:00 | 21.1 | 69.98 |  |  | 1995-08-12 | 24:00 | 27.2 | 80.96 | [5 empty] | 23.9 | 75.02 |  |  |  | 22.7 | 72.86 |  |  |  |  | 15 | 59 |  |  |  |  | 12.8 | 55.04 | [5 empty] | 15.6 | 60.08 |  |  |  | 15 | 59 |  |  |  |  | 19.4 | 66.92 |  |  |  |  | 19.4 | 66.92
1998-08-13 | 1:00 | 21.1 | 69.98 | WEEKDAY | #N/A | 1987-08-13 | 1:00 | 20 | 68 |  |  | 1994-08-13 | 1:00 | 21.1 | 69.98 |  |  | 1995-08-13 | 1:00 | 27.8 | 82.04 | [5 empty] | 23.3 | 73.94 |  |  |  | 22.7 | 72.86 |  |  |  |  | 15 | 59 |  |  |  |  | 12.8 | 55.04 | [5 empty] | 16.7 | 62.06 |  |  |  | 15.6 | 60.08 |  |  |  |  | 20 | 68 |  |  |  |  | 19.4 | 66.92
1998-08-13 | 2:00 | 20.6 | 69.08 | WEEKDAY | #N/A | 1987-08-13 | 2:00 | 19.4 | 66.92 |  |  | 1994-08-13 | 2:00 | 20.5 | 68.9 |  |  | 1995-08-13 | 2:00 | 26.7 | 80.06 | [5 empty] | 23.9 | 75.02 |  |  |  | 22.7 | 72.86 |  |  |  |  | 15 | 59 |  |  |  |  | 11.1 | 51.98 | [5 empty] | 16.1 | 60.98 |  |  |  | 14.4 | 57.92 |  |  |  |  | 19.4 | 66.92 |  |  |  |  | 19.4 | 66.92
1998-08-13 | 3:00 | 20.6 | 69.08 | WEEKDAY | #N/A | 1987-08-13 | 3:00 | 18.9 | 66.02 |  |  | 1994-08-13 | 3:00 | 21.1 | 69.98 |  |  | 1995-08-13 | 3:00 | 25.6 | 78.08 | [5 empty] | 22.8 | 73.04 |  |  |  | 23.3 | 73.94 |  |  |  |  | 13.9 | 57.02 |  |  |  |  | 10.6 | 51.08 | [5 empty] | 15.6 | 60.08 |  |  |  | 15 | 59 |  |  |  |  | 19.4 | 66.92 |  |  |  |  | 17.8 | 64.04
1998-08-13 | 4:00 | 20 | 68 | WEEKDAY | #N/A | 1987-08-13 | 4:00 | 18.3 | 64.94 |  |  | 1994-08-13 | 4:00 | 20.5 | 68.9 |  |  | 1995-08-13 | 4:00 | 25 | 77 | [5 empty] | 23.3 | 73.94 |  |  |  | 23.3 | 73.94 |  |  |  |  | 12.2 | 53.96 |  |  |  |  | 10 | 50 | [5 empty] | 15.6 | 60.08 |  |  |  | 15 | 59 |  |  |  |  | 19.4 | 66.92 |  |  |  |  | 17.8 | 64.04
1998-08-13 | 5:00 | 20 | 68 | WEEKDAY | #N/A | 1987-08-13 | 5:00 | 18.3 | 64.94 |  |  | 1994-08-13 | 5:00 | 21.1 | 69.98 |  |  | 1995-08-13 | 5:00 | 23.9 | 75.02 | [5 empty] | 22.8 | 73.04 |  |  |  | 23.3 | 73.94 |  |  |  |  | 11.7 | 53.06 |  |  |  |  | 9.4 | 48.92 | [5 empty] | 13.9 | 57.02 |  |  |  | 15.6 | 60.08 |  |  |  |  | 20 | 68 |  |  |  |  | 16.1 | 60.98
1998-08-13 | 6:00 | 20.6 | 69.08 | WEEKDAY | #N/A | 1987-08-13 | 6:00 | 18.9 | 66.02 |  |  | 1994-08-13 | 6:00 | 21.1 | 69.98 |  |  | 1995-08-13 | 6:00 | 23.9 | 75.02 | [5 empty] | 23.9 | 75.02 |  |  |  | 23.3 | 73.94 |  |  |  |  | 12.2 | 53.96 |  |  |  |  | 10.6 | 51.08 | [5 empty] | 14.4 | 57.92 |  |  |  | 16.1 | 60.98 |  |  |  |  | 19.4 | 66.92 |  |  |  |  | 17.8 | 64.04
1998-08-13 | 7:00 | 20 | 68 | WEEKDAY | #N/A | 1987-08-13 | 7:00 | 20.6 | 69.08 |  |  | 1994-08-13 | 7:00 | 22.7 | 72.86 |  |  | 1995-08-13 | 7:00 | 25 | 77 | [5 empty] | 25 | 77 |  |  |  | 25 | 77 |  |  |  |  | 15.6 | 60.08 |  |  |  |  | 13.9 | 57.02 | [5 empty] | 16.7 | 62.06 |  |  |  | 17.8 | 64.04 |  |  |  |  | 19.4 | 66.92 |  |  |  |  | 20.6 | 69.08
1998-08-13 | 8:00 | 20 | 68 | WEEKDAY | #N/A | 1987-08-13 | 8:00 | 21.7 | 71.06 |  |  | 1994-08-13 | 8:00 | 23.8 | 74.84 |  |  | 1995-08-13 | 8:00 | 26.1 | 78.98 | [5 empty] | 26.7 | 80.06 |  |  |  | 25.5 | 77.9 |  |  |  |  | 18.3 | 64.94 |  |  |  |  | 17.2 | 62.96 | [5 empty] | 18.3 | 64.94 |  |  |  | 20.6 | 69.08 |  |  |  |  | 20 | 68 |  |  |  |  | 21.7 | 71.06
1998-08-13 | 9:00 | 21.1 | 69.98 | WEEKDAY | #N/A | 1987-08-13 | 9:00 | 22.8 | 73.04 |  |  | 1994-08-13 | 9:00 | 26.1 | 78.98 |  |  | 1995-08-13 | 9:00 | 27.8 | 82.04 | [5 empty] | 28.9 | 84.02 |  |  |  | 27.7 | 81.86 |  |  |  |  | 21.1 | 69.98 |  |  |  |  | 20 | 68 | [5 empty] | 20.6 | 69.08 |  |  |  | 22.8 | 73.04 |  |  |  |  | 20 | 68 |  |  |  |  | 24.4 | 75.92
1998-08-13 | 10:00 | 22 | 71.6 | WEEKDAY | #N/A | 1987-08-13 | 10:00 | 23.3 | 73.94 |  |  | 1994-08-13 | 10:00 | 28.3 | 82.94 |  |  | 1995-08-13 | 10:00 | 28.9 | 84.02 | [5 empty] | 31.1 | 87.98 |  |  |  | 28.3 | 82.94 |  |  |  |  | 23.9 | 75.02 |  |  |  |  | 21.7 | 71.06 | [5 empty] | 22.8 | 73.04 |  |  |  | 25 | 77 |  |  |  |  | 20 | 68 |  |  |  |  | 25.6 | 78.08
1998-08-13 | 11:00 | 22.2 | 71.96 | WEEKDAY | #N/A | 1987-08-13 | 11:00 | 24.4 | 75.92 |  |  | 1994-08-13 | 11:00 | 29.4 | 84.92 |  |  | 1995-08-13 | 11:00 | 30 | 86 | [5 empty] | 32.8 | 91.04 |  |  |  | 30.5 | 86.9 |  |  |  |  | 25.6 | 78.08 |  |  |  |  | 23.9 | 75.02 | [5 empty] | 23.9 | 75.02 |  |  |  | 27.8 | 82.04 |  |  |  |  | 20 | 68 |  |  |  |  | 27.2 | 80.96
1998-08-13 | 12:00 | 23.3 | 73.94 | WEEKDAY | #N/A | 1987-08-13 | 12:00 | 24.4 | 75.92 |  |  | 1994-08-13 | 12:00 | 30 | 86 |  |  | 1995-08-13 | 12:00 | 30.6 | 87.08 | [5 empty] | 31.1 | 87.98 |  |  |  | 31.1 | 87.98 |  |  |  |  | 27.8 | 82.04 |  |  |  |  | 25 | 77 | [5 empty] | 24.4 | 75.92 |  |  |  | 28.9 | 84.02 |  |  |  |  | 20.6 | 69.08 |  |  |  |  | 27.8 | 82.04
1998-08-13 | 13:00 | 23.9 | 75.02 | WEEKDAY | #N/A | 1987-08-13 | 13:00 | 25 | 77 |  |  | 1994-08-13 | 13:00 | 31.6 | 88.88 |  |  | 1995-08-13 | 13:00 | 31.1 | 87.98 | [5 empty] | 31.7 | 89.06 |  |  |  | 30.5 | 86.9 |  |  |  |  | 28.3 | 82.94 |  |  |  |  | 26.7 | 80.06 | [5 empty] | 24.4 | 75.92 |  |  |  | 30 | 86 |  |  |  |  | 20.6 | 69.08 |  |  |  |  | 28.9 | 84.02
1998-08-13 | 14:00 | 24.4 | 75.92 | WEEKDAY | #N/A | 1987-08-13 | 14:00 | 23.9 | 75.02 |  |  | 1994-08-13 | 14:00 | 29.4 | 84.92 |  |  | 1995-08-13 | 14:00 | 31.7 | 89.06 | [5 empty] | 31.7 | 89.06 |  |  |  | 31.1 | 87.98 |  |  |  |  | 28.3 | 82.94 |  |  |  |  | 27.8 | 82.04 | [5 empty] | 25.6 | 78.08 |  |  |  | 30 | 86 |  |  |  |  | 20 | 68 |  |  |  |  | 29.4 | 84.92
1998-08-13 | 15:00 | 25.6 | 78.08 | WEEKDAY | #N/A | 1987-08-13 | 15:00 | 23.9 | 75.02 |  |  | 1994-08-13 | 15:00 | 27.7 | 81.86 |  |  | 1995-08-13 | 15:00 | 30.6 | 87.08 | [5 empty] | 30.6 | 87.08 |  |  |  | 30.5 | 86.9 |  |  |  |  | 28.3 | 82.94 |  |  |  |  | 27.8 | 82.04 | [5 empty] | 24.4 | 75.92 |  |  |  | 30 | 86 |  |  |  |  | 19.4 | 66.92 |  |  |  |  | 29.4 | 84.92
1998-08-13 | 16:00 | 24.4 | 75.92 | WEEKDAY | #N/A | 1987-08-13 | 16:00 | 24.4 | 75.92 |  |  | 1994-08-13 | 16:00 | 28.3 | 82.94 |  |  | 1995-08-13 | 16:00 | 30 | 86 | [5 empty] | 31.1 | 87.98 |  |  |  | 23.3 | 73.94 |  |  |  |  | 28.3 | 82.94 |  |  |  |  | 26.7 | 80.06 | [5 empty] | 25 | 77 |  |  |  | 29.4 | 84.92 |  |  |  |  | 20 | 68 |  |  |  |  | 30 | 86
1998-08-13 | 17:00 | 24.4 | 75.92 | WEEKDAY | #N/A | 1987-08-13 | 17:00 | 23.3 | 73.94 |  |  | 1994-08-13 | 17:00 | 23.3 | 73.94 |  |  | 1995-08-13 | 17:00 | 29.4 | 84.92 | [5 empty] | 29.4 | 84.92 |  |  |  | 22.7 | 72.86 |  |  |  |  | 27.8 | 82.04 |  |  |  |  | 26.7 | 80.06 | [5 empty] | 24.4 | 75.92 |  |  |  | 27.2 | 80.96 |  |  |  |  | 19.4 | 66.92 |  |  |  |  | 29.4 | 84.92
1998-08-13 | 18:00 | 23.9 | 75.02 | WEEKDAY | #N/A | 1987-08-13 | 18:00 | 22.8 | 73.04 |  |  | 1994-08-13 | 18:00 | 22.7 | 72.86 |  |  | 1995-08-13 | 18:00 | 28.9 | 84.02 | [5 empty] | 28.3 | 82.94 |  |  |  | 22.7 | 72.86 |  |  |  |  | 25.6 | 78.08 |  |  |  |  | 26.1 | 78.98 | [5 empty] | 23.9 | 75.02 |  |  |  | 26.7 | 80.06 |  |  |  |  | 19.4 | 66.92 |  |  |  |  | 27.8 | 82.04
1998-08-13 | 19:00 | 23.3 | 73.94 | WEEKDAY | #N/A | 1987-08-13 | 19:00 | 22.8 | 73.04 |  |  | 1994-08-13 | 19:00 | 22.2 | 71.96 |  |  | 1995-08-13 | 19:00 | 25.6 | 78.08 | [5 empty] | 26.7 | 80.06 |  |  |  | 22.7 | 72.86 |  |  |  |  | 25.6 | 78.08 |  |  |  |  | 25.6 | 78.08 | [5 empty] | 21.7 | 71.06 |  |  |  | 25.6 | 78.08 |  |  |  |  | 18.9 | 66.02 |  |  |  |  | 25 | 77
1998-08-13 | 20:00 | 22.8 | 73.04 | WEEKDAY | #N/A | 1987-08-13 | 20:00 | 20.6 | 69.08 |  |  | 1994-08-13 | 20:00 | 21.6 | 70.88 |  |  | 1995-08-13 | 20:00 | 25 | 77 | [5 empty] | 25.6 | 78.08 |  |  |  | 22.7 | 72.86 |  |  |  |  | 24.4 | 75.92 |  |  |  |  | 23.9 | 75.02 | [5 empty] | 19.4 | 66.92 |  |  |  | 25 | 77 |  |  |  |  | 18.3 | 64.94 |  |  |  |  | 24.4 | 75.92
1998-08-13 | 21:00 | 22.8 | 73.04 | WEEKDAY | #N/A | 1987-08-13 | 21:00 | 20 | 68 |  |  | 1994-08-13 | 21:00 | 21.6 | 70.88 |  |  | 1995-08-13 | 21:00 | 24.4 | 75.92 | [5 empty] | 25.6 | 78.08 |  |  |  | 22.7 | 72.86 |  |  |  |  | 23.9 | 75.02 |  |  |  |  | 23.9 | 75.02 | [5 empty] | 19.4 | 66.92 |  |  |  | 24.4 | 75.92 |  |  |  |  | 18.3 | 64.94 |  |  |  |  | 23.3 | 73.94
1998-08-13 | 22:00 | 22.8 | 73.04 | WEEKDAY | #N/A | 1987-08-13 | 22:00 | 20 | 68 |  |  | 1994-08-13 | 22:00 | 22.2 | 71.96 |  |  | 1995-08-13 | 22:00 | 24.4 | 75.92 | [5 empty] | 25.6 | 78.08 |  |  |  | 22.7 | 72.86 |  |  |  |  | 23.3 | 73.94 |  |  |  |  | 23.9 | 75.02 | [5 empty] | 19.4 | 66.92 |  |  |  | 24.4 | 75.92 |  |  |  |  | 17.8 | 64.04 |  |  |  |  | 21.1 | 69.98
1998-08-13 | 23:00 | 22.8 | 73.04 | WEEKDAY | #N/A | 1987-08-13 | 23:00 | 19.4 | 66.92 |  |  | 1994-08-13 | 23:00 | 22.2 | 71.96 |  |  | 1995-08-13 | 23:00 | 23.9 | 75.02 | [5 empty] | 26.1 | 78.98 |  |  |  | 21.9 | 71.42 |  |  |  |  | 22.8 | 73.04 |  |  |  |  | 23.3 | 73.94 | [5 empty] | 18.3 | 64.94 |  |  |  | 24.4 | 75.92 |  |  |  |  | 17.2 | 62.96 |  |  |  |  | 22.2 | 71.96
1998-08-13 | 24:00 | 22.8 | 73.04 | WEEKDAY | #N/A | 1987-08-13 | 24:00 | 19.4 | 66.92 |  |  | 1994-08-13 | 24:00 | 22.7 | 72.86 |  |  | 1995-08-13 | 24:00 | 23.3 | 73.94 | [5 empty] | 25 | 77 |  |  |  | 21.1 | 69.98 |  |  |  |  | 22.8 | 73.04 |  |  |  |  | 23.3 | 73.94 | [5 empty] | 17.8 | 64.04 |  |  |  | 23.9 | 75.02 |  |  |  |  | 17.2 | 62.96 |  |  |  |  | 20.6 | 69.08
1998-08-14 | 1:00 | 22.2 | 71.96 | WEEKDAY | #N/A | 1987-08-14 | 1:00 | 18.9 | 66.02 |  |  | 1994-08-14 | 1:00 | 22.7 | 72.86 |  |  | 1995-08-14 | 1:00 | 23.9 | 75.02 | [5 empty] | 24.4 | 75.92 |  |  |  | 22.7 | 72.86 |  |  |  |  | 22.8 | 73.04 |  |  |  |  | 23.3 | 73.94 | [5 empty] | 16.7 | 62.06 |  |  |  | 23.9 | 75.02 |  |  |  |  | 16.7 | 62.06 |  |  |  |  | 21.1 | 69.98
1998-08-14 | 2:00 | 22.2 | 71.96 | WEEKDAY | #N/A | 1987-08-14 | 2:00 | 18.3 | 64.94 |  |  | 1994-08-14 | 2:00 | 22.6 | 72.68 |  |  | 1995-08-14 | 2:00 | 23.3 | 73.94 | [5 empty] | 23.9 | 75.02 |  |  |  | 22.9 | 73.22 |  |  |  |  | 22.8 | 73.04 |  |  |  |  | 22.8 | 73.04 | [5 empty] | 16.1 | 60.98 |  |  |  | 23.9 | 75.02 |  |  |  |  | 16.1 | 60.98 |  |  |  |  | 20 | 68
1998-08-14 | 3:00 | 22.2 | 71.96 | WEEKDAY | #N/A | 1987-08-14 | 3:00 | 18.3 | 64.94 |  |  | 1994-08-14 | 3:00 | 22.7 | 72.86 |  |  | 1995-08-14 | 3:00 | 22.2 | 71.96 | [5 empty] | 23.9 | 75.02 |  |  |  | 23.3 | 73.94 |  |  |  |  | 22.2 | 71.96 |  |  |  |  | 21.7 | 71.06 | [5 empty] | 16.1 | 60.98 |  |  |  | 23.9 | 75.02 |  |  |  |  | 16.7 | 62.06 |  |  |  |  | 20 | 68
1998-08-14 | 4:00 | 21.7 | 71.06 | WEEKDAY | #N/A | 1987-08-14 | 4:00 | 17.8 | 64.04 |  |  | 1994-08-14 | 4:00 | 22.7 | 72.86 |  |  | 1995-08-14 | 4:00 | 22.2 | 71.96 | [5 empty] | 23.3 | 73.94 |  |  |  | 23 | 73.4 |  |  |  |  | 21.7 | 71.06 |  |  |  |  | 21.1 | 69.98 | [5 empty] | 16.1 | 60.98 |  |  |  | 23.3 | 73.94 |  |  |  |  | 16.7 | 62.06 |  |  |  |  | 20 | 68
1998-08-14 | 5:00 | 21.7 | 71.06 | WEEKDAY | #N/A | 1987-08-14 | 5:00 | 17.8 | 64.04 |  |  | 1994-08-14 | 5:00 | 23.3 | 73.94 |  |  | 1995-08-14 | 5:00 | 22.2 | 71.96 | [5 empty] | 23.9 | 75.02 |  |  |  | 22.7 | 72.86 |  |  |  |  | 21.7 | 71.06 |  |  |  |  | 21.7 | 71.06 | [5 empty] | 16.7 | 62.06 |  |  |  | 22.8 | 73.04 |  |  |  |  | 16.7 | 62.06 |  |  |  |  | 18.3 | 64.94
1998-08-14 | 6:00 | 22.2 | 71.96 | WEEKDAY | #N/A | 1987-08-14 | 6:00 | 18.3 | 64.94 |  |  | 1994-08-14 | 6:00 | 23.8 | 74.84 |  |  | 1995-08-14 | 6:00 | 23.3 | 73.94 | [5 empty] | 24.4 | 75.92 |  |  |  | 24.4 | 75.92 |  |  |  |  | 21.7 | 71.06 |  |  |  |  | 22.2 | 71.96 | [5 empty] | 16.7 | 62.06 |  |  |  | 22.8 | 73.04 |  |  |  |  | 16.7 | 62.06 |  |  |  |  | 19.4 | 66.92
1998-08-14 | 7:00 | 22.8 | 73.04 | WEEKDAY | #N/A | 1987-08-14 | 7:00 | 20 | 68 |  |  | 1994-08-14 | 7:00 | 24.4 | 75.92 |  |  | 1995-08-14 | 7:00 | 24.4 | 75.92 | [5 empty] | 25.6 | 78.08 |  |  |  | 25.5 | 77.9 |  |  |  |  | 22.8 | 73.04 |  |  |  |  | 23.3 | 73.94 | [5 empty] | 18.3 | 64.94 |  |  |  | 23.3 | 73.94 |  |  |  |  | 17.2 | 62.96 |  |  |  |  | 21.1 | 69.98
1998-08-14 | 8:00 | 23.3 | 73.94 | WEEKDAY | #N/A | 1987-08-14 | 8:00 | 21.1 | 69.98 |  |  | 1994-08-14 | 8:00 | 26.1 | 78.98 |  |  | 1995-08-14 | 8:00 | 25.6 | 78.08 | [5 empty] | 27.2 | 80.96 |  |  |  | 26.1 | 78.98 |  |  |  |  | 24.4 | 75.92 |  |  |  |  | 25.6 | 78.08 | [5 empty] | 19.4 | 66.92 |  |  |  | 24.4 | 75.92 |  |  |  |  | 18.9 | 66.02 |  |  |  |  | 23.3 | 73.94
1998-08-14 | 9:00 | 23.3 | 73.94 | WEEKDAY | #N/A | 1987-08-14 | 9:00 | 21.7 | 71.06 |  |  | 1994-08-14 | 9:00 | 27.7 | 81.86 |  |  | 1995-08-14 | 9:00 | 27.2 | 80.96 | [5 empty] | 27.8 | 82.04 |  |  |  | 26.6 | 79.88 |  |  |  |  | 26.1 | 78.98 |  |  |  |  | 27.2 | 80.96 | [5 empty] | 20.6 | 69.08 |  |  |  | 24.4 | 75.92 |  |  |  |  | 20.6 | 69.08 |  |  |  |  | 23.9 | 75.02
1998-08-14 | 10:00 | 23.9 | 75.02 | WEEKDAY | #N/A | 1987-08-14 | 10:00 | 22.8 | 73.04 |  |  | 1994-08-14 | 10:00 | 28.8 | 83.84 |  |  | 1995-08-14 | 10:00 | 27.8 | 82.04 | [5 empty] | 28.9 | 84.02 |  |  |  | 22.7 | 72.86 |  |  |  |  | 26.7 | 80.06 |  |  |  |  | 28.9 | 84.02 | [5 empty] | 21.7 | 71.06 |  |  |  | 23.9 | 75.02 |  |  |  |  | 21.1 | 69.98 |  |  |  |  | 27.2 | 80.96
1998-08-14 | 11:00 | 24.4 | 75.92 | WEEKDAY | #N/A | 1987-08-14 | 11:00 | 23.9 | 75.02 |  |  | 1994-08-14 | 11:00 | 29.4 | 84.92 |  |  | 1995-08-14 | 11:00 | 28.3 | 82.94 | [5 empty] | 30 | 86 |  |  |  | 21.6 | 70.88 |  |  |  |  | 28.3 | 82.94 |  |  |  |  | 28.9 | 84.02 | [5 empty] | 21.7 | 71.06 |  |  |  | 24.4 | 75.92 |  |  |  |  | 21.1 | 69.98 |  |  |  |  | 28.9 | 84.02
1998-08-14 | 12:00 | 25 | 77 | WEEKDAY | #N/A | 1987-08-14 | 12:00 | 24.4 | 75.92 |  |  | 1994-08-14 | 12:00 | 27.2 | 80.96 |  |  | 1995-08-14 | 12:00 | 28.9 | 84.02 | [5 empty] | 30 | 86 |  |  |  | 22.2 | 71.96 |  |  |  |  | 25.6 | 78.08 |  |  |  |  | 31.1 | 87.98 | [5 empty] | 23.9 | 75.02 |  |  |  | 26.7 | 80.06 |  |  |  |  | 22.8 | 73.04 |  |  |  |  | 29.4 | 84.92
1998-08-14 | 13:00 | 25 | 77 | WEEKDAY | #N/A | 1987-08-14 | 13:00 | 25.6 | 78.08 |  |  | 1994-08-14 | 13:00 | 22.7 | 72.86 |  |  | 1995-08-14 | 13:00 | 29.4 | 84.92 | [5 empty] | 29.4 | 84.92 |  |  |  | 21.6 | 70.88 |  |  |  |  | 31.7 | 89.06 |  |  |  |  | 31.7 | 89.06 | [5 empty] | 24.4 | 75.92 |  |  |  | 26.1 | 78.98 |  |  |  |  | 22.8 | 73.04 |  |  |  |  | 30 | 86
1998-08-14 | 14:00 | 24.4 | 75.92 | WEEKDAY | #N/A | 1987-08-14 | 14:00 | 26.1 | 78.98 |  |  | 1994-08-14 | 14:00 | 20.5 | 68.9 |  |  | 1995-08-14 | 14:00 | 30 | 86 | [5 empty] | 28.9 | 84.02 |  |  |  | 22.2 | 71.96 |  |  |  |  | 33.9 | 93.02 |  |  |  |  | 32.2 | 89.96 | [5 empty] | 24.4 | 75.92 |  |  |  | 28.3 | 82.94 |  |  |  |  | 22.2 | 71.96 |  |  |  |  | 30 | 86
1998-08-14 | 15:00 | 25 | 77 | WEEKDAY | #N/A | 1987-08-14 | 15:00 | 26.1 | 78.98 |  |  | 1994-08-14 | 15:00 | 21.1 | 69.98 |  |  | 1995-08-14 | 15:00 | 28.3 | 82.94 | [5 empty] | 28.3 | 82.94 |  |  |  | 22.7 | 72.86 |  |  |  |  | 32.2 | 89.96 |  |  |  |  | 32.2 | 89.96 | [5 empty] | 25 | 77 |  |  |  | 27.8 | 82.04 |  |  |  |  | 22.8 | 73.04 |  |  |  |  | 30.6 | 87.08
1998-08-14 | 16:00 | 24.4 | 75.92 | WEEKDAY | #N/A | 1987-08-14 | 16:00 | 26.1 | 78.98 |  |  | 1994-08-14 | 16:00 | 21.6 | 70.88 |  |  | 1995-08-14 | 16:00 | 27.8 | 82.04 | [5 empty] | 28.3 | 82.94 |  |  |  | 22.7 | 72.86 |  |  |  |  | 33.3 | 91.94 |  |  |  |  | 32.8 | 91.04 | [5 empty] | 24.4 | 75.92 |  |  |  | 27.8 | 82.04 |  |  |  |  | 23.3 | 73.94 |  |  |  |  | 31.7 | 89.06
1998-08-14 | 17:00 | 24.4 | 75.92 | WEEKDAY | #N/A | 1987-08-14 | 17:00 | 25 | 77 |  |  | 1994-08-14 | 17:00 | 21.6 | 70.88 |  |  | 1995-08-14 | 17:00 | 27.2 | 80.96 | [5 empty] | 27.2 | 80.96 |  |  |  | 23.3 | 73.94 |  |  |  |  | 28.3 | 82.94 |  |  |  |  | 31.1 | 87.98 | [5 empty] | 23.9 | 75.02 |  |  |  | 27.2 | 80.96 |  |  |  |  | 22.8 | 73.04 |  |  |  |  | 31.1 | 87.98
1998-08-14 | 18:00 | 23.9 | 75.02 | WEEKDAY | #N/A | 1987-08-14 | 18:00 | 24.4 | 75.92 |  |  | 1994-08-14 | 18:00 | 21.6 | 70.88 |  |  | 1995-08-14 | 18:00 | 26.1 | 78.98 | [5 empty] | 26.7 | 80.06 |  |  |  | 23.3 | 73.94 |  |  |  |  | 25 | 77 |  |  |  |  | 28.9 | 84.02 | [5 empty] | 23.3 | 73.94 |  |  |  | 26.1 | 78.98 |  |  |  |  | 21.1 | 69.98 |  |  |  |  | 31.1 | 87.98
1998-08-14 | 19:00 | 23.3 | 73.94 | WEEKDAY | #N/A | 1987-08-14 | 19:00 | 23.3 | 73.94 |  |  | 1994-08-14 | 19:00 | 21.1 | 69.98 |  |  | 1995-08-14 | 19:00 | 25 | 77 | [5 empty] | 26.1 | 78.98 |  |  |  | 22.7 | 72.86 |  |  |  |  | 25 | 77 |  |  |  |  | 28.3 | 82.94 | [5 empty] | 22.2 | 71.96 |  |  |  | 25 | 77 |  |  |  |  | 19.4 | 66.92 |  |  |  |  | 27.8 | 82.04
1998-08-14 | 20:00 | 22.8 | 73.04 | WEEKDAY | #N/A | 1987-08-14 | 20:00 | 22.2 | 71.96 |  |  | 1994-08-14 | 20:00 | 21.1 | 69.98 |  |  | 1995-08-14 | 20:00 | 25 | 77 | [5 empty] | 25.6 | 78.08 |  |  |  | 22.2 | 71.96 |  |  |  |  | 23.9 | 75.02 |  |  |  |  | 27.8 | 82.04 | [5 empty] | 20 | 68 |  |  |  | 24.4 | 75.92 |  |  |  |  | 17.8 | 64.04 |  |  |  |  | 24.4 | 75.92
1998-08-14 | 21:00 | 22.8 | 73.04 | WEEKDAY | #N/A | 1987-08-14 | 21:00 | 22.2 | 71.96 |  |  | 1994-08-14 | 21:00 | 21.1 | 69.98 |  |  | 1995-08-14 | 21:00 | 25 | 77 | [5 empty] | 25 | 77 |  |  |  | 20.5 | 68.9 |  |  |  |  | 22.2 | 71.96 |  |  |  |  | 25.6 | 78.08 | [5 empty] | 19.4 | 66.92 |  |  |  | 24.4 | 75.92 |  |  |  |  | 16.1 | 60.98 |  |  |  |  | 23.3 | 73.94
1998-08-14 | 22:00 | 22.8 | 73.04 | WEEKDAY | #N/A | 1987-08-14 | 22:00 | 22.2 | 71.96 |  |  | 1994-08-14 | 22:00 | 18.8 | 65.84 |  |  | 1995-08-14 | 22:00 | 24.4 | 75.92 | [5 empty] | 24.4 | 75.92 |  |  |  | 19.4 | 66.92 |  |  |  |  | 21.7 | 71.06 |  |  |  |  | 25.6 | 78.08 | [5 empty] | 18.9 | 66.02 |  |  |  | 23.9 | 75.02 |  |  |  |  | 16.1 | 60.98 |  |  |  |  | 22.8 | 73.04
1998-08-14 | 23:00 | 22.8 | 73.04 | WEEKDAY | #N/A | 1987-08-14 | 23:00 | 22.2 | 71.96 |  |  | 1994-08-14 | 23:00 | 19.4 | 66.92 |  |  | 1995-08-14 | 23:00 | 24.4 | 75.92 | [5 empty] | 24.4 | 75.92 |  |  |  | 16.1 | 60.98 |  |  |  |  | 22.8 | 73.04 |  |  |  |  | 25 | 77 | [5 empty] | 17.2 | 62.96 |  |  |  | 23.9 | 75.02 |  |  |  |  | 15.6 | 60.08 |  |  |  |  | 21.1 | 69.98
1998-08-14 | 24:00 | 22.8 | 73.04 | WEEKDAY | #N/A | 1987-08-14 | 24:00 | 22.8 | 73.04 |  |  | 1994-08-14 | 24:00 | 18.8 | 65.84 |  |  | 1995-08-14 | 24:00 | 24.4 | 75.92 | [5 empty] | 23.9 | 75.02 |  |  |  | 15.5 | 59.9 |  |  |  |  | 22.8 | 73.04 |  |  |  |  | 23.9 | 75.02 | [5 empty] | 17.8 | 64.04 |  |  |  | 24.4 | 75.92 |  |  |  |  | 14.4 | 57.92 |  |  |  |  | 21.1 | 69.98
1998-08-15 | 1:00 | 22.8 | 73.04 | SATURDAY | #N/A | 1987-08-15 | 1:00 | 22.8 | 73.04 |  |  | 1994-08-15 | 1:00 | 18.3 | 64.94 |  |  | 1995-08-15 | 1:00 | 24.4 | 75.92 | [5 empty] | 23.9 | 75.02 |  |  |  | 15 | 59 |  |  |  |  | 22.2 | 71.96 |  |  |  |  | 23.3 | 73.94 | [5 empty] | 16.7 | 62.06 |  |  |  | 24.4 | 75.92 |  |  |  |  | 13.9 | 57.02 |  |  |  |  | 19.4 | 66.92
1998-08-15 | 2:00 | 22.8 | 73.04 | SATURDAY | #N/A | 1987-08-15 | 2:00 | 22.2 | 71.96 |  |  | 1994-08-15 | 2:00 | 17.7 | 63.86 |  |  | 1995-08-15 | 2:00 | 24.4 | 75.92 | [5 empty] | 23.9 | 75.02 |  |  |  | 13.8 | 56.84 |  |  |  |  | 21.7 | 71.06 |  |  |  |  | 23.3 | 73.94 | [5 empty] | 16.7 | 62.06 |  |  |  | 22.8 | 73.04 |  |  |  |  | 12.8 | 55.04 |  |  |  |  | 19.4 | 66.92
1998-08-15 | 3:00 | 22.2 | 71.96 | SATURDAY | #N/A | 1987-08-15 | 3:00 | 22.8 | 73.04 |  |  | 1994-08-15 | 3:00 | 16.6 | 61.88 |  |  | 1995-08-15 | 3:00 | 24.4 | 75.92 | [5 empty] | 23.9 | 75.02 |  |  |  | 13.3 | 55.94 |  |  |  |  | 22.2 | 71.96 |  |  |  |  | 23.3 | 73.94 | [5 empty] | 16.1 | 60.98 |  |  |  | 22.8 | 73.04 |  |  |  |  | 12.8 | 55.04 |  |  |  |  | 19.4 | 66.92
1998-08-15 | 4:00 | 22.8 | 73.04 | SATURDAY | #N/A | 1987-08-15 | 4:00 | 22.8 | 73.04 |  |  | 1994-08-15 | 4:00 | 16.2 | 61.16 |  |  | 1995-08-15 | 4:00 | 24.4 | 75.92 | [5 empty] | 23.9 | 75.02 |  |  |  | 11.6 | 52.88 |  |  |  |  | 21.7 | 71.06 |  |  |  |  | 21.7 | 71.06 | [5 empty] | 15.6 | 60.08 |  |  |  | 22.2 | 71.96 |  |  |  |  | 12.8 | 55.04 |  |  |  |  | 18.3 | 64.94
1998-08-15 | 5:00 | 22.8 | 73.04 | SATURDAY | #N/A | 1987-08-15 | 5:00 | 22.2 | 71.96 |  |  | 1994-08-15 | 5:00 | 16.1 | 60.98 |  |  | 1995-08-15 | 5:00 | 24.4 | 75.92 | [5 empty] | 23.9 | 75.02 |  |  |  | 12.2 | 53.96 |  |  |  |  | 21.7 | 71.06 |  |  |  |  | 22.2 | 71.96 | [5 empty] | 15 | 59 |  |  |  | 22.8 | 73.04 |  |  |  |  | 12.8 | 55.04 |  |  |  |  | 18.3 | 64.94
1998-08-15 | 6:00 | 22.8 | 73.04 | SATURDAY | #N/A | 1987-08-15 | 6:00 | 22.8 | 73.04 |  |  | 1994-08-15 | 6:00 | 15.5 | 59.9 |  |  | 1995-08-15 | 6:00 | 24.4 | 75.92 | [5 empty] | 24.4 | 75.92 |  |  |  | 11.6 | 52.88 |  |  |  |  | 21.7 | 71.06 |  |  |  |  | 22.8 | 73.04 | [5 empty] | 15.6 | 60.08 |  |  |  | 22.2 | 71.96 |  |  |  |  | 12.8 | 55.04 |  |  |  |  | 19.4 | 66.92
1998-08-15 | 7:00 | 22.8 | 73.04 | SATURDAY | #N/A | 1987-08-15 | 7:00 | 23.3 | 73.94 |  |  | 1994-08-15 | 7:00 | 17.2 | 62.96 |  |  | 1995-08-15 | 7:00 | 24.4 | 75.92 | [5 empty] | 25 | 77 |  |  |  | 16.6 | 61.88 |  |  |  |  | 22.2 | 71.96 |  |  |  |  | 23.9 | 75.02 | [5 empty] | 17.2 | 62.96 |  |  |  | 22.8 | 73.04 |  |  |  |  | 15 | 59 |  |  |  |  | 23.3 | 73.94
1998-08-15 | 8:00 | 23.9 | 75.02 | SATURDAY | #N/A | 1987-08-15 | 8:00 | 24.4 | 75.92 |  |  | 1994-08-15 | 8:00 | 18.3 | 64.94 |  |  | 1995-08-15 | 8:00 | 26.7 | 80.06 | [5 empty] | 25.6 | 78.08 |  |  |  | 18.3 | 64.94 |  |  |  |  | 23.9 | 75.02 |  |  |  |  | 25 | 77 | [5 empty] | 19.4 | 66.92 |  |  |  | 23.9 | 75.02 |  |  |  |  | 16.7 | 62.06 |  |  |  |  | 26.7 | 80.06
1998-08-15 | 9:00 | 23.9 | 75.02 | SATURDAY | #N/A | 1987-08-15 | 9:00 | 25.6 | 78.08 |  |  | 1994-08-15 | 9:00 | 20 | 68 |  |  | 1995-08-15 | 9:00 | 26.7 | 80.06 | [5 empty] | 25.6 | 78.08 |  |  |  | 20 | 68 |  |  |  |  | 25.6 | 78.08 |  |  |  |  | 26.1 | 78.98 | [5 empty] | 21.7 | 71.06 |  |  |  | 26.1 | 78.98 |  |  |  |  | 20 | 68 |  |  |  |  | 27.2 | 80.96
1998-08-15 | 10:00 | 26.1 | 78.98 | SATURDAY | #N/A | 1987-08-15 | 10:00 | 26.7 | 80.06 |  |  | 1994-08-15 | 10:00 | 20.5 | 68.9 |  |  | 1995-08-15 | 10:00 | 28.3 | 82.94 | [5 empty] | 26.7 | 80.06 |  |  |  | 20 | 68 |  |  |  |  | 28.3 | 82.94 |  |  |  |  | 27.8 | 82.04 | [5 empty] | 23.9 | 75.02 |  |  |  | 26.7 | 80.06 |  |  |  |  | 22.8 | 73.04 |  |  |  |  | 30 | 86
1998-08-15 | 11:00 | 26.7 | 80.06 | SATURDAY | #N/A | 1987-08-15 | 11:00 | 27.8 | 82.04 |  |  | 1994-08-15 | 11:00 | 20 | 68 |  |  | 1995-08-15 | 11:00 | 28.3 | 82.94 | [5 empty] | 27.2 | 80.96 |  |  |  | 22.2 | 71.96 |  |  |  |  | 30.6 | 87.08 |  |  |  |  | 30 | 86 | [5 empty] | 25.6 | 78.08 |  |  |  | 26.7 | 80.06 |  |  |  |  | 23.9 | 75.02 |  |  |  |  | 31.7 | 89.06
1998-08-15 | 12:00 | 27.8 | 82.04 | SATURDAY | #N/A | 1987-08-15 | 12:00 | 28.3 | 82.94 |  |  | 1994-08-15 | 12:00 | 20.5 | 68.9 |  |  | 1995-08-15 | 12:00 | 28.9 | 84.02 | [5 empty] | 28.3 | 82.94 |  |  |  | 22.7 | 72.86 |  |  |  |  | 30 | 86 |  |  |  |  | 31.7 | 89.06 | [5 empty] | 26.7 | 80.06 |  |  |  | 26.7 | 80.06 |  |  |  |  | 25 | 77 |  |  |  |  | 32.8 | 91.04
1998-08-15 | 13:00 | 27.8 | 82.04 | SATURDAY | #N/A | 1987-08-15 | 13:00 | 30 | 86 |  |  | 1994-08-15 | 13:00 | 23.3 | 73.94 |  |  | 1995-08-15 | 13:00 | 29.4 | 84.92 | [5 empty] | 28.9 | 84.02 |  |  |  | 21.6 | 70.88 |  |  |  |  | 31.7 | 89.06 |  |  |  |  | 32.8 | 91.04 | [5 empty] | 27.2 | 80.96 |  |  |  | 27.8 | 82.04 |  |  |  |  | 25.6 | 78.08 |  |  |  |  | 32.8 | 91.04
1998-08-15 | 14:00 | 27.8 | 82.04 | SATURDAY | #N/A | 1987-08-15 | 14:00 | 30 | 86 |  |  | 1994-08-15 | 14:00 | 22.7 | 72.86 |  |  | 1995-08-15 | 14:00 | 28.9 | 84.02 | [5 empty] | 29.4 | 84.92 |  |  |  | 22.7 | 72.86 |  |  |  |  | 32.2 | 89.96 |  |  |  |  | 32.8 | 91.04 | [5 empty] | 27.8 | 82.04 |  |  |  | 26.1 | 78.98 |  |  |  |  | 26.1 | 78.98 |  |  |  |  | 33.9 | 93.02
1998-08-15 | 15:00 | 27.8 | 82.04 | SATURDAY | #N/A | 1987-08-15 | 15:00 | 28.9 | 84.02 |  |  | 1994-08-15 | 15:00 | 21.6 | 70.88 |  |  | 1995-08-15 | 15:00 | 28.3 | 82.94 | [5 empty] | 28.9 | 84.02 |  |  |  | 22.7 | 72.86 |  |  |  |  | 30.6 | 87.08 |  |  |  |  | 27.8 | 82.04 | [5 empty] | 28.3 | 82.94 |  |  |  | 23.3 | 73.94 |  |  |  |  | 26.7 | 80.06 |  |  |  |  | 34.4 | 93.92
1998-08-15 | 16:00 | 27.8 | 82.04 | SATURDAY | #N/A | 1987-08-15 | 16:00 | 28.3 | 82.94 |  |  | 1994-08-15 | 16:00 | 22.7 | 72.86 |  |  | 1995-08-15 | 16:00 | 27.8 | 82.04 | [5 empty] | 27.8 | 82.04 |  |  |  | 23.3 | 73.94 |  |  |  |  | 29.4 | 84.92 |  |  |  |  | 31.1 | 87.98 | [5 empty] | 28.3 | 82.94 |  |  |  | 22.2 | 71.96 |  |  |  |  | 26.1 | 78.98 |  |  |  |  | 34.4 | 93.92
1998-08-15 | 17:00 | 26.1 | 78.98 | SATURDAY | #N/A | 1987-08-15 | 17:00 | 27.8 | 82.04 |  |  | 1994-08-15 | 17:00 | 22.7 | 72.86 |  |  | 1995-08-15 | 17:00 | 27.8 | 82.04 | [5 empty] | 26.7 | 80.06 |  |  |  | 22.7 | 72.86 |  |  |  |  | 28.9 | 84.02 |  |  |  |  | 30.6 | 87.08 | [5 empty] | 27.8 | 82.04 |  |  |  | 20.6 | 69.08 |  |  |  |  | 26.1 | 78.98 |  |  |  |  | 33.3 | 91.94
1998-08-15 | 18:00 | 25.6 | 78.08 | SATURDAY | #N/A | 1987-08-15 | 18:00 | 26.7 | 80.06 |  |  | 1994-08-15 | 18:00 | 21.6 | 70.88 |  |  | 1995-08-15 | 18:00 | 26.7 | 80.06 | [5 empty] | 25.6 | 78.08 |  |  |  | 21.6 | 70.88 |  |  |  |  | 27.8 | 82.04 |  |  |  |  | 25 | 77 | [5 empty] | 26.7 | 80.06 |  |  |  | 18.3 | 64.94 |  |  |  |  | 25 | 77 |  |  |  |  | 32.8 | 91.04
1998-08-15 | 19:00 | 24.4 | 75.92 | SATURDAY | #N/A | 1987-08-15 | 19:00 | 25.6 | 78.08 |  |  | 1994-08-15 | 19:00 | 19.4 | 66.92 |  |  | 1995-08-15 | 19:00 | 25 | 77 | [5 empty] | 25 | 77 |  |  |  | 17.7 | 63.86 |  |  |  |  | 26.7 | 80.06 |  |  |  |  | 23.3 | 73.94 | [5 empty] | 24.4 | 75.92 |  |  |  | 18.3 | 64.94 |  |  |  |  | 22.8 | 73.04 |  |  |  |  | 27.8 | 82.04
1998-08-15 | 20:00 | 23.9 | 75.02 | SATURDAY | #N/A | 1987-08-15 | 20:00 | 25 | 77 |  |  | 1994-08-15 | 20:00 | 16.6 | 61.88 |  |  | 1995-08-15 | 20:00 | 24.4 | 75.92 | [5 empty] | 25 | 77 |  |  |  | 14.4 | 57.92 |  |  |  |  | 23.9 | 75.02 |  |  |  |  | 23.3 | 73.94 | [5 empty] | 22.8 | 73.04 |  |  |  | 18.9 | 66.02 |  |  |  |  | 21.7 | 71.06 |  |  |  |  | 26.1 | 78.98
1998-08-15 | 21:00 | 23.9 | 75.02 | SATURDAY | #N/A | 1987-08-15 | 21:00 | 25 | 77 |  |  | 1994-08-15 | 21:00 | 15 | 59 |  |  | 1995-08-15 | 21:00 | 24.4 | 75.92 | [5 empty] | 25.6 | 78.08 |  |  |  | 13.8 | 56.84 |  |  |  |  | 22.2 | 71.96 |  |  |  |  | 23.3 | 73.94 | [5 empty] | 23.3 | 73.94 |  |  |  | 18.3 | 64.94 |  |  |  |  | 20.6 | 69.08 |  |  |  |  | 25 | 77
1998-08-15 | 22:00 | 23.9 | 75.02 | SATURDAY | #N/A | 1987-08-15 | 22:00 | 25 | 77 |  |  | 1994-08-15 | 22:00 | 13.8 | 56.84 |  |  | 1995-08-15 | 22:00 | 23.3 | 73.94 | [5 empty] | 25 | 77 |  |  |  | 12.7 | 54.86 |  |  |  |  | 22.2 | 71.96 |  |  |  |  | 22.8 | 73.04 | [5 empty] | 24.4 | 75.92 |  |  |  | 18.3 | 64.94 |  |  |  |  | 20.6 | 69.08 |  |  |  |  | 25.6 | 78.08
1998-08-15 | 23:00 | 23.9 | 75.02 | SATURDAY | #N/A | 1987-08-15 | 23:00 | 25 | 77 |  |  | 1994-08-15 | 23:00 | 13.3 | 55.94 |  |  | 1995-08-15 | 23:00 | 23.9 | 75.02 | [5 empty] | 25 | 77 |  |  |  | 11.6 | 52.88 |  |  |  |  | 21.1 | 69.98 |  |  |  |  | 22.2 | 71.96 | [5 empty] | 24.4 | 75.92 |  |  |  | 17.8 | 64.04 |  |  |  |  | 20.6 | 69.08 |  |  |  |  | 24.4 | 75.92
1998-08-15 | 24:00 | 23.9 | 75.02 | SATURDAY | #N/A | 1987-08-15 | 24:00 | 24.4 | 75.92 |  |  | 1994-08-15 | 24:00 | 12.7 | 54.86 |  |  | 1995-08-15 | 24:00 | 22.8 | 73.04 | [5 empty] | 25 | 77 |  |  |  | 11.6 | 52.88 |  |  |  |  | 20.6 | 69.08 |  |  |  |  | 22.2 | 71.96 | [5 empty] | 24.4 | 75.92 |  |  |  | 17.8 | 64.04 |  |  |  |  | 20 | 68 |  |  |  |  | 23.3 | 73.94
1998-08-16 | 1:00 | 23.3 | 73.94 | SUNDAY | #N/A | 1987-08-16 | 1:00 | 23.9 | 75.02 |  |  | 1994-08-16 | 1:00 | 12.7 | 54.86 |  |  | 1995-08-16 | 1:00 | 22.8 | 73.04 | [5 empty] | 25 | 77 |  |  |  | 11.6 | 52.88 |  |  |  |  | 19.4 | 66.92 |  |  |  |  | 22.8 | 73.04 | [5 empty] | 22.8 | 73.04 |  |  |  | 17.2 | 62.96 |  |  |  |  | 20 | 68 |  |  |  |  | 21.7 | 71.06
1998-08-16 | 2:00 | 23.3 | 73.94 | SUNDAY | #N/A | 1987-08-16 | 2:00 | 22.8 | 73.04 |  |  | 1994-08-16 | 2:00 | 12.2 | 53.96 |  |  | 1995-08-16 | 2:00 | 22.8 | 73.04 | [5 empty] | 25 | 77 |  |  |  | 11.1 | 51.98 |  |  |  |  | 19.4 | 66.92 |  |  |  |  | 22.2 | 71.96 | [5 empty] | 23.3 | 73.94 |  |  |  | 17.2 | 62.96 |  |  |  |  | 18.9 | 66.02 |  |  |  |  | 21.7 | 71.06
1998-08-16 | 3:00 | 23.3 | 73.94 | SUNDAY | #N/A | 1987-08-16 | 3:00 | 22.8 | 73.04 |  |  | 1994-08-16 | 3:00 | 12.7 | 54.86 |  |  | 1995-08-16 | 3:00 | 23.3 | 73.94 | [5 empty] | 24.4 | 75.92 |  |  |  | 10.5 | 50.9 |  |  |  |  | 18.3 | 64.94 |  |  |  |  | 21.7 | 71.06 | [5 empty] | 20.6 | 69.08 |  |  |  | 16.7 | 62.06 |  |  |  |  | 18.9 | 66.02 |  |  |  |  | 20 | 68
1998-08-16 | 4:00 | 23.3 | 73.94 | SUNDAY | #N/A | 1987-08-16 | 4:00 | 22.2 | 71.96 |  |  | 1994-08-16 | 4:00 | 12.7 | 54.86 |  |  | 1995-08-16 | 4:00 | 23.3 | 73.94 | [5 empty] | 24.4 | 75.92 |  |  |  | 10.5 | 50.9 |  |  |  |  | 17.8 | 64.04 |  |  |  |  | 21.1 | 69.98 | [5 empty] | 19.4 | 66.92 |  |  |  | 16.7 | 62.06 |  |  |  |  | 18.9 | 66.02 |  |  |  |  | 19.4 | 66.92
1998-08-16 | 5:00 | 23.3 | 73.94 | SUNDAY | #N/A | 1987-08-16 | 5:00 | 22.2 | 71.96 |  |  | 1994-08-16 | 5:00 | 12.7 | 54.86 |  |  | 1995-08-16 | 5:00 | 22.8 | 73.04 | [5 empty] | 24.4 | 75.92 |  |  |  | 9.4 | 48.92 |  |  |  |  | 17.2 | 62.96 |  |  |  |  | 20 | 68 | [5 empty] | 19.4 | 66.92 |  |  |  | 16.1 | 60.98 |  |  |  |  | 18.3 | 64.94 |  |  |  |  | 19.4 | 66.92
1998-08-16 | 6:00 | 23.3 | 73.94 | SUNDAY | #N/A | 1987-08-16 | 6:00 | 22.8 | 73.04 |  |  | 1994-08-16 | 6:00 | 12.7 | 54.86 |  |  | 1995-08-16 | 6:00 | 22.8 | 73.04 | [5 empty] | 24.4 | 75.92 |  |  |  | 10 | 50 |  |  |  |  | 16.7 | 62.06 |  |  |  |  | 20 | 68 | [5 empty] | 17.8 | 64.04 |  |  |  | 15.6 | 60.08 |  |  |  |  | 18.9 | 66.02 |  |  |  |  | 19.4 | 66.92
1998-08-16 | 7:00 | 23.9 | 75.02 | SUNDAY | #N/A | 1987-08-16 | 7:00 | 23.9 | 75.02 |  |  | 1994-08-16 | 7:00 | 15.5 | 59.9 |  |  | 1995-08-16 | 7:00 | 23.9 | 75.02 | [5 empty] | 25 | 77 |  |  |  | 12.7 | 54.86 |  |  |  |  | 17.2 | 62.96 |  |  |  |  | 20 | 68 | [5 empty] | 18.3 | 64.94 |  |  |  | 16.1 | 60.98 |  |  |  |  | 19.4 | 66.92 |  |  |  |  | 22.2 | 71.96
1998-08-16 | 8:00 | 24.4 | 75.92 | SUNDAY | #N/A | 1987-08-16 | 8:00 | 25.6 | 78.08 |  |  | 1994-08-16 | 8:00 | 22.7 | 72.86 |  |  | 1995-08-16 | 8:00 | 25 | 77 | [5 empty] | 26.1 | 78.98 |  |  |  | 16.6 | 61.88 |  |  |  |  | 17.2 | 62.96 |  |  |  |  | 19.4 | 66.92 | [5 empty] | 20 | 68 |  |  |  | 18.9 | 66.02 |  |  |  |  | 19.4 | 66.92 |  |  |  |  | 26.7 | 80.06
1998-08-16 | 9:00 | 26.7 | 80.06 | SUNDAY | #N/A | 1987-08-16 | 9:00 | 26.1 | 78.98 |  |  | 1994-08-16 | 9:00 | 21.1 | 69.98 |  |  | 1995-08-16 | 9:00 | 27.2 | 80.96 | [5 empty] | 27.2 | 80.96 |  |  |  | 20 | 68 |  |  |  |  | 17.2 | 62.96 |  |  |  |  | 20 | 68 | [5 empty] | 21.1 | 69.98 |  |  |  | 20 | 68 |  |  |  |  | 22.2 | 71.96 |  |  |  |  | 27.8 | 82.04
1998-08-16 | 10:00 | 27.8 | 82.04 | SUNDAY | #N/A | 1987-08-16 | 10:00 | 28.3 | 82.94 |  |  | 1994-08-16 | 10:00 | 22.7 | 72.86 |  |  | 1995-08-16 | 10:00 | 28.9 | 84.02 | [5 empty] | 28.9 | 84.02 |  |  |  | 22.2 | 71.96 |  |  |  |  | 17.8 | 64.04 |  |  |  |  | 20.6 | 69.08 | [5 empty] | 22.2 | 71.96 |  |  |  | 21.7 | 71.06 |  |  |  |  | 22.2 | 71.96 |  |  |  |  | 30 | 86
1998-08-16 | 11:00 | 28.3 | 82.94 | SUNDAY | #N/A | 1987-08-16 | 11:00 | 29.4 | 84.92 |  |  | 1994-08-16 | 11:00 | 23.3 | 73.94 |  |  | 1995-08-16 | 11:00 | 30.6 | 87.08 | [5 empty] | 29.4 | 84.92 |  |  |  | 23.8 | 74.84 |  |  |  |  | 18.9 | 66.02 |  |  |  |  | 21.7 | 71.06 | [5 empty] | 22.8 | 73.04 |  |  |  | 23.3 | 73.94 |  |  |  |  | 24.4 | 75.92 |  |  |  |  | 30.6 | 87.08
1998-08-16 | 12:00 | 29.4 | 84.92 | SUNDAY | #N/A | 1987-08-16 | 12:00 | 29.4 | 84.92 |  |  | 1994-08-16 | 12:00 | 23.3 | 73.94 |  |  | 1995-08-16 | 12:00 | 30.6 | 87.08 | [5 empty] | 30 | 86 |  |  |  | 23.8 | 74.84 |  |  |  |  | 19.4 | 66.92 |  |  |  |  | 21.7 | 71.06 | [5 empty] | 21.7 | 71.06 |  |  |  | 24.4 | 75.92 |  |  |  |  | 25 | 77 |  |  |  |  | 31.1 | 87.98
1998-08-16 | 13:00 | 30 | 86 | SUNDAY | #N/A | 1987-08-16 | 13:00 | 30.6 | 87.08 |  |  | 1994-08-16 | 13:00 | 25 | 77 |  |  | 1995-08-16 | 13:00 | 32.2 | 89.96 | [5 empty] | 30 | 86 |  |  |  | 24.4 | 75.92 |  |  |  |  | 21.7 | 71.06 |  |  |  |  | 22.8 | 73.04 | [5 empty] | 23.3 | 73.94 |  |  |  | 25 | 77 |  |  |  |  | 25.6 | 78.08 |  |  |  |  | 30 | 86
1998-08-16 | 14:00 | 30 | 86 | SUNDAY | #N/A | 1987-08-16 | 14:00 | 30 | 86 |  |  | 1994-08-16 | 14:00 | 23.3 | 73.94 |  |  | 1995-08-16 | 14:00 | 32.2 | 89.96 | [5 empty] | 27.8 | 82.04 |  |  |  | 25 | 77 |  |  |  |  | 21.7 | 71.06 |  |  |  |  | 22.8 | 73.04 | [5 empty] | 22.2 | 71.96 |  |  |  | 25.6 | 78.08 |  |  |  |  | 26.7 | 80.06 |  |  |  |  | 27.2 | 80.96
1998-08-16 | 15:00 | 28.9 | 84.02 | SUNDAY | #N/A | 1987-08-16 | 15:00 | 29.4 | 84.92 |  |  | 1994-08-16 | 15:00 | 23.8 | 74.84 |  |  | 1995-08-16 | 15:00 | 32.2 | 89.96 | [5 empty] | 26.1 | 78.98 |  |  |  | 25 | 77 |  |  |  |  | 21.7 | 71.06 |  |  |  |  | 23.9 | 75.02 | [5 empty] | 22.8 | 73.04 |  |  |  | 26.7 | 80.06 |  |  |  |  | 25 | 77 |  |  |  |  | 28.9 | 84.02
1998-08-16 | 16:00 | 28.9 | 84.02 | SUNDAY | #N/A | 1987-08-16 | 16:00 | 28.9 | 84.02 |  |  | 1994-08-16 | 16:00 | 22.7 | 72.86 |  |  | 1995-08-16 | 16:00 | 31.1 | 87.98 | [5 empty] | 25.6 | 78.08 |  |  |  | 24.6 | 76.28 |  |  |  |  | 22.8 | 73.04 |  |  |  |  | 23.3 | 73.94 | [5 empty] | 22.2 | 71.96 |  |  |  | 26.1 | 78.98 |  |  |  |  | 26.7 | 80.06 |  |  |  |  | 30 | 86
1998-08-16 | 17:00 | 28.3 | 82.94 | SUNDAY | #N/A | 1987-08-16 | 17:00 | 28.3 | 82.94 |  |  | 1994-08-16 | 17:00 | 22.7 | 72.86 |  |  | 1995-08-16 | 17:00 | 30 | 86 | [5 empty] | 25.6 | 78.08 |  |  |  | 23.8 | 74.84 |  |  |  |  | 22.2 | 71.96 |  |  |  |  | 23.3 | 73.94 | [5 empty] | 20.6 | 69.08 |  |  |  | 26.1 | 78.98 |  |  |  |  | 26.7 | 80.06 |  |  |  |  | 30.6 | 87.08
1998-08-16 | 18:00 | 27.8 | 82.04 | SUNDAY | #N/A | 1987-08-16 | 18:00 | 27.8 | 82.04 |  |  | 1994-08-16 | 18:00 | 21.1 | 69.98 |  |  | 1995-08-16 | 18:00 | 29.4 | 84.92 | [5 empty] | 25.6 | 78.08 |  |  |  | 22.7 | 72.86 |  |  |  |  | 21.7 | 71.06 |  |  |  |  | 23.3 | 73.94 | [5 empty] | 20.6 | 69.08 |  |  |  | 25 | 77 |  |  |  |  | 25 | 77 |  |  |  |  | 27.8 | 82.04
1998-08-16 | 19:00 | 26.7 | 80.06 | SUNDAY | #N/A | 1987-08-16 | 19:00 | 27.2 | 80.96 |  |  | 1994-08-16 | 19:00 | 19.8 | 67.64 |  |  | 1995-08-16 | 19:00 | 28.3 | 82.94 | [5 empty] | 25 | 77 |  |  |  | 20.4 | 68.72 |  |  |  |  | 20.6 | 69.08 |  |  |  |  | 21.7 | 71.06 | [5 empty] | 20 | 68 |  |  |  | 24.4 | 75.92 |  |  |  |  | 24.4 | 75.92 |  |  |  |  | 27.2 | 80.96
1998-08-16 | 20:00 | 26.1 | 78.98 | SUNDAY | #N/A | 1987-08-16 | 20:00 | 26.7 | 80.06 |  |  | 1994-08-16 | 20:00 | 18.8 | 65.84 |  |  | 1995-08-16 | 20:00 | 26.7 | 80.06 | [5 empty] | 25 | 77 |  |  |  | 18.5 | 65.3 |  |  |  |  | 18.9 | 66.02 |  |  |  |  | 20.6 | 69.08 | [5 empty] | 18.9 | 66.02 |  |  |  | 22.8 | 73.04 |  |  |  |  | 22.8 | 73.04 |  |  |  |  | 20 | 68
1998-08-16 | 21:00 | 25.6 | 78.08 | SUNDAY | #N/A | 1987-08-16 | 21:00 | 27.2 | 80.96 |  |  | 1994-08-16 | 21:00 | 18.5 | 65.3 |  |  | 1995-08-16 | 21:00 | 26.7 | 80.06 | [5 empty] | 25 | 77 |  |  |  | 17.2 | 62.96 |  |  |  |  | 18.3 | 64.94 |  |  |  |  | 19.4 | 66.92 | [5 empty] | 18.3 | 64.94 |  |  |  | 21.1 | 69.98 |  |  |  |  | 21.7 | 71.06 |  |  |  |  | 20.6 | 69.08
1998-08-16 | 22:00 | 25 | 77 | SUNDAY | #N/A | 1987-08-16 | 22:00 | 27.2 | 80.96 |  |  | 1994-08-16 | 22:00 | 18.3 | 64.94 |  |  | 1995-08-16 | 22:00 | 26.1 | 78.98 | [5 empty] | 24.4 | 75.92 |  |  |  | 16.6 | 61.88 |  |  |  |  | 17.8 | 64.04 |  |  |  |  | 18.3 | 64.94 | [5 empty] | 16.1 | 60.98 |  |  |  | 20 | 68 |  |  |  |  | 21.1 | 69.98 |  |  |  |  | 21.1 | 69.98
1998-08-16 | 23:00 | 25 | 77 | SUNDAY | #N/A | 1987-08-16 | 23:00 | 26.7 | 80.06 |  |  | 1994-08-16 | 23:00 | 18.3 | 64.94 |  |  | 1995-08-16 | 23:00 | 26.1 | 78.98 | [5 empty] | 24.4 | 75.92 |  |  |  | 16.1 | 60.98 |  |  |  |  | 17.8 | 64.04 |  |  |  |  | 17.2 | 62.96 | [5 empty] | 15 | 59 |  |  |  | 18.3 | 64.94 |  |  |  |  | 21.1 | 69.98 |  |  |  |  | 21.7 | 71.06
1998-08-16 | 24:00 | 24.4 | 75.92 | SUNDAY | #N/A | 1987-08-16 | 24:00 | 26.1 | 78.98 |  |  | 1994-08-16 | 24:00 | 19.4 | 66.92 |  |  | 1995-08-16 | 24:00 | 25.6 | 78.08 | [5 empty] | 23.9 | 75.02 |  |  |  | 15.5 | 59.9 |  |  |  |  | 17.2 | 62.96 |  |  |  |  | 15.6 | 60.08 | [5 empty] | 14.4 | 57.92 |  |  |  | 17.2 | 62.96 |  |  |  |  | 20.6 | 69.08 |  |  |  |  | 21.7 | 71.06
1998-08-17 | 1:00 | 24.4 | 75.92 | WEEKDAY | #N/A | 1987-08-17 | 1:00 | 25.6 | 78.08 |  |  | 1994-08-17 | 1:00 | 18.8 | 65.84 |  |  | 1995-08-17 | 1:00 | 26.1 | 78.98 | [5 empty] | 23.9 | 75.02 |  |  |  | 16.6 | 61.88 |  |  |  |  | 16.1 | 60.98 |  |  |  |  | 14.4 | 57.92 | [5 empty] | 13.9 | 57.02 |  |  |  | 16.1 | 60.98 |  |  |  |  | 20 | 68 |  |  |  |  | 21.7 | 71.06
1998-08-17 | 2:00 | 24.4 | 75.92 | WEEKDAY | #N/A | 1987-08-17 | 2:00 | 25.6 | 78.08 |  |  | 1994-08-17 | 2:00 | 18.8 | 65.84 |  |  | 1995-08-17 | 2:00 | 25.6 | 78.08 | [5 empty] | 23.3 | 73.94 |  |  |  | 17.7 | 63.86 |  |  |  |  | 15.6 | 60.08 |  |  |  |  | 12.2 | 53.96 | [5 empty] | 13.9 | 57.02 |  |  |  | 14.4 | 57.92 |  |  |  |  | 19.4 | 66.92 |  |  |  |  | 21.7 | 71.06
1998-08-17 | 3:00 | 23.9 | 75.02 | WEEKDAY | #N/A | 1987-08-17 | 3:00 | 25 | 77 |  |  | 1994-08-17 | 3:00 | 18.8 | 65.84 |  |  | 1995-08-17 | 3:00 | 25.6 | 78.08 | [5 empty] | 22.8 | 73.04 |  |  |  | 17.7 | 63.86 |  |  |  |  | 14.4 | 57.92 |  |  |  |  | 12.8 | 55.04 | [5 empty] | 13.3 | 55.94 |  |  |  | 13.3 | 55.94 |  |  |  |  | 19.4 | 66.92 |  |  |  |  | 21.1 | 69.98
1998-08-17 | 4:00 | 23.9 | 75.02 | WEEKDAY | #N/A | 1987-08-17 | 4:00 | 25 | 77 |  |  | 1994-08-17 | 4:00 | 18.8 | 65.84 |  |  | 1995-08-17 | 4:00 | 25 | 77 | [5 empty] | 22.8 | 73.04 |  |  |  | 17.7 | 63.86 |  |  |  |  | 13.9 | 57.02 |  |  |  |  | 11.7 | 53.06 | [5 empty] | 13.3 | 55.94 |  |  |  | 13.3 | 55.94 |  |  |  |  | 18.9 | 66.02 |  |  |  |  | 21.1 | 69.98
1998-08-17 | 5:00 | 23.9 | 75.02 | WEEKDAY | #N/A | 1987-08-17 | 5:00 | 24.4 | 75.92 |  |  | 1994-08-17 | 5:00 | 18.8 | 65.84 |  |  | 1995-08-17 | 5:00 | 25 | 77 | [5 empty] | 22.8 | 73.04 |  |  |  | 17.7 | 63.86 |  |  |  |  | 13.9 | 57.02 |  |  |  |  | 11.7 | 53.06 | [5 empty] | 13.3 | 55.94 |  |  |  | 12.8 | 55.04 |  |  |  |  | 18.9 | 66.02 |  |  |  |  | 21.1 | 69.98
1998-08-17 | 6:00 | 24 | 75.2 | WEEKDAY | #N/A | 1987-08-17 | 6:00 | 25.6 | 78.08 |  |  | 1994-08-17 | 6:00 | 18.8 | 65.84 |  |  | 1995-08-17 | 6:00 | 25.6 | 78.08 | [5 empty] | 23.3 | 73.94 |  |  |  | 18.3 | 64.94 |  |  |  |  | 14.4 | 57.92 |  |  |  |  | 12.2 | 53.96 | [5 empty] | 13.9 | 57.02 |  |  |  | 12.2 | 53.96 |  |  |  |  | 18.9 | 66.02 |  |  |  |  | 21.7 | 71.06
1998-08-17 | 7:00 | 25 | 77 | WEEKDAY | #N/A | 1987-08-17 | 7:00 | 26.7 | 80.06 |  |  | 1994-08-17 | 7:00 | 19.4 | 66.92 |  |  | 1995-08-17 | 7:00 | 26.7 | 80.06 | [5 empty] | 25.6 | 78.08 |  |  |  | 18.8 | 65.84 |  |  |  |  | 15 | 59 |  |  |  |  | 16.1 | 60.98 | [5 empty] | 14.4 | 57.92 |  |  |  | 14.4 | 57.92 |  |  |  |  | 20 | 68 |  |  |  |  | 22.8 | 73.04
1998-08-17 | 8:00 | 23.9 | 75.02 | WEEKDAY | #N/A | 1987-08-17 | 8:00 | 27.8 | 82.04 |  |  | 1994-08-17 | 8:00 | 20 | 68 |  |  | 1995-08-17 | 8:00 | 27.2 | 80.96 | [5 empty] | 27.8 | 82.04 |  |  |  | 20 | 68 |  |  |  |  | 17.8 | 64.04 |  |  |  |  | 18.9 | 66.02 | [5 empty] | 15 | 59 |  |  |  | 18.3 | 64.94 |  |  |  |  | 21.7 | 71.06 |  |  |  |  | 22.8 | 73.04
1998-08-17 | 9:00 | 25 | 77 | WEEKDAY | #N/A | 1987-08-17 | 9:00 | 29.4 | 84.92 |  |  | 1994-08-17 | 9:00 | 21.1 | 69.98 |  |  | 1995-08-17 | 9:00 | 28.3 | 82.94 | [5 empty] | 28.9 | 84.02 |  |  |  | 21.1 | 69.98 |  |  |  |  | 20 | 68 |  |  |  |  | 21.7 | 71.06 | [5 empty] | 16.7 | 62.06 |  |  |  | 22.8 | 73.04 |  |  |  |  | 23.9 | 75.02 |  |  |  |  | 23.3 | 73.94
1998-08-17 | 10:00 | 25.6 | 78.08 | WEEKDAY | #N/A | 1987-08-17 | 10:00 | 30.6 | 87.08 |  |  | 1994-08-17 | 10:00 | 22.2 | 71.96 |  |  | 1995-08-17 | 10:00 | 28.9 | 84.02 | [5 empty] | 30.6 | 87.08 |  |  |  | 22.2 | 71.96 |  |  |  |  | 22.2 | 71.96 |  |  |  |  | 22.8 | 73.04 | [5 empty] | 17.2 | 62.96 |  |  |  | 25 | 77 |  |  |  |  | 25.6 | 78.08 |  |  |  |  | 24.4 | 75.92
1998-08-17 | 11:00 | 25 | 77 | WEEKDAY | #N/A | 1987-08-17 | 11:00 | 32.2 | 89.96 |  |  | 1994-08-17 | 11:00 | 22.7 | 72.86 |  |  | 1995-08-17 | 11:00 | 29.4 | 84.92 | [5 empty] | 30.6 | 87.08 |  |  |  | 23.3 | 73.94 |  |  |  |  | 23.3 | 73.94 |  |  |  |  | 24.4 | 75.92 | [5 empty] | 16.7 | 62.06 |  |  |  | 26.7 | 80.06 |  |  |  |  | 27.8 | 82.04 |  |  |  |  | 26.1 | 78.98
1998-08-17 | 12:00 | 25 | 77 | WEEKDAY | #N/A | 1987-08-17 | 12:00 | 33.3 | 91.94 |  |  | 1994-08-17 | 12:00 | 23.3 | 73.94 |  |  | 1995-08-17 | 12:00 | 31.1 | 87.98 | [5 empty] | 31.7 | 89.06 |  |  |  | 23.3 | 73.94 |  |  |  |  | 24.4 | 75.92 |  |  |  |  | 25.6 | 78.08 | [5 empty] | 18.3 | 64.94 |  |  |  | 27.2 | 80.96 |  |  |  |  | 28.3 | 82.94 |  |  |  |  | 25.6 | 78.08
1998-08-17 | 13:00 | 23.9 | 75.02 | WEEKDAY | #N/A | 1987-08-17 | 13:00 | 32.2 | 89.96 |  |  | 1994-08-17 | 13:00 | 22.7 | 72.86 |  |  | 1995-08-17 | 13:00 | 31.1 | 87.98 | [5 empty] | 31.7 | 89.06 |  |  |  | 23.3 | 73.94 |  |  |  |  | 26.1 | 78.98 |  |  |  |  | 26.1 | 78.98 | [5 empty] | 18.9 | 66.02 |  |  |  | 28.3 | 82.94 |  |  |  |  | 28.9 | 84.02 |  |  |  |  | 26.1 | 78.98
1998-08-17 | 14:00 | 22.8 | 73.04 | WEEKDAY | #N/A | 1987-08-17 | 14:00 | 32.2 | 89.96 |  |  | 1994-08-17 | 14:00 | 22.7 | 72.86 |  |  | 1995-08-17 | 14:00 | 31.1 | 87.98 | [5 empty] | 31.1 | 87.98 |  |  |  | 22.7 | 72.86 |  |  |  |  | 27.2 | 80.96 |  |  |  |  | 27.2 | 80.96 | [5 empty] | 19.4 | 66.92 |  |  |  | 28.9 | 84.02 |  |  |  |  | 30 | 86 |  |  |  |  | 26.1 | 78.98
1998-08-17 | 15:00 | 23.3 | 73.94 | WEEKDAY | #N/A | 1987-08-17 | 15:00 | 31.7 | 89.06 |  |  | 1994-08-17 | 15:00 | 22.2 | 71.96 |  |  | 1995-08-17 | 15:00 | 31.1 | 87.98 | [5 empty] | 30.6 | 87.08 |  |  |  | 22.7 | 72.86 |  |  |  |  | 27.8 | 82.04 |  |  |  |  | 27.2 | 80.96 | [5 empty] | 20 | 68 |  |  |  | 28.9 | 84.02 |  |  |  |  | 29.4 | 84.92 |  |  |  |  | 24.4 | 75.92
1998-08-17 | 16:00 | 23.3 | 73.94 | WEEKDAY | #N/A | 1987-08-17 | 16:00 | 31.1 | 87.98 |  |  | 1994-08-17 | 16:00 | 21.6 | 70.88 |  |  | 1995-08-17 | 16:00 | 31.1 | 87.98 | [5 empty] | 30 | 86 |  |  |  | 22.2 | 71.96 |  |  |  |  | 26.7 | 80.06 |  |  |  |  | 27.8 | 82.04 | [5 empty] | 18.9 | 66.02 |  |  |  | 28.9 | 84.02 |  |  |  |  | 29.4 | 84.92 |  |  |  |  | 23.9 | 75.02
1998-08-17 | 17:00 | 23.3 | 73.94 | WEEKDAY | #N/A | 1987-08-17 | 17:00 | 31.1 | 87.98 |  |  | 1994-08-17 | 17:00 | 21.1 | 69.98 |  |  | 1995-08-17 | 17:00 | 31.1 | 87.98 | [5 empty] | 28.3 | 82.94 |  |  |  | 22.2 | 71.96 |  |  |  |  | 26.1 | 78.98 |  |  |  |  | 26.7 | 80.06 | [5 empty] | 17.8 | 64.04 |  |  |  | 27.2 | 80.96 |  |  |  |  | 29.4 | 84.92 |  |  |  |  | 23.9 | 75.02
1998-08-17 | 18:00 | 23.3 | 73.94 | WEEKDAY | #N/A | 1987-08-17 | 18:00 | 30 | 86 |  |  | 1994-08-17 | 18:00 | 20.5 | 68.9 |  |  | 1995-08-17 | 18:00 | 30 | 86 | [5 empty] | 27.8 | 82.04 |  |  |  | 21.6 | 70.88 |  |  |  |  | 25 | 77 |  |  |  |  | 25.6 | 78.08 | [5 empty] | 17.2 | 62.96 |  |  |  | 25 | 77 |  |  |  |  | 28.3 | 82.94 |  |  |  |  | 23.3 | 73.94
1998-08-17 | 19:00 | 23.3 | 73.94 | WEEKDAY | #N/A | 1987-08-17 | 19:00 | 29.4 | 84.92 |  |  | 1994-08-17 | 19:00 | 20.5 | 68.9 |  |  | 1995-08-17 | 19:00 | 29.4 | 84.92 | [5 empty] | 26.7 | 80.06 |  |  |  | 21.1 | 69.98 |  |  |  |  | 22.8 | 73.04 |  |  |  |  | 23.3 | 73.94 | [5 empty] | 15 | 59 |  |  |  | 23.3 | 73.94 |  |  |  |  | 26.7 | 80.06 |  |  |  |  | 22.2 | 71.96
1998-08-17 | 20:00 | 23.3 | 73.94 | WEEKDAY | #N/A | 1987-08-17 | 20:00 | 28.9 | 84.02 |  |  | 1994-08-17 | 20:00 | 20 | 68 |  |  | 1995-08-17 | 20:00 | 28.9 | 84.02 | [5 empty] | 26.1 | 78.98 |  |  |  | 21.1 | 69.98 |  |  |  |  | 21.1 | 69.98 |  |  |  |  | 18.9 | 66.02 | [5 empty] | 13.9 | 57.02 |  |  |  | 21.7 | 71.06 |  |  |  |  | 25 | 77 |  |  |  |  | 22.2 | 71.96
1998-08-17 | 21:00 | 23 | 73.4 | WEEKDAY | #N/A | 1987-08-17 | 21:00 | 29.4 | 84.92 |  |  | 1994-08-17 | 21:00 | 20 | 68 |  |  | 1995-08-17 | 21:00 | 28.3 | 82.94 | [5 empty] | 26.1 | 78.98 |  |  |  | 21.1 | 69.98 |  |  |  |  | 20.6 | 69.08 |  |  |  |  | 16.7 | 62.06 | [5 empty] | 12.2 | 53.96 |  |  |  | 20.6 | 69.08 |  |  |  |  | 23.3 | 73.94 |  |  |  |  | 21.7 | 71.06
1998-08-17 | 22:00 | 23.3 | 73.94 | WEEKDAY | #N/A | 1987-08-17 | 22:00 | 29.4 | 84.92 |  |  | 1994-08-17 | 22:00 | 20.5 | 68.9 |  |  | 1995-08-17 | 22:00 | 26.7 | 80.06 | [5 empty] | 26.1 | 78.98 |  |  |  | 20.5 | 68.9 |  |  |  |  | 18.3 | 64.94 |  |  |  |  | 16.7 | 62.06 | [5 empty] | 11.7 | 53.06 |  |  |  | 18.9 | 66.02 |  |  |  |  | 23.9 | 75.02 |  |  |  |  | 20.6 | 69.08
1998-08-17 | 23:00 | 23 | 73.4 | WEEKDAY | #N/A | 1987-08-17 | 23:00 | 28.9 | 84.02 |  |  | 1994-08-17 | 23:00 | 21.1 | 69.98 |  |  | 1995-08-17 | 23:00 | 26.7 | 80.06 | [5 empty] | 25.6 | 78.08 |  |  |  | 20.5 | 68.9 |  |  |  |  | 17.8 | 64.04 |  |  |  |  | 15 | 59 | [5 empty] | 11.7 | 53.06 |  |  |  | 18.3 | 64.94 |  |  |  |  | 22.8 | 73.04 |  |  |  |  | 18.9 | 66.02
1998-08-17 | 24:00 | 23 | 73.4 | WEEKDAY | #N/A | 1987-08-17 | 24:00 | 28.3 | 82.94 |  |  | 1994-08-17 | 24:00 | 21.1 | 69.98 |  |  | 1995-08-17 | 24:00 | 26.7 | 80.06 | [5 empty] | 25 | 77 |  |  |  | 20 | 68 |  |  |  |  | 16.7 | 62.06 |  |  |  |  | 13.9 | 57.02 | [5 empty] | 10.6 | 51.08 |  |  |  | 17.8 | 64.04 |  |  |  |  | 21.7 | 71.06 |  |  |  |  | 18.3 | 64.94
1998-08-18 | 1:00 | 23.3 | 73.94 | WEEKDAY | #N/A | 1987-08-18 | 1:00 | 28.3 | 82.94 |  |  | 1994-08-18 | 1:00 | 21.1 | 69.98 |  |  | 1995-08-18 | 1:00 | 25.6 | 78.08 | [5 empty] | 25 | 77 |  |  |  | 20 | 68 |  |  |  |  | 16.1 | 60.98 |  |  |  |  | 13.3 | 55.94 | [5 empty] | 10.6 | 51.08 |  |  |  | 17.2 | 62.96 |  |  |  |  | 21.1 | 69.98 |  |  |  |  | 17.8 | 64.04
1998-08-18 | 2:00 | 23.3 | 73.94 | WEEKDAY | #N/A | 1987-08-18 | 2:00 | 28.9 | 84.02 |  |  | 1994-08-18 | 2:00 | 21.6 | 70.88 |  |  | 1995-08-18 | 2:00 | 25.6 | 78.08 | [5 empty] | 25 | 77 |  |  |  | 20.5 | 68.9 |  |  |  |  | 15 | 59 |  |  |  |  | 12.8 | 55.04 | [5 empty] | 10 | 50 |  |  |  | 16.7 | 62.06 |  |  |  |  | 20.6 | 69.08 |  |  |  |  | 17.8 | 64.04
1998-08-18 | 3:00 | 23.3 | 73.94 | WEEKDAY | #N/A | 1987-08-18 | 3:00 | 27.8 | 82.04 |  |  | 1994-08-18 | 3:00 | 22.2 | 71.96 |  |  | 1995-08-18 | 3:00 | 25.6 | 78.08 | [5 empty] | 25.6 | 78.08 |  |  |  | 20.5 | 68.9 |  |  |  |  | 14.4 | 57.92 |  |  |  |  | 12.2 | 53.96 | [5 empty] | 10 | 50 |  |  |  | 16.7 | 62.06 |  |  |  |  | 20 | 68 |  |  |  |  | 17.2 | 62.96
1998-08-18 | 4:00 | 22.8 | 73.04 | WEEKDAY | #N/A | 1987-08-18 | 4:00 | 27.8 | 82.04 |  |  | 1994-08-18 | 4:00 | 22.7 | 72.86 |  |  | 1995-08-18 | 4:00 | 25 | 77 | [5 empty] | 25 | 77 |  |  |  | 20.5 | 68.9 |  |  |  |  | 13.9 | 57.02 |  |  |  |  | 11.7 | 53.06 | [5 empty] | 8.9 | 48.02 |  |  |  | 16.1 | 60.98 |  |  |  |  | 20 | 68 |  |  |  |  | 17.2 | 62.96
1998-08-18 | 5:00 | 22.8 | 73.04 | WEEKDAY | #N/A | 1987-08-18 | 5:00 | 26.7 | 80.06 |  |  | 1994-08-18 | 5:00 | 22.7 | 72.86 |  |  | 1995-08-18 | 5:00 | 25 | 77 | [5 empty] | 24.4 | 75.92 |  |  |  | 20.5 | 68.9 |  |  |  |  | 13.3 | 55.94 |  |  |  |  | 11.7 | 53.06 | [5 empty] | 8.3 | 46.94 |  |  |  | 15 | 59 |  |  |  |  | 20 | 68 |  |  |  |  | 17.2 | 62.96
1998-08-18 | 6:00 | 22.2 | 71.96 | WEEKDAY | #N/A | 1987-08-18 | 6:00 | 26.7 | 80.06 |  |  | 1994-08-18 | 6:00 | 22.7 | 72.86 |  |  | 1995-08-18 | 6:00 | 25 | 77 | [5 empty] | 25 | 77 |  |  |  | 20.5 | 68.9 |  |  |  |  | 13.3 | 55.94 |  |  |  |  | 11.7 | 53.06 | [5 empty] | 8.9 | 48.02 |  |  |  | 16.7 | 62.06 |  |  |  |  | 19.4 | 66.92 |  |  |  |  | 17.2 | 62.96
1998-08-18 | 7:00 | 22.8 | 73.04 | WEEKDAY | #N/A | 1987-08-18 | 7:00 | 26.7 | 80.06 |  |  | 1994-08-18 | 7:00 | 22.7 | 72.86 |  |  | 1995-08-18 | 7:00 | 26.1 | 78.98 | [5 empty] | 26.1 | 78.98 |  |  |  | 20.5 | 68.9 |  |  |  |  | 16.1 | 60.98 |  |  |  |  | 14.4 | 57.92 | [5 empty] | 12.2 | 53.96 |  |  |  | 18.9 | 66.02 |  |  |  |  | 20 | 68 |  |  |  |  | 18.3 | 64.94
1998-08-18 | 8:00 | 23.9 | 75.02 | WEEKDAY | #N/A | 1987-08-18 | 8:00 | 27.2 | 80.96 |  |  | 1994-08-18 | 8:00 | 22.7 | 72.86 |  |  | 1995-08-18 | 8:00 | 27.8 | 82.04 | [5 empty] | 27.2 | 80.96 |  |  |  | 20.9 | 69.62 |  |  |  |  | 18.3 | 64.94 |  |  |  |  | 17.2 | 62.96 | [5 empty] | 13.3 | 55.94 |  |  |  | 22.2 | 71.96 |  |  |  |  | 21.7 | 71.06 |  |  |  |  | 18.9 | 66.02
1998-08-18 | 9:00 | 25 | 77 | WEEKDAY | #N/A | 1987-08-18 | 9:00 | 28.3 | 82.94 |  |  | 1994-08-18 | 9:00 | 23.8 | 74.84 |  |  | 1995-08-18 | 9:00 | 29.4 | 84.92 | [5 empty] | 30 | 86 |  |  |  | 21.1 | 69.98 |  |  |  |  | 21.7 | 71.06 |  |  |  |  | 20.6 | 69.08 | [5 empty] | 13.9 | 57.02 |  |  |  | 24.4 | 75.92 |  |  |  |  | 23.9 | 75.02 |  |  |  |  | 20 | 68
1998-08-18 | 10:00 | 26.1 | 78.98 | WEEKDAY | #N/A | 1987-08-18 | 10:00 | 29.4 | 84.92 |  |  | 1994-08-18 | 10:00 | 25.5 | 77.9 |  |  | 1995-08-18 | 10:00 | 30.6 | 87.08 | [5 empty] | 31.1 | 87.98 |  |  |  | 23.8 | 74.84 |  |  |  |  | 23.3 | 73.94 |  |  |  |  | 23.3 | 73.94 | [5 empty] | 16.1 | 60.98 |  |  |  | 26.1 | 78.98 |  |  |  |  | 26.1 | 78.98 |  |  |  |  | 20.6 | 69.08
1998-08-18 | 11:00 | 27.8 | 82.04 | WEEKDAY | #N/A | 1987-08-18 | 11:00 | 30 | 86 |  |  | 1994-08-18 | 11:00 | 25.9 | 78.62 |  |  | 1995-08-18 | 11:00 | 31.7 | 89.06 | [5 empty] | 32.2 | 89.96 |  |  |  | 24.1 | 75.38 |  |  |  |  | 25 | 77 |  |  |  |  | 26.1 | 78.98 | [5 empty] | 18.3 | 64.94 |  |  |  | 27.2 | 80.96 |  |  |  |  | 27.8 | 82.04 |  |  |  |  | 21.1 | 69.98
1998-08-18 | 12:00 | 29.4 | 84.92 | WEEKDAY | #N/A | 1987-08-18 | 12:00 | 31.1 | 87.98 |  |  | 1994-08-18 | 12:00 | 26.1 | 78.98 |  |  | 1995-08-18 | 12:00 | 32.8 | 91.04 | [5 empty] | 33.3 | 91.94 |  |  |  | 24.1 | 75.38 |  |  |  |  | 25 | 77 |  |  |  |  | 27.2 | 80.96 | [5 empty] | 18.9 | 66.02 |  |  |  | 28.9 | 84.02 |  |  |  |  | 27.8 | 82.04 |  |  |  |  | 23.3 | 73.94
1998-08-18 | 13:00 | 30 | 86 | WEEKDAY | #N/A | 1987-08-18 | 13:00 | 31.7 | 89.06 |  |  | 1994-08-18 | 13:00 | 26.1 | 78.98 |  |  | 1995-08-18 | 13:00 | 33.3 | 91.94 | [5 empty] | 33.3 | 91.94 |  |  |  | 23.8 | 74.84 |  |  |  |  | 26.1 | 78.98 |  |  |  |  | 27.8 | 82.04 | [5 empty] | 20 | 68 |  |  |  | 29.4 | 84.92 |  |  |  |  | 28.3 | 82.94 |  |  |  |  | 23.3 | 73.94
1998-08-18 | 14:00 | 30 | 86 | WEEKDAY | #N/A | 1987-08-18 | 14:00 | 32.2 | 89.96 |  |  | 1994-08-18 | 14:00 | 25.5 | 77.9 |  |  | 1995-08-18 | 14:00 | 33.3 | 91.94 | [5 empty] | 32.2 | 89.96 |  |  |  | 23.8 | 74.84 |  |  |  |  | 25.6 | 78.08 |  |  |  |  | 28.3 | 82.94 | [5 empty] | 20 | 68 |  |  |  | 30 | 86 |  |  |  |  | 25.6 | 78.08 |  |  |  |  | 23.9 | 75.02
1998-08-18 | 15:00 | 30.6 | 87.08 | WEEKDAY | #N/A | 1987-08-18 | 15:00 | 32.2 | 89.96 |  |  | 1994-08-18 | 15:00 | 26.1 | 78.98 |  |  | 1995-08-18 | 15:00 | 32.8 | 91.04 | [5 empty] | 31.7 | 89.06 |  |  |  | 23.3 | 73.94 |  |  |  |  | 24.4 | 75.92 |  |  |  |  | 26.7 | 80.06 | [5 empty] | 20 | 68 |  |  |  | 30 | 86 |  |  |  |  | 24.4 | 75.92 |  |  |  |  | 24.4 | 75.92
1998-08-18 | 16:00 | 28.3 | 82.94 | WEEKDAY | #N/A | 1987-08-18 | 16:00 | 32.2 | 89.96 |  |  | 1994-08-18 | 16:00 | 26.1 | 78.98 |  |  | 1995-08-18 | 16:00 | 32.8 | 91.04 | [5 empty] | 30.6 | 87.08 |  |  |  | 25 | 77 |  |  |  |  | 23.3 | 73.94 |  |  |  |  | 26.1 | 78.98 | [5 empty] | 20.6 | 69.08 |  |  |  | 29.4 | 84.92 |  |  |  |  | 25 | 77 |  |  |  |  | 25 | 77
1998-08-18 | 17:00 | 27.2 | 80.96 | WEEKDAY | #N/A | 1987-08-18 | 17:00 | 31.1 | 87.98 |  |  | 1994-08-18 | 17:00 | 26.1 | 78.98 |  |  | 1995-08-18 | 17:00 | 31.7 | 89.06 | [5 empty] | 28.9 | 84.02 |  |  |  | 22.7 | 72.86 |  |  |  |  | 22.8 | 73.04 |  |  |  |  | 24.4 | 75.92 | [5 empty] | 21.1 | 69.98 |  |  |  | 29.4 | 84.92 |  |  |  |  | 24.4 | 75.92 |  |  |  |  | 25 | 77
1998-08-18 | 18:00 | 25 | 77 | WEEKDAY | #N/A | 1987-08-18 | 18:00 | 30 | 86 |  |  | 1994-08-18 | 18:00 | 24.4 | 75.92 |  |  | 1995-08-18 | 18:00 | 30 | 86 | [5 empty] | 28.3 | 82.94 |  |  |  | 21.6 | 70.88 |  |  |  |  | 20.6 | 69.08 |  |  |  |  | 23.3 | 73.94 | [5 empty] | 19.4 | 66.92 |  |  |  | 28.3 | 82.94 |  |  |  |  | 24.4 | 75.92 |  |  |  |  | 23.9 | 75.02
1998-08-18 | 19:00 | 25 | 77 | WEEKDAY | #N/A | 1987-08-18 | 19:00 | 29.4 | 84.92 |  |  | 1994-08-18 | 19:00 | 23.8 | 74.84 |  |  | 1995-08-18 | 19:00 | 25.6 | 78.08 | [5 empty] | 26.7 | 80.06 |  |  |  | 21.1 | 69.98 |  |  |  |  | 19.4 | 66.92 |  |  |  |  | 22.2 | 71.96 | [5 empty] | 18.3 | 64.94 |  |  |  | 26.1 | 78.98 |  |  |  |  | 23.9 | 75.02 |  |  |  |  | 22.2 | 71.96
1998-08-18 | 20:00 | 23.3 | 73.94 | WEEKDAY | #N/A | 1987-08-18 | 20:00 | 28.3 | 82.94 |  |  | 1994-08-18 | 20:00 | 23.3 | 73.94 |  |  | 1995-08-18 | 20:00 | 26.1 | 78.98 | [5 empty] | 26.1 | 78.98 |  |  |  | 21.1 | 69.98 |  |  |  |  | 18.3 | 64.94 |  |  |  |  | 21.1 | 69.98 | [5 empty] | 17.8 | 64.04 |  |  |  | 23.9 | 75.02 |  |  |  |  | 23.9 | 75.02 |  |  |  |  | 17.8 | 64.04
1998-08-18 | 21:00 | 22.8 | 73.04 | WEEKDAY | #N/A | 1987-08-18 | 21:00 | 27.2 | 80.96 |  |  | 1994-08-18 | 21:00 | 21.6 | 70.88 |  |  | 1995-08-18 | 21:00 | 25 | 77 | [5 empty] | 26.1 | 78.98 |  |  |  | 20.5 | 68.9 |  |  |  |  | 17.8 | 64.04 |  |  |  |  | 20 | 68 | [5 empty] | 15.6 | 60.08 |  |  |  | 22.8 | 73.04 |  |  |  |  | 22.8 | 73.04 |  |  |  |  | 16.7 | 62.06
1998-08-18 | 22:00 | 22.8 | 73.04 | WEEKDAY | #N/A | 1987-08-18 | 22:00 | 26.7 | 80.06 |  |  | 1994-08-18 | 22:00 | 20.5 | 68.9 |  |  | 1995-08-18 | 22:00 | 23.9 | 75.02 | [5 empty] | 25.6 | 78.08 |  |  |  | 20.5 | 68.9 |  |  |  |  | 16.7 | 62.06 |  |  |  |  | 18.9 | 66.02 | [5 empty] | 13.9 | 57.02 |  |  |  | 21.7 | 71.06 |  |  |  |  | 22.8 | 73.04 |  |  |  |  | 15.6 | 60.08
1998-08-18 | 23:00 | 20.6 | 69.08 | WEEKDAY | #N/A | 1987-08-18 | 23:00 | 25.6 | 78.08 |  |  | 1994-08-18 | 23:00 | 20.5 | 68.9 |  |  | 1995-08-18 | 23:00 | 23.3 | 73.94 | [5 empty] | 25 | 77 |  |  |  | 20.5 | 68.9 |  |  |  |  | 16.1 | 60.98 |  |  |  |  | 18.3 | 64.94 | [5 empty] | 15.6 | 60.08 |  |  |  | 21.7 | 71.06 |  |  |  |  | 22.2 | 71.96 |  |  |  |  | 15 | 59
1998-08-18 | 24:00 | 19.4 | 66.92 | WEEKDAY | #N/A | 1987-08-18 | 24:00 | 24.4 | 75.92 |  |  | 1994-08-18 | 24:00 | 20 | 68 |  |  | 1995-08-18 | 24:00 | 22.8 | 73.04 | [5 empty] | 24.4 | 75.92 |  |  |  | 20.5 | 68.9 |  |  |  |  | 15.6 | 60.08 |  |  |  |  | 16.7 | 62.06 | [5 empty] | 15.6 | 60.08 |  |  |  | 21.1 | 69.98 |  |  |  |  | 18.9 | 66.02 |  |  |  |  | 15 | 59
1998-08-19 | 1:00 | 19.4 | 66.92 | WEEKDAY | #N/A | 1987-08-19 | 1:00 | 23.9 | 75.02 |  |  | 1994-08-19 | 1:00 | 20 | 68 |  |  | 1995-08-19 | 1:00 | 21.7 | 71.06 | [5 empty] | 23.9 | 75.02 |  |  |  | 20.5 | 68.9 |  |  |  |  | 15 | 59 |  |  |  |  | 15 | 59 | [5 empty] | 15.6 | 60.08 |  |  |  | 21.7 | 71.06 |  |  |  |  | 17.8 | 64.04 |  |  |  |  | 14.4 | 57.92
1998-08-19 | 2:00 | 17.8 | 64.04 | WEEKDAY | #N/A | 1987-08-19 | 2:00 | 23.3 | 73.94 |  |  | 1994-08-19 | 2:00 | 19.4 | 66.92 |  |  | 1995-08-19 | 2:00 | 21.7 | 71.06 | [5 empty] | 24.4 | 75.92 |  |  |  | 20.5 | 68.9 |  |  |  |  | 15.6 | 60.08 |  |  |  |  | 13.3 | 55.94 | [5 empty] | 15 | 59 |  |  |  | 20 | 68 |  |  |  |  | 17.8 | 64.04 |  |  |  |  | 13.3 | 55.94
1998-08-19 | 3:00 | 17.2 | 62.96 | WEEKDAY | #N/A | 1987-08-19 | 3:00 | 22.8 | 73.04 |  |  | 1994-08-19 | 3:00 | 19.4 | 66.92 |  |  | 1995-08-19 | 3:00 | 20.6 | 69.08 | [5 empty] | 24.4 | 75.92 |  |  |  | 20.5 | 68.9 |  |  |  |  | 16.1 | 60.98 |  |  |  |  | 12.8 | 55.04 | [5 empty] | 14.4 | 57.92 |  |  |  | 20.6 | 69.08 |  |  |  |  | 17.8 | 64.04 |  |  |  |  | 12.8 | 55.04
1998-08-19 | 4:00 | 16.7 | 62.06 | WEEKDAY | #N/A | 1987-08-19 | 4:00 | 22.2 | 71.96 |  |  | 1994-08-19 | 4:00 | 19.4 | 66.92 |  |  | 1995-08-19 | 4:00 | 20 | 68 | [5 empty] | 23.9 | 75.02 |  |  |  | 20.5 | 68.9 |  |  |  |  | 15.6 | 60.08 |  |  |  |  | 12.8 | 55.04 | [5 empty] | 13.3 | 55.94 |  |  |  | 20.6 | 69.08 |  |  |  |  | 17.8 | 64.04 |  |  |  |  | 12.8 | 55.04
1998-08-19 | 5:00 | 16.1 | 60.98 | WEEKDAY | #N/A | 1987-08-19 | 5:00 | 21.1 | 69.98 |  |  | 1994-08-19 | 5:00 | 19.4 | 66.92 |  |  | 1995-08-19 | 5:00 | 19.4 | 66.92 | [5 empty] | 23.3 | 73.94 |  |  |  | 20.5 | 68.9 |  |  |  |  | 16.1 | 60.98 |  |  |  |  | 14.4 | 57.92 | [5 empty] | 13.3 | 55.94 |  |  |  | 20.6 | 69.08 |  |  |  |  | 17.8 | 64.04 |  |  |  |  | 12.8 | 55.04
1998-08-19 | 6:00 | 16.1 | 60.98 | WEEKDAY | #N/A | 1987-08-19 | 6:00 | 22.2 | 71.96 |  |  | 1994-08-19 | 6:00 | 19.4 | 66.92 |  |  | 1995-08-19 | 6:00 | 20 | 68 | [5 empty] | 23.3 | 73.94 |  |  |  | 20.5 | 68.9 |  |  |  |  | 16.1 | 60.98 |  |  |  |  | 15.6 | 60.08 | [5 empty] | 13.3 | 55.94 |  |  |  | 18.9 | 66.02 |  |  |  |  | 17.2 | 62.96 |  |  |  |  | 15.6 | 60.08
1998-08-19 | 7:00 | 16.7 | 62.06 | WEEKDAY | #N/A | 1987-08-19 | 7:00 | 23.3 | 73.94 |  |  | 1994-08-19 | 7:00 | 20 | 68 |  |  | 1995-08-19 | 7:00 | 21.1 | 69.98 | [5 empty] | 25 | 77 |  |  |  | 20.5 | 68.9 |  |  |  |  | 17.2 | 62.96 |  |  |  |  | 16.1 | 60.98 | [5 empty] | 15.6 | 60.08 |  |  |  | 18.9 | 66.02 |  |  |  |  | 17.2 | 62.96 |  |  |  |  | 17.2 | 62.96
1998-08-19 | 8:00 | 16.7 | 62.06 | WEEKDAY | #N/A | 1987-08-19 | 8:00 | 23.9 | 75.02 |  |  | 1994-08-19 | 8:00 | 20.5 | 68.9 |  |  | 1995-08-19 | 8:00 | 22.2 | 71.96 | [5 empty] | 26.1 | 78.98 |  |  |  | 20.5 | 68.9 |  |  |  |  | 18.3 | 64.94 |  |  |  |  | 20.6 | 69.08 | [5 empty] | 16.7 | 62.06 |  |  |  | 20 | 68 |  |  |  |  | 17.2 | 62.96 |  |  |  |  | 20.6 | 69.08
1998-08-19 | 9:00 | 17.8 | 64.04 | WEEKDAY | #N/A | 1987-08-19 | 9:00 | 25.6 | 78.08 |  |  | 1994-08-19 | 9:00 | 20.5 | 68.9 |  |  | 1995-08-19 | 9:00 | 22.8 | 73.04 | [5 empty] | 27.2 | 80.96 |  |  |  | 21.1 | 69.98 |  |  |  |  | 19.4 | 66.92 |  |  |  |  | 20 | 68 | [5 empty] | 17.8 | 64.04 |  |  |  | 21.1 | 69.98 |  |  |  |  | 15.6 | 60.08 |  |  |  |  | 23.9 | 75.02
1998-08-19 | 10:00 | 18.3 | 64.94 | WEEKDAY | #N/A | 1987-08-19 | 10:00 | 27.2 | 80.96 |  |  | 1994-08-19 | 10:00 | 20 | 68 |  |  | 1995-08-19 | 10:00 | 24.4 | 75.92 | [5 empty] | 28.9 | 84.02 |  |  |  | 21.6 | 70.88 |  |  |  |  | 20.6 | 69.08 |  |  |  |  | 21.1 | 69.98 | [5 empty] | 18.9 | 66.02 |  |  |  | 22.2 | 71.96 |  |  |  |  | 15.6 | 60.08 |  |  |  |  | 22.2 | 71.96
1998-08-19 | 11:00 | 19.4 | 66.92 | WEEKDAY | #N/A | 1987-08-19 | 11:00 | 28.3 | 82.94 |  |  | 1994-08-19 | 11:00 | 20.5 | 68.9 |  |  | 1995-08-19 | 11:00 | 26.1 | 78.98 | [5 empty] | 30.6 | 87.08 |  |  |  | 22.2 | 71.96 |  |  |  |  | 22.2 | 71.96 |  |  |  |  | 22.8 | 73.04 | [5 empty] | 18.9 | 66.02 |  |  |  | 23.3 | 73.94 |  |  |  |  | 16.1 | 60.98 |  |  |  |  | 23.9 | 75.02
1998-08-19 | 12:00 | 20.6 | 69.08 | WEEKDAY | #N/A | 1987-08-19 | 12:00 | 29.4 | 84.92 |  |  | 1994-08-19 | 12:00 | 21.1 | 69.98 |  |  | 1995-08-19 | 12:00 | 27.2 | 80.96 | [5 empty] | 31.1 | 87.98 |  |  |  | 23.3 | 73.94 |  |  |  |  | 24.4 | 75.92 |  |  |  |  | 23.3 | 73.94 | [5 empty] | 20 | 68 |  |  |  | 23.9 | 75.02 |  |  |  |  | 16.1 | 60.98 |  |  |  |  | 26.7 | 80.06
1998-08-19 | 13:00 | 21.1 | 69.98 | WEEKDAY | #N/A | 1987-08-19 | 13:00 | 30 | 86 |  |  | 1994-08-19 | 13:00 | 21.6 | 70.88 |  |  | 1995-08-19 | 13:00 | 27.2 | 80.96 | [5 empty] | 32.2 | 89.96 |  |  |  | 23.8 | 74.84 |  |  |  |  | 23.3 | 73.94 |  |  |  |  | 24.4 | 75.92 | [5 empty] | 20 | 68 |  |  |  | 23.9 | 75.02 |  |  |  |  | 16.1 | 60.98 |  |  |  |  | 27.2 | 80.96
1998-08-19 | 14:00 | 21.7 | 71.06 | WEEKDAY | #N/A | 1987-08-19 | 14:00 | 30.6 | 87.08 |  |  | 1994-08-19 | 14:00 | 21.6 | 70.88 |  |  | 1995-08-19 | 14:00 | 28.3 | 82.94 | [5 empty] | 32.2 | 89.96 |  |  |  | 23.3 | 73.94 |  |  |  |  | 26.1 | 78.98 |  |  |  |  | 25 | 77 | [5 empty] | 21.1 | 69.98 |  |  |  | 23.9 | 75.02 |  |  |  |  | 16.7 | 62.06 |  |  |  |  | 28.9 | 84.02
1998-08-19 | 15:00 | 22.2 | 71.96 | WEEKDAY | #N/A | 1987-08-19 | 15:00 | 31.1 | 87.98 |  |  | 1994-08-19 | 15:00 | 21.1 | 69.98 |  |  | 1995-08-19 | 15:00 | 28.9 | 84.02 | [5 empty] | 30.6 | 87.08 |  |  |  | 24.4 | 75.92 |  |  |  |  | 26.1 | 78.98 |  |  |  |  | 24.4 | 75.92 | [5 empty] | 20.6 | 69.08 |  |  |  | 23.3 | 73.94 |  |  |  |  | 16.7 | 62.06 |  |  |  |  | 30 | 86
1998-08-19 | 16:00 | 22.2 | 71.96 | WEEKDAY | #N/A | 1987-08-19 | 16:00 | 30.6 | 87.08 |  |  | 1994-08-19 | 16:00 | 21.1 | 69.98 |  |  | 1995-08-19 | 16:00 | 27.2 | 80.96 | [5 empty] | 31.1 | 87.98 |  |  |  | 25 | 77 |  |  |  |  | 26.1 | 78.98 |  |  |  |  | 24.4 | 75.92 | [5 empty] | 20 | 68 |  |  |  | 22.8 | 73.04 |  |  |  |  | 16.1 | 60.98 |  |  |  |  | 31.7 | 89.06
1998-08-19 | 17:00 | 22.2 | 71.96 | WEEKDAY | #N/A | 1987-08-19 | 17:00 | 30 | 86 |  |  | 1994-08-19 | 17:00 | 20 | 68 |  |  | 1995-08-19 | 17:00 | 25 | 77 | [5 empty] | 30 | 86 |  |  |  | 24.4 | 75.92 |  |  |  |  | 25.6 | 78.08 |  |  |  |  | 24.4 | 75.92 | [5 empty] | 17.8 | 64.04 |  |  |  | 22.2 | 71.96 |  |  |  |  | 17.2 | 62.96 |  |  |  |  | 31.7 | 89.06
1998-08-19 | 18:00 | 21.7 | 71.06 | WEEKDAY | #N/A | 1987-08-19 | 18:00 | 28.3 | 82.94 |  |  | 1994-08-19 | 18:00 | 20.5 | 68.9 |  |  | 1995-08-19 | 18:00 | 23.3 | 73.94 | [5 empty] | 27.8 | 82.04 |  |  |  | 23.8 | 74.84 |  |  |  |  | 24.4 | 75.92 |  |  |  |  | 23.9 | 75.02 | [5 empty] | 17.8 | 64.04 |  |  |  | 21.1 | 69.98 |  |  |  |  | 17.2 | 62.96 |  |  |  |  | 30 | 86
1998-08-19 | 19:00 | 21.1 | 69.98 | WEEKDAY | #N/A | 1987-08-19 | 19:00 | 27.2 | 80.96 |  |  | 1994-08-19 | 19:00 | 19.8 | 67.64 |  |  | 1995-08-19 | 19:00 | 22.2 | 71.96 | [5 empty] | 26.1 | 78.98 |  |  |  | 22.2 | 71.96 |  |  |  |  | 23.3 | 73.94 |  |  |  |  | 22.8 | 73.04 | [5 empty] | 16.7 | 62.06 |  |  |  | 20.6 | 69.08 |  |  |  |  | 17.2 | 62.96 |  |  |  |  | 25.6 | 78.08
1998-08-19 | 20:00 | 20.6 | 69.08 | WEEKDAY | #N/A | 1987-08-19 | 20:00 | 26.1 | 78.98 |  |  | 1994-08-19 | 20:00 | 19.4 | 66.92 |  |  | 1995-08-19 | 20:00 | 22.2 | 71.96 | [5 empty] | 25 | 77 |  |  |  | 21.6 | 70.88 |  |  |  |  | 21.1 | 69.98 |  |  |  |  | 21.1 | 69.98 | [5 empty] | 13.9 | 57.02 |  |  |  | 20 | 68 |  |  |  |  | 17.2 | 62.96 |  |  |  |  | 25 | 77
1998-08-19 | 21:00 | 20 | 68 | WEEKDAY | #N/A | 1987-08-19 | 21:00 | 26.1 | 78.98 |  |  | 1994-08-19 | 21:00 | 19.4 | 66.92 |  |  | 1995-08-19 | 21:00 | 21.1 | 69.98 | [5 empty] | 25 | 77 |  |  |  | 21.1 | 69.98 |  |  |  |  | 20.6 | 69.08 |  |  |  |  | 21.1 | 69.98 | [5 empty] | 13.3 | 55.94 |  |  |  | 18.9 | 66.02 |  |  |  |  | 16.7 | 62.06 |  |  |  |  | 26.1 | 78.98
1998-08-19 | 22:00 | 20 | 68 | WEEKDAY | #N/A | 1987-08-19 | 22:00 | 26.1 | 78.98 |  |  | 1994-08-19 | 22:00 | 18.8 | 65.84 |  |  | 1995-08-19 | 22:00 | 20 | 68 | [5 empty] | 24.4 | 75.92 |  |  |  | 20 | 68 |  |  |  |  | 20 | 68 |  |  |  |  | 21.1 | 69.98 | [5 empty] | 13.9 | 57.02 |  |  |  | 18.9 | 66.02 |  |  |  |  | 16.7 | 62.06 |  |  |  |  | 21.1 | 69.98
1998-08-19 | 23:00 | 19.4 | 66.92 | WEEKDAY | #N/A | 1987-08-19 | 23:00 | 25.6 | 78.08 |  |  | 1994-08-19 | 23:00 | 18.8 | 65.84 |  |  | 1995-08-19 | 23:00 | 19.4 | 66.92 | [5 empty] | 23.9 | 75.02 |  |  |  | 20.5 | 68.9 |  |  |  |  | 18.3 | 64.94 |  |  |  |  | 21.1 | 69.98 | [5 empty] | 12.8 | 55.04 |  |  |  | 18.9 | 66.02 |  |  |  |  | 16.7 | 62.06 |  |  |  |  | 20.6 | 69.08
1998-08-19 | 24:00 | 18.9 | 66.02 | WEEKDAY | #N/A | 1987-08-19 | 24:00 | 22.8 | 73.04 |  |  | 1994-08-19 | 24:00 | 18.8 | 65.84 |  |  | 1995-08-19 | 24:00 | 18.3 | 64.94 | [5 empty] | 24.4 | 75.92 |  |  |  | 20.7 | 69.26 |  |  |  |  | 17.8 | 64.04 |  |  |  |  | 20.6 | 69.08 | [5 empty] | 11.7 | 53.06 |  |  |  | 17.8 | 64.04 |  |  |  |  | 16.1 | 60.98 |  |  |  |  | 20 | 68
1998-08-20 | 1:00 | 18.9 | 66.02 | WEEKDAY | #N/A | 1987-08-20 | 1:00 | 22.2 | 71.96 |  |  | 1994-08-20 | 1:00 | 18.8 | 65.84 |  |  | 1995-08-20 | 1:00 | 17.2 | 62.96 | [5 empty] | 24.4 | 75.92 |  |  |  | 21.1 | 69.98 |  |  |  |  | 17.2 | 62.96 |  |  |  |  | 20.6 | 69.08 | [5 empty] | 11.7 | 53.06 |  |  |  | 17.8 | 64.04 |  |  |  |  | 16.1 | 60.98 |  |  |  |  | 19.4 | 66.92
1998-08-20 | 2:00 | 18.3 | 64.94 | WEEKDAY | #N/A | 1987-08-20 | 2:00 | 21.7 | 71.06 |  |  | 1994-08-20 | 2:00 | 18.3 | 64.94 |  |  | 1995-08-20 | 2:00 | 16.1 | 60.98 | [5 empty] | 24.4 | 75.92 |  |  |  | 19.4 | 66.92 |  |  |  |  | 16.7 | 62.06 |  |  |  |  | 20 | 68 | [5 empty] | 11.1 | 51.98 |  |  |  | 17.2 | 62.96 |  |  |  |  | 15.6 | 60.08 |  |  |  |  | 19.4 | 66.92
1998-08-20 | 3:00 | 17.8 | 64.04 | WEEKDAY | #N/A | 1987-08-20 | 3:00 | 21.7 | 71.06 |  |  | 1994-08-20 | 3:00 | 17.7 | 63.86 |  |  | 1995-08-20 | 3:00 | 15.6 | 60.08 | [5 empty] | 24.4 | 75.92 |  |  |  | 18.8 | 65.84 |  |  |  |  | 16.1 | 60.98 |  |  |  |  | 18.9 | 66.02 | [5 empty] | 9.4 | 48.92 |  |  |  | 15 | 59 |  |  |  |  | 15.6 | 60.08 |  |  |  |  | 18.9 | 66.02
1998-08-20 | 4:00 | 17.8 | 64.04 | WEEKDAY | #N/A | 1987-08-20 | 4:00 | 21.7 | 71.06 |  |  | 1994-08-20 | 4:00 | 17.2 | 62.96 |  |  | 1995-08-20 | 4:00 | 16.1 | 60.98 | [5 empty] | 24.4 | 75.92 |  |  |  | 18.3 | 64.94 |  |  |  |  | 16.1 | 60.98 |  |  |  |  | 18.3 | 64.94 | [5 empty] | 9.4 | 48.92 |  |  |  | 15 | 59 |  |  |  |  | 15.6 | 60.08 |  |  |  |  | 18.9 | 66.02
1998-08-20 | 5:00 | 17.2 | 62.96 | WEEKDAY | #N/A | 1987-08-20 | 5:00 | 21.7 | 71.06 |  |  | 1994-08-20 | 5:00 | 17.7 | 63.86 |  |  | 1995-08-20 | 5:00 | 15.6 | 60.08 | [5 empty] | 22.8 | 73.04 |  |  |  | 17.7 | 63.86 |  |  |  |  | 15.6 | 60.08 |  |  |  |  | 18.3 | 64.94 | [5 empty] | 9.4 | 48.92 |  |  |  | 14.4 | 57.92 |  |  |  |  | 15.6 | 60.08 |  |  |  |  | 18.9 | 66.02
1998-08-20 | 6:00 | 16.7 | 62.06 | WEEKDAY | #N/A | 1987-08-20 | 6:00 | 21.7 | 71.06 |  |  | 1994-08-20 | 6:00 | 18.8 | 65.84 |  |  | 1995-08-20 | 6:00 | 16.1 | 60.98 | [5 empty] | 22.8 | 73.04 |  |  |  | 17.7 | 63.86 |  |  |  |  | 15.6 | 60.08 |  |  |  |  | 17.8 | 64.04 | [5 empty] | 10 | 50 |  |  |  | 15 | 59 |  |  |  |  | 16.1 | 60.98 |  |  |  |  | 20 | 68
1998-08-20 | 7:00 | 17.8 | 64.04 | WEEKDAY | #N/A | 1987-08-20 | 7:00 | 22.8 | 73.04 |  |  | 1994-08-20 | 7:00 | 20 | 68 |  |  | 1995-08-20 | 7:00 | 17.8 | 64.04 | [5 empty] | 19.4 | 66.92 |  |  |  | 20 | 68 |  |  |  |  | 16.7 | 62.06 |  |  |  |  | 18.3 | 64.94 | [5 empty] | 12.2 | 53.96 |  |  |  | 15.6 | 60.08 |  |  |  |  | 16.1 | 60.98 |  |  |  |  | 18.9 | 66.02
1998-08-20 | 8:00 | 19.4 | 66.92 | WEEKDAY | #N/A | 1987-08-20 | 8:00 | 24.4 | 75.92 |  |  | 1994-08-20 | 8:00 | 20 | 68 |  |  | 1995-08-20 | 8:00 | 19.4 | 66.92 | [5 empty] | 20 | 68 |  |  |  | 21.6 | 70.88 |  |  |  |  | 17.2 | 62.96 |  |  |  |  | 19.4 | 66.92 | [5 empty] | 13.9 | 57.02 |  |  |  | 16.7 | 62.06 |  |  |  |  | 16.1 | 60.98 |  |  |  |  | 19.4 | 66.92
1998-08-20 | 9:00 | 20.6 | 69.08 | WEEKDAY | #N/A | 1987-08-20 | 9:00 | 25.6 | 78.08 |  |  | 1994-08-20 | 9:00 | 19.4 | 66.92 |  |  | 1995-08-20 | 9:00 | 21.7 | 71.06 | [5 empty] | 20.6 | 69.08 |  |  |  | 23.3 | 73.94 |  |  |  |  | 19.4 | 66.92 |  |  |  |  | 20.6 | 69.08 | [5 empty] | 14.4 | 57.92 |  |  |  | 19.4 | 66.92 |  |  |  |  | 16.7 | 62.06 |  |  |  |  | 20 | 68
1998-08-20 | 10:00 | 21.7 | 71.06 | WEEKDAY | #N/A | 1987-08-20 | 10:00 | 26.1 | 78.98 |  |  | 1994-08-20 | 10:00 | 25 | 77 |  |  | 1995-08-20 | 10:00 | 23.9 | 75.02 | [5 empty] | 20.6 | 69.08 |  |  |  | 25.5 | 77.9 |  |  |  |  | 22.8 | 73.04 |  |  |  |  | 21.7 | 71.06 | [5 empty] | 15 | 59 |  |  |  | 20.6 | 69.08 |  |  |  |  | 16.7 | 62.06 |  |  |  |  | 20.6 | 69.08
1998-08-20 | 11:00 | 22.2 | 71.96 | WEEKDAY | #N/A | 1987-08-20 | 11:00 | 26.7 | 80.06 |  |  | 1994-08-20 | 11:00 | 25.5 | 77.9 |  |  | 1995-08-20 | 11:00 | 26.1 | 78.98 | [5 empty] | 23.3 | 73.94 |  |  |  | 27.2 | 80.96 |  |  |  |  | 22.8 | 73.04 |  |  |  |  | 22.8 | 73.04 | [5 empty] | 16.1 | 60.98 |  |  |  | 20.6 | 69.08 |  |  |  |  | 16.7 | 62.06 |  |  |  |  | 21.1 | 69.98
1998-08-20 | 12:00 | 22.2 | 71.96 | WEEKDAY | #N/A | 1987-08-20 | 12:00 | 27.8 | 82.04 |  |  | 1994-08-20 | 12:00 | 26.1 | 78.98 |  |  | 1995-08-20 | 12:00 | 26.7 | 80.06 | [5 empty] | 23.3 | 73.94 |  |  |  | 28.3 | 82.94 |  |  |  |  | 20.6 | 69.08 |  |  |  |  | 23.9 | 75.02 | [5 empty] | 15.6 | 60.08 |  |  |  | 21.1 | 69.98 |  |  |  |  | 16.7 | 62.06 |  |  |  |  | 21.1 | 69.98
1998-08-20 | 13:00 | 24.4 | 75.92 | WEEKDAY | #N/A | 1987-08-20 | 13:00 | 28.9 | 84.02 |  |  | 1994-08-20 | 13:00 | 27.7 | 81.86 |  |  | 1995-08-20 | 13:00 | 27.8 | 82.04 | [5 empty] | 24.4 | 75.92 |  |  |  | 29.4 | 84.92 |  |  |  |  | 21.7 | 71.06 |  |  |  |  | 24.4 | 75.92 | [5 empty] | 17.8 | 64.04 |  |  |  | 22.8 | 73.04 |  |  |  |  | 16.7 | 62.06 |  |  |  |  | 22.2 | 71.96
1998-08-20 | 14:00 | 25 | 77 | WEEKDAY | #N/A | 1987-08-20 | 14:00 | 28.3 | 82.94 |  |  | 1994-08-20 | 14:00 | 26.1 | 78.98 |  |  | 1995-08-20 | 14:00 | 28.9 | 84.02 | [5 empty] | 25.6 | 78.08 |  |  |  | 29.4 | 84.92 |  |  |  |  | 22.8 | 73.04 |  |  |  |  | 25.6 | 78.08 | [5 empty] | 17.2 | 62.96 |  |  |  | 22.2 | 71.96 |  |  |  |  | 16.1 | 60.98 |  |  |  |  | 22.2 | 71.96
1998-08-20 | 15:00 | 25.6 | 78.08 | WEEKDAY | #N/A | 1987-08-20 | 15:00 | 28.9 | 84.02 |  |  | 1994-08-20 | 15:00 | 26.1 | 78.98 |  |  | 1995-08-20 | 15:00 | 27.8 | 82.04 | [5 empty] | 26.1 | 78.98 |  |  |  | 29.4 | 84.92 |  |  |  |  | 23.3 | 73.94 |  |  |  |  | 26.1 | 78.98 | [5 empty] | 17.8 | 64.04 |  |  |  | 20.6 | 69.08 |  |  |  |  | 15.6 | 60.08 |  |  |  |  | 23.3 | 73.94
1998-08-20 | 16:00 | 25.6 | 78.08 | WEEKDAY | #N/A | 1987-08-20 | 16:00 | 27.8 | 82.04 |  |  | 1994-08-20 | 16:00 | 25.5 | 77.9 |  |  | 1995-08-20 | 16:00 | 25.6 | 78.08 | [5 empty] | 25 | 77 |  |  |  | 28.3 | 82.94 |  |  |  |  | 22.8 | 73.04 |  |  |  |  | 26.1 | 78.98 | [5 empty] | 17.2 | 62.96 |  |  |  | 20.6 | 69.08 |  |  |  |  | 16.1 | 60.98 |  |  |  |  | 22.8 | 73.04
1998-08-20 | 17:00 | 26.1 | 78.98 | WEEKDAY | #N/A | 1987-08-20 | 17:00 | 27.2 | 80.96 |  |  | 1994-08-20 | 17:00 | 25 | 77 |  |  | 1995-08-20 | 17:00 | 25 | 77 | [5 empty] | 24.4 | 75.92 |  |  |  | 28.8 | 83.84 |  |  |  |  | 21.7 | 71.06 |  |  |  |  | 25.6 | 78.08 | [5 empty] | 17.8 | 64.04 |  |  |  | 20.6 | 69.08 |  |  |  |  | 16.1 | 60.98 |  |  |  |  | 21.7 | 71.06
1998-08-20 | 18:00 | 25 | 77 | WEEKDAY | #N/A | 1987-08-20 | 18:00 | 26.7 | 80.06 |  |  | 1994-08-20 | 18:00 | 24.4 | 75.92 |  |  | 1995-08-20 | 18:00 | 23.3 | 73.94 | [5 empty] | 24.4 | 75.92 |  |  |  | 27.2 | 80.96 |  |  |  |  | 20.6 | 69.08 |  |  |  |  | 23.3 | 73.94 | [5 empty] | 16.7 | 62.06 |  |  |  | 20 | 68 |  |  |  |  | 15.6 | 60.08 |  |  |  |  | 21.1 | 69.98
1998-08-20 | 19:00 | 25 | 77 | WEEKDAY | #N/A | 1987-08-20 | 19:00 | 26.1 | 78.98 |  |  | 1994-08-20 | 19:00 | 22.7 | 72.86 |  |  | 1995-08-20 | 19:00 | 22.2 | 71.96 | [5 empty] | 22.2 | 71.96 |  |  |  | 25.5 | 77.9 |  |  |  |  | 19.4 | 66.92 |  |  |  |  | 22.2 | 71.96 | [5 empty] | 15 | 59 |  |  |  | 19.4 | 66.92 |  |  |  |  | 15.6 | 60.08 |  |  |  |  | 19.4 | 66.92
1998-08-20 | 20:00 | 22.8 | 73.04 | WEEKDAY | #N/A | 1987-08-20 | 20:00 | 25 | 77 |  |  | 1994-08-20 | 20:00 | 21.6 | 70.88 |  |  | 1995-08-20 | 20:00 | 21.7 | 71.06 | [5 empty] | 21.7 | 71.06 |  |  |  | 23.8 | 74.84 |  |  |  |  | 17.8 | 64.04 |  |  |  |  | 21.1 | 69.98 | [5 empty] | 13.3 | 55.94 |  |  |  | 18.9 | 66.02 |  |  |  |  | 15.6 | 60.08 |  |  |  |  | 16.1 | 60.98
1998-08-20 | 21:00 | 22.2 | 71.96 | WEEKDAY | #N/A | 1987-08-20 | 21:00 | 23.9 | 75.02 |  |  | 1994-08-20 | 21:00 | 21.1 | 69.98 |  |  | 1995-08-20 | 21:00 | 21.1 | 69.98 | [5 empty] | 20.6 | 69.08 |  |  |  | 22.7 | 72.86 |  |  |  |  | 16.1 | 60.98 |  |  |  |  | 17.8 | 64.04 | [5 empty] | 12.2 | 53.96 |  |  |  | 18.9 | 66.02 |  |  |  |  | 15.6 | 60.08 |  |  |  |  | 13.9 | 57.02
1998-08-20 | 22:00 | 21.7 | 71.06 | WEEKDAY | #N/A | 1987-08-20 | 22:00 | 22.8 | 73.04 |  |  | 1994-08-20 | 22:00 | 20.5 | 68.9 |  |  | 1995-08-20 | 22:00 | 21.1 | 69.98 | [5 empty] | 20 | 68 |  |  |  | 22.7 | 72.86 |  |  |  |  | 15.6 | 60.08 |  |  |  |  | 17.2 | 62.96 | [5 empty] | 11.7 | 53.06 |  |  |  | 18.3 | 64.94 |  |  |  |  | 15 | 59 |  |  |  |  | 12.8 | 55.04
1998-08-20 | 23:00 | 21.1 | 69.98 | WEEKDAY | #N/A | 1987-08-20 | 23:00 | 22.8 | 73.04 |  |  | 1994-08-20 | 23:00 | 20.5 | 68.9 |  |  | 1995-08-20 | 23:00 | 21.7 | 71.06 | [5 empty] | 19.4 | 66.92 |  |  |  | 22.2 | 71.96 |  |  |  |  | 15 | 59 |  |  |  |  | 17.8 | 64.04 | [5 empty] | 11.1 | 51.98 |  |  |  | 18.3 | 64.94 |  |  |  |  | 15.6 | 60.08 |  |  |  |  | 12.2 | 53.96
1998-08-20 | 24:00 | 21.1 | 69.98 | WEEKDAY | #N/A | 1987-08-20 | 24:00 | 22.2 | 71.96 |  |  | 1994-08-20 | 24:00 | 21.1 | 69.98 |  |  | 1995-08-20 | 24:00 | 21.1 | 69.98 | [5 empty] | 18.9 | 66.02 |  |  |  | 22.7 | 72.86 |  |  |  |  | 14.4 | 57.92 |  |  |  |  | 15.6 | 60.08 | [5 empty] | 10.6 | 51.08 |  |  |  | 17.2 | 62.96 |  |  |  |  | 15.6 | 60.08 |  |  |  |  | 11.7 | 53.06
1998-08-21 | 1:00 | 20.6 | 69.08 | WEEKDAY | #N/A | 1987-08-21 | 1:00 | 21.7 | 71.06 |  |  | 1994-08-21 | 1:00 | 20 | 68 |  |  | 1995-08-21 | 1:00 | 21.1 | 69.98 | [5 empty] | 18.9 | 66.02 |  |  |  | 21.6 | 70.88 |  |  |  |  | 15 | 59 |  |  |  |  | 16.1 | 60.98 | [5 empty] | 10.6 | 51.08 |  |  |  | 16.7 | 62.06 |  |  |  |  | 15.6 | 60.08 |  |  |  |  | 11.1 | 51.98
1998-08-21 | 2:00 | 21.1 | 69.98 | WEEKDAY | #N/A | 1987-08-21 | 2:00 | 20.6 | 69.08 |  |  | 1994-08-21 | 2:00 | 19.4 | 66.92 |  |  | 1995-08-21 | 2:00 | 20.6 | 69.08 | [5 empty] | 18.9 | 66.02 |  |  |  | 21.1 | 69.98 |  |  |  |  | 14.4 | 57.92 |  |  |  |  | 16.1 | 60.98 | [5 empty] | 9.4 | 48.92 |  |  |  | 15.6 | 60.08 |  |  |  |  | 15.6 | 60.08 |  |  |  |  | 12.8 | 55.04
1998-08-21 | 3:00 | 21.1 | 69.98 | WEEKDAY | #N/A | 1987-08-21 | 3:00 | 20.6 | 69.08 |  |  | 1994-08-21 | 3:00 | 20.5 | 68.9 |  |  | 1995-08-21 | 3:00 | 20.6 | 69.08 | [5 empty] | 18.3 | 64.94 |  |  |  | 21.1 | 69.98 |  |  |  |  | 14.4 | 57.92 |  |  |  |  | 16.1 | 60.98 | [5 empty] | 9.4 | 48.92 |  |  |  | 15.6 | 60.08 |  |  |  |  | 15 | 59 |  |  |  |  | 10 | 50
1998-08-21 | 4:00 | 20.6 | 69.08 | WEEKDAY | #N/A | 1987-08-21 | 4:00 | 20 | 68 |  |  | 1994-08-21 | 4:00 | 20 | 68 |  |  | 1995-08-21 | 4:00 | 20.6 | 69.08 | [5 empty] | 19.4 | 66.92 |  |  |  | 21.6 | 70.88 |  |  |  |  | 13.9 | 57.02 |  |  |  |  | 16.7 | 62.06 | [5 empty] | 9.4 | 48.92 |  |  |  | 15 | 59 |  |  |  |  | 15 | 59 |  |  |  |  | 9.4 | 48.92
1998-08-21 | 5:00 | 20.6 | 69.08 | WEEKDAY | #N/A | 1987-08-21 | 5:00 | 19.4 | 66.92 |  |  | 1994-08-21 | 5:00 | 20.5 | 68.9 |  |  | 1995-08-21 | 5:00 | 20.6 | 69.08 | [5 empty] | 18.3 | 64.94 |  |  |  | 21.6 | 70.88 |  |  |  |  | 13.9 | 57.02 |  |  |  |  | 16.1 | 60.98 | [5 empty] | 8.9 | 48.02 |  |  |  | 14.4 | 57.92 |  |  |  |  | 15 | 59 |  |  |  |  | 8.3 | 46.94
1998-08-21 | 6:00 | 20 | 68 | WEEKDAY | #N/A | 1987-08-21 | 6:00 | 19.4 | 66.92 |  |  | 1994-08-21 | 6:00 | 21.1 | 69.98 |  |  | 1995-08-21 | 6:00 | 20.6 | 69.08 | [5 empty] | 18.9 | 66.02 |  |  |  | 22.2 | 71.96 |  |  |  |  | 13.3 | 55.94 |  |  |  |  | 16.1 | 60.98 | [5 empty] | 10 | 50 |  |  |  | 14.4 | 57.92 |  |  |  |  | 15.6 | 60.08 |  |  |  |  | 10 | 50
1998-08-21 | 7:00 | 21.1 | 69.98 | WEEKDAY | #N/A | 1987-08-21 | 7:00 | 20 | 68 |  |  | 1994-08-21 | 7:00 | 21.6 | 70.88 |  |  | 1995-08-21 | 7:00 | 22.2 | 71.96 | [5 empty] | 21.1 | 69.98 |  |  |  | 22.7 | 72.86 |  |  |  |  | 15 | 59 |  |  |  |  | 17.2 | 62.96 | [5 empty] | 11.7 | 53.06 |  |  |  | 15.6 | 60.08 |  |  |  |  | 16.1 | 60.98 |  |  |  |  | 14.4 | 57.92
1998-08-21 | 8:00 | 21.7 | 71.06 | WEEKDAY | #N/A | 1987-08-21 | 8:00 | 23.3 | 73.94 |  |  | 1994-08-21 | 8:00 | 22.7 | 72.86 |  |  | 1995-08-21 | 8:00 | 23.3 | 73.94 | [5 empty] | 22.8 | 73.04 |  |  |  | 23.8 | 74.84 |  |  |  |  | 17.2 | 62.96 |  |  |  |  | 18.9 | 66.02 | [5 empty] | 15 | 59 |  |  |  | 16.7 | 62.06 |  |  |  |  | 16.7 | 62.06 |  |  |  |  | 16.7 | 62.06
1998-08-21 | 9:00 | 22.8 | 73.04 | WEEKDAY | #N/A | 1987-08-21 | 9:00 | 25 | 77 |  |  | 1994-08-21 | 9:00 | 24.4 | 75.92 |  |  | 1995-08-21 | 9:00 | 25.6 | 78.08 | [5 empty] | 23.9 | 75.02 |  |  |  | 24.4 | 75.92 |  |  |  |  | 18.3 | 64.94 |  |  |  |  | 20.6 | 69.08 | [5 empty] | 17.2 | 62.96 |  |  |  | 17.8 | 64.04 |  |  |  |  | 17.8 | 64.04 |  |  |  |  | 18.9 | 66.02
1998-08-21 | 10:00 | 23.9 | 75.02 | WEEKDAY | #N/A | 1987-08-21 | 10:00 | 25 | 77 |  |  | 1994-08-21 | 10:00 | 25 | 77 |  |  | 1995-08-21 | 10:00 | 27.8 | 82.04 | [5 empty] | 25 | 77 |  |  |  | 26.1 | 78.98 |  |  |  |  | 18.3 | 64.94 |  |  |  |  | 21.1 | 69.98 | [5 empty] | 18.9 | 66.02 |  |  |  | 18.3 | 64.94 |  |  |  |  | 18.3 | 64.94 |  |  |  |  | 19.4 | 66.92
1998-08-21 | 11:00 | 25 | 77 | WEEKDAY | #N/A | 1987-08-21 | 11:00 | 26.1 | 78.98 |  |  | 1994-08-21 | 11:00 | 25 | 77 |  |  | 1995-08-21 | 11:00 | 29.4 | 84.92 | [5 empty] | 26.1 | 78.98 |  |  |  | 27.7 | 81.86 |  |  |  |  | 18.9 | 66.02 |  |  |  |  | 22.8 | 73.04 | [5 empty] | 20 | 68 |  |  |  | 18.3 | 64.94 |  |  |  |  | 19.4 | 66.92 |  |  |  |  | 19.4 | 66.92
1998-08-21 | 12:00 | 26.1 | 78.98 | WEEKDAY | #N/A | 1987-08-21 | 12:00 | 26.7 | 80.06 |  |  | 1994-08-21 | 12:00 | 26.6 | 79.88 |  |  | 1995-08-21 | 12:00 | 31.1 | 87.98 | [5 empty] | 27.2 | 80.96 |  |  |  | 28.8 | 83.84 |  |  |  |  | 18.3 | 64.94 |  |  |  |  | 22.8 | 73.04 | [5 empty] | 20.6 | 69.08 |  |  |  | 19.4 | 66.92 |  |  |  |  | 21.1 | 69.98 |  |  |  |  | 21.7 | 71.06
1998-08-21 | 13:00 | 27.2 | 80.96 | WEEKDAY | #N/A | 1987-08-21 | 13:00 | 27.2 | 80.96 |  |  | 1994-08-21 | 13:00 | 26.6 | 79.88 |  |  | 1995-08-21 | 13:00 | 32.2 | 89.96 | [5 empty] | 26.7 | 80.06 |  |  |  | 28.8 | 83.84 |  |  |  |  | 17.8 | 64.04 |  |  |  |  | 23.3 | 73.94 | [5 empty] | 21.7 | 71.06 |  |  |  | 20.6 | 69.08 |  |  |  |  | 21.7 | 71.06 |  |  |  |  | 22.2 | 71.96
1998-08-21 | 14:00 | 28.9 | 84.02 | WEEKDAY | #N/A | 1987-08-21 | 14:00 | 28.3 | 82.94 |  |  | 1994-08-21 | 14:00 | 27.7 | 81.86 |  |  | 1995-08-21 | 14:00 | 31.7 | 89.06 | [5 empty] | 26.1 | 78.98 |  |  |  | 26.1 | 78.98 |  |  |  |  | 18.3 | 64.94 |  |  |  |  | 23.3 | 73.94 | [5 empty] | 21.7 | 71.06 |  |  |  | 19.4 | 66.92 |  |  |  |  | 20 | 68 |  |  |  |  | 23.9 | 75.02
1998-08-21 | 15:00 | 28.3 | 82.94 | WEEKDAY | #N/A | 1987-08-21 | 15:00 | 28.3 | 82.94 |  |  | 1994-08-21 | 15:00 | 26.6 | 79.88 |  |  | 1995-08-21 | 15:00 | 30.6 | 87.08 | [5 empty] | 26.1 | 78.98 |  |  |  | 24.4 | 75.92 |  |  |  |  | 18.3 | 64.94 |  |  |  |  | 22.8 | 73.04 | [5 empty] | 21.7 | 71.06 |  |  |  | 20.6 | 69.08 |  |  |  |  | 20.6 | 69.08 |  |  |  |  | 22.8 | 73.04
1998-08-21 | 16:00 | 28.9 | 84.02 | WEEKDAY | #N/A | 1987-08-21 | 16:00 | 28.3 | 82.94 |  |  | 1994-08-21 | 16:00 | 25.5 | 77.9 |  |  | 1995-08-21 | 16:00 | 29.4 | 84.92 | [5 empty] | 25.6 | 78.08 |  |  |  | 24.4 | 75.92 |  |  |  |  | 17.8 | 64.04 |  |  |  |  | 22.8 | 73.04 | [5 empty] | 21.1 | 69.98 |  |  |  | 20.6 | 69.08 |  |  |  |  | 19.4 | 66.92 |  |  |  |  | 23.3 | 73.94
1998-08-21 | 17:00 | 28.9 | 84.02 | WEEKDAY | #N/A | 1987-08-21 | 17:00 | 27.8 | 82.04 |  |  | 1994-08-21 | 17:00 | 25 | 77 |  |  | 1995-08-21 | 17:00 | 28.9 | 84.02 | [5 empty] | 25 | 77 |  |  |  | 21.6 | 70.88 |  |  |  |  | 17.2 | 62.96 |  |  |  |  | 22.2 | 71.96 | [5 empty] | 21.7 | 71.06 |  |  |  | 20.6 | 69.08 |  |  |  |  | 19.4 | 66.92 |  |  |  |  | 22.8 | 73.04
1998-08-21 | 18:00 | 28.3 | 82.94 | WEEKDAY | #N/A | 1987-08-21 | 18:00 | 27.2 | 80.96 |  |  | 1994-08-21 | 18:00 | 24.4 | 75.92 |  |  | 1995-08-21 | 18:00 | 28.3 | 82.94 | [5 empty] | 23.9 | 75.02 |  |  |  | 22.2 | 71.96 |  |  |  |  | 17.2 | 62.96 |  |  |  |  | 21.7 | 71.06 | [5 empty] | 20.6 | 69.08 |  |  |  | 20 | 68 |  |  |  |  | 19.4 | 66.92 |  |  |  |  | 22.8 | 73.04
1998-08-21 | 19:00 | 27.2 | 80.96 | WEEKDAY | #N/A | 1987-08-21 | 19:00 | 26.1 | 78.98 |  |  | 1994-08-21 | 19:00 | 22.7 | 72.86 |  |  | 1995-08-21 | 19:00 | 30.6 | 87.08 | [5 empty] | 22.8 | 73.04 |  |  |  | 22.2 | 71.96 |  |  |  |  | 16.1 | 60.98 |  |  |  |  | 20.6 | 69.08 | [5 empty] | 17.8 | 64.04 |  |  |  | 19.4 | 66.92 |  |  |  |  | 18.9 | 66.02 |  |  |  |  | 19.4 | 66.92
1998-08-21 | 20:00 | 26.7 | 80.06 | WEEKDAY | #N/A | 1987-08-21 | 20:00 | 26.1 | 78.98 |  |  | 1994-08-21 | 20:00 | 22.2 | 71.96 |  |  | 1995-08-21 | 20:00 | 28.3 | 82.94 | [5 empty] | 21.7 | 71.06 |  |  |  | 21.6 | 70.88 |  |  |  |  | 15.6 | 60.08 |  |  |  |  | 20 | 68 | [5 empty] | 16.7 | 62.06 |  |  |  | 18.3 | 64.94 |  |  |  |  | 18.9 | 66.02 |  |  |  |  | 16.1 | 60.98
1998-08-21 | 21:00 | 25.6 | 78.08 | WEEKDAY | #N/A | 1987-08-21 | 21:00 | 25.6 | 78.08 |  |  | 1994-08-21 | 21:00 | 21.6 | 70.88 |  |  | 1995-08-21 | 21:00 | 28.3 | 82.94 | [5 empty] | 21.1 | 69.98 |  |  |  | 21.6 | 70.88 |  |  |  |  | 15.6 | 60.08 |  |  |  |  | 19.4 | 66.92 | [5 empty] | 14.4 | 57.92 |  |  |  | 18.3 | 64.94 |  |  |  |  | 18.9 | 66.02 |  |  |  |  | 14.4 | 57.92
1998-08-21 | 22:00 | 24.4 | 75.92 | WEEKDAY | #N/A | 1987-08-21 | 22:00 | 25 | 77 |  |  | 1994-08-21 | 22:00 | 21.1 | 69.98 |  |  | 1995-08-21 | 22:00 | 27.8 | 82.04 | [5 empty] | 21.1 | 69.98 |  |  |  | 21.1 | 69.98 |  |  |  |  | 15.6 | 60.08 |  |  |  |  | 18.9 | 66.02 | [5 empty] | 13.9 | 57.02 |  |  |  | 16.7 | 62.06 |  |  |  |  | 18.3 | 64.94 |  |  |  |  | 13.9 | 57.02
1998-08-21 | 23:00 | 23.9 | 75.02 | WEEKDAY | #N/A | 1987-08-21 | 23:00 | 23.9 | 75.02 |  |  | 1994-08-21 | 23:00 | 20.5 | 68.9 |  |  | 1995-08-21 | 23:00 | 27.2 | 80.96 | [5 empty] | 20.6 | 69.08 |  |  |  | 21.6 | 70.88 |  |  |  |  | 15 | 59 |  |  |  |  | 17.8 | 64.04 | [5 empty] | 12.2 | 53.96 |  |  |  | 15.6 | 60.08 |  |  |  |  | 18.3 | 64.94 |  |  |  |  | 12.8 | 55.04
1998-08-21 | 24:00 | 22.8 | 73.04 | WEEKDAY | #N/A | 1987-08-21 | 24:00 | 23.3 | 73.94 |  |  | 1994-08-21 | 24:00 | 20 | 68 |  |  | 1995-08-21 | 24:00 | 27.2 | 80.96 | [5 empty] | 18.9 | 66.02 |  |  |  | 21.1 | 69.98 |  |  |  |  | 13.9 | 57.02 |  |  |  |  | 17.8 | 64.04 | [5 empty] | 11.7 | 53.06 |  |  |  | 16.1 | 60.98 |  |  |  |  | 17.8 | 64.04 |  |  |  |  | 13.3 | 55.94
1998-08-22 | 1:00 | 22.8 | 73.04 | SATURDAY | #N/A | 1987-08-22 | 1:00 | 22.8 | 73.04 |  |  | 1994-08-22 | 1:00 | 19.4 | 66.92 |  |  | 1995-08-22 | 1:00 | 26.7 | 80.06 | [5 empty] | 19.4 | 66.92 |  |  |  | 20.5 | 68.9 |  |  |  |  | 13.9 | 57.02 |  |  |  |  | 17.8 | 64.04 | [5 empty] | 11.1 | 51.98 |  |  |  | 14.4 | 57.92 |  |  |  |  | 17.2 | 62.96 |  |  |  |  | 12.8 | 55.04
1998-08-22 | 2:00 | 22.2 | 71.96 | SATURDAY | #N/A | 1987-08-22 | 2:00 | 22.2 | 71.96 |  |  | 1994-08-22 | 2:00 | 19.4 | 66.92 |  |  | 1995-08-22 | 2:00 | 26.7 | 80.06 | [5 empty] | 17.8 | 64.04 |  |  |  | 20.5 | 68.9 |  |  |  |  | 13.3 | 55.94 |  |  |  |  | 17.2 | 62.96 | [5 empty] | 11.7 | 53.06 |  |  |  | 13.9 | 57.02 |  |  |  |  | 17.2 | 62.96 |  |  |  |  | 11.1 | 51.98
1998-08-22 | 3:00 | 22.2 | 71.96 | SATURDAY | #N/A | 1987-08-22 | 3:00 | 22.2 | 71.96 |  |  | 1994-08-22 | 3:00 | 19.4 | 66.92 |  |  | 1995-08-22 | 3:00 | 27.2 | 80.96 | [5 empty] | 17.2 | 62.96 |  |  |  | 20.5 | 68.9 |  |  |  |  | 13.3 | 55.94 |  |  |  |  | 16.7 | 62.06 | [5 empty] | 11.7 | 53.06 |  |  |  | 14.4 | 57.92 |  |  |  |  | 17.2 | 62.96 |  |  |  |  | 10.6 | 51.08
1998-08-22 | 4:00 | 21.7 | 71.06 | SATURDAY | #N/A | 1987-08-22 | 4:00 | 22.2 | 71.96 |  |  | 1994-08-22 | 4:00 | 19.4 | 66.92 |  |  | 1995-08-22 | 4:00 | 26.1 | 78.98 | [5 empty] | 17.2 | 62.96 |  |  |  | 20.5 | 68.9 |  |  |  |  | 12.8 | 55.04 |  |  |  |  | 16.7 | 62.06 | [5 empty] | 12.2 | 53.96 |  |  |  | 14.4 | 57.92 |  |  |  |  | 17.2 | 62.96 |  |  |  |  | 10 | 50
1998-08-22 | 5:00 | 21.1 | 69.98 | SATURDAY | #N/A | 1987-08-22 | 5:00 | 22.8 | 73.04 |  |  | 1994-08-22 | 5:00 | 18.8 | 65.84 |  |  | 1995-08-22 | 5:00 | 25 | 77 | [5 empty] | 16.7 | 62.06 |  |  |  | 20 | 68 |  |  |  |  | 13.3 | 55.94 |  |  |  |  | 16.7 | 62.06 | [5 empty] | 11.1 | 51.98 |  |  |  | 14.4 | 57.92 |  |  |  |  | 17.2 | 62.96 |  |  |  |  | 10 | 50
1998-08-22 | 6:00 | 21.7 | 71.06 | SATURDAY | #N/A | 1987-08-22 | 6:00 | 22.8 | 73.04 |  |  | 1994-08-22 | 6:00 | 18.8 | 65.84 |  |  | 1995-08-22 | 6:00 | 25 | 77 | [5 empty] | 18.3 | 64.94 |  |  |  | 20.5 | 68.9 |  |  |  |  | 12.8 | 55.04 |  |  |  |  | 16.7 | 62.06 | [5 empty] | 11.1 | 51.98 |  |  |  | 13.9 | 57.02 |  |  |  |  | 17.2 | 62.96 |  |  |  |  | 11.1 | 51.98
1998-08-22 | 7:00 | 21.1 | 69.98 | SATURDAY | #N/A | 1987-08-22 | 7:00 | 23.3 | 73.94 |  |  | 1994-08-22 | 7:00 | 18.8 | 65.84 |  |  | 1995-08-22 | 7:00 | 26.1 | 78.98 | [5 empty] | 21.7 | 71.06 |  |  |  | 20.5 | 68.9 |  |  |  |  | 13.9 | 57.02 |  |  |  |  | 17.2 | 62.96 | [5 empty] | 13.3 | 55.94 |  |  |  | 15 | 59 |  |  |  |  | 17.8 | 64.04 |  |  |  |  | 15 | 59
1998-08-22 | 8:00 | 22.2 | 71.96 | SATURDAY | #N/A | 1987-08-22 | 8:00 | 24.4 | 75.92 |  |  | 1994-08-22 | 8:00 | 18.8 | 65.84 |  |  | 1995-08-22 | 8:00 | 26.7 | 80.06 | [5 empty] | 23.3 | 73.94 |  |  |  | 20.5 | 68.9 |  |  |  |  | 15.6 | 60.08 |  |  |  |  | 18.3 | 64.94 | [5 empty] | 16.1 | 60.98 |  |  |  | 16.7 | 62.06 |  |  |  |  | 17.2 | 62.96 |  |  |  |  | 19.4 | 66.92
1998-08-22 | 9:00 | 22.8 | 73.04 | SATURDAY | #N/A | 1987-08-22 | 9:00 | 24.4 | 75.92 |  |  | 1994-08-22 | 9:00 | 18.3 | 64.94 |  |  | 1995-08-22 | 9:00 | 27.8 | 82.04 | [5 empty] | 25.6 | 78.08 |  |  |  | 18.8 | 65.84 |  |  |  |  | 17.8 | 64.04 |  |  |  |  | 19.4 | 66.92 | [5 empty] | 18.9 | 66.02 |  |  |  | 18.3 | 64.94 |  |  |  |  | 17.8 | 64.04 |  |  |  |  | 21.7 | 71.06
1998-08-22 | 10:00 | 23.9 | 75.02 | SATURDAY | #N/A | 1987-08-22 | 10:00 | 23.3 | 73.94 |  |  | 1994-08-22 | 10:00 | 18.3 | 64.94 |  |  | 1995-08-22 | 10:00 | 28.3 | 82.94 | [5 empty] | 26.1 | 78.98 |  |  |  | 18.8 | 65.84 |  |  |  |  | 17.2 | 62.96 |  |  |  |  | 20 | 68 | [5 empty] | 21.7 | 71.06 |  |  |  | 19.4 | 66.92 |  |  |  |  | 19.4 | 66.92 |  |  |  |  | 22.8 | 73.04
1998-08-22 | 11:00 | 25 | 77 | SATURDAY | #N/A | 1987-08-22 | 11:00 | 23.9 | 75.02 |  |  | 1994-08-22 | 11:00 | 18.8 | 65.84 |  |  | 1995-08-22 | 11:00 | 29.4 | 84.92 | [5 empty] | 25.6 | 78.08 |  |  |  | 18.3 | 64.94 |  |  |  |  | 18.3 | 64.94 |  |  |  |  | 21.7 | 71.06 | [5 empty] | 23.9 | 75.02 |  |  |  | 20 | 68 |  |  |  |  | 20.6 | 69.08 |  |  |  |  | 24.4 | 75.92
1998-08-22 | 12:00 | 25.6 | 78.08 | SATURDAY | #N/A | 1987-08-22 | 12:00 | 24.4 | 75.92 |  |  | 1994-08-22 | 12:00 | 18.3 | 64.94 |  |  | 1995-08-22 | 12:00 | 30 | 86 | [5 empty] | 25.6 | 78.08 |  |  |  | 18.3 | 64.94 |  |  |  |  | 17.8 | 64.04 |  |  |  |  | 23.3 | 73.94 | [5 empty] | 25 | 77 |  |  |  | 21.7 | 71.06 |  |  |  |  | 21.1 | 69.98 |  |  |  |  | 25.6 | 78.08
1998-08-22 | 13:00 | 26.1 | 78.98 | SATURDAY | #N/A | 1987-08-22 | 13:00 | 26.1 | 78.98 |  |  | 1994-08-22 | 13:00 | 18.3 | 64.94 |  |  | 1995-08-22 | 13:00 | 30.6 | 87.08 | [5 empty] | 26.1 | 78.98 |  |  |  | 18.3 | 64.94 |  |  |  |  | 17.2 | 62.96 |  |  |  |  | 22.2 | 71.96 | [5 empty] | 25.6 | 78.08 |  |  |  | 22.2 | 71.96 |  |  |  |  | 22.2 | 71.96 |  |  |  |  | 25.6 | 78.08
1998-08-22 | 14:00 | 27.8 | 82.04 | SATURDAY | #N/A | 1987-08-22 | 14:00 | 27.8 | 82.04 |  |  | 1994-08-22 | 14:00 | 18.3 | 64.94 |  |  | 1995-08-22 | 14:00 | 31.1 | 87.98 | [5 empty] | 26.1 | 78.98 |  |  |  | 17.7 | 63.86 |  |  |  |  | 16.7 | 62.06 |  |  |  |  | 22.8 | 73.04 | [5 empty] | 26.1 | 78.98 |  |  |  | 22.8 | 73.04 |  |  |  |  | 22.8 | 73.04 |  |  |  |  | 26.7 | 80.06
1998-08-22 | 15:00 | 27.8 | 82.04 | SATURDAY | #N/A | 1987-08-22 | 15:00 | 27.2 | 80.96 |  |  | 1994-08-22 | 15:00 | 17.7 | 63.86 |  |  | 1995-08-22 | 15:00 | 30 | 86 | [5 empty] | 25 | 77 |  |  |  | 18.3 | 64.94 |  |  |  |  | 17.2 | 62.96 |  |  |  |  | 22.2 | 71.96 | [5 empty] | 26.1 | 78.98 |  |  |  | 23.3 | 73.94 |  |  |  |  | 22.8 | 73.04 |  |  |  |  | 27.2 | 80.96
1998-08-22 | 16:00 | 26.1 | 78.98 | SATURDAY | #N/A | 1987-08-22 | 16:00 | 27.8 | 82.04 |  |  | 1994-08-22 | 16:00 | 17.2 | 62.96 |  |  | 1995-08-22 | 16:00 | 29.4 | 84.92 | [5 empty] | 25 | 77 |  |  |  | 17.2 | 62.96 |  |  |  |  | 19.4 | 66.92 |  |  |  |  | 22.8 | 73.04 | [5 empty] | 25 | 77 |  |  |  | 22.8 | 73.04 |  |  |  |  | 23.9 | 75.02 |  |  |  |  | 26.7 | 80.06
1998-08-22 | 17:00 | 27.2 | 80.96 | SATURDAY | #N/A | 1987-08-22 | 17:00 | 27.2 | 80.96 |  |  | 1994-08-22 | 17:00 | 16.6 | 61.88 |  |  | 1995-08-22 | 17:00 | 28.9 | 84.02 | [5 empty] | 23.9 | 75.02 |  |  |  | 17.2 | 62.96 |  |  |  |  | 17.8 | 64.04 |  |  |  |  | 22.8 | 73.04 | [5 empty] | 25 | 77 |  |  |  | 22.2 | 71.96 |  |  |  |  | 22.2 | 71.96 |  |  |  |  | 26.1 | 78.98
1998-08-22 | 18:00 | 26.1 | 78.98 | SATURDAY | #N/A | 1987-08-22 | 18:00 | 27.2 | 80.96 |  |  | 1994-08-22 | 18:00 | 16.1 | 60.98 |  |  | 1995-08-22 | 18:00 | 27.8 | 82.04 | [5 empty] | 23.9 | 75.02 |  |  |  | 16.6 | 61.88 |  |  |  |  | 17.8 | 64.04 |  |  |  |  | 21.7 | 71.06 | [5 empty] | 23.9 | 75.02 |  |  |  | 21.7 | 71.06 |  |  |  |  | 21.7 | 71.06 |  |  |  |  | 25 | 77
1998-08-22 | 19:00 | 25.6 | 78.08 | SATURDAY | #N/A | 1987-08-22 | 19:00 | 27.2 | 80.96 |  |  | 1994-08-22 | 19:00 | 15 | 59 |  |  | 1995-08-22 | 19:00 | 26.7 | 80.06 | [5 empty] | 23.9 | 75.02 |  |  |  | 16.1 | 60.98 |  |  |  |  | 16.1 | 60.98 |  |  |  |  | 20 | 68 | [5 empty] | 22.2 | 71.96 |  |  |  | 20 | 68 |  |  |  |  | 21.1 | 69.98 |  |  |  |  | 21.7 | 71.06
1998-08-22 | 20:00 | 23.9 | 75.02 | SATURDAY | #N/A | 1987-08-22 | 20:00 | 26.7 | 80.06 |  |  | 1994-08-22 | 20:00 | 15 | 59 |  |  | 1995-08-22 | 20:00 | 26.1 | 78.98 | [5 empty] | 23.9 | 75.02 |  |  |  | 15.5 | 59.9 |  |  |  |  | 15 | 59 |  |  |  |  | 19.4 | 66.92 | [5 empty] | 20 | 68 |  |  |  | 18.3 | 64.94 |  |  |  |  | 20 | 68 |  |  |  |  | 19.4 | 66.92
1998-08-22 | 21:00 | 23.9 | 75.02 | SATURDAY | #N/A | 1987-08-22 | 21:00 | 26.1 | 78.98 |  |  | 1994-08-22 | 21:00 | 15 | 59 |  |  | 1995-08-22 | 21:00 | 25.6 | 78.08 | [5 empty] | 23.9 | 75.02 |  |  |  | 15.5 | 59.9 |  |  |  |  | 14.4 | 57.92 |  |  |  |  | 18.3 | 64.94 | [5 empty] | 18.3 | 64.94 |  |  |  | 18.3 | 64.94 |  |  |  |  | 19.4 | 66.92 |  |  |  |  | 17.2 | 62.96
1998-08-22 | 22:00 | 23.3 | 73.94 | SATURDAY | #N/A | 1987-08-22 | 22:00 | 26.1 | 78.98 |  |  | 1994-08-22 | 22:00 | 14.4 | 57.92 |  |  | 1995-08-22 | 22:00 | 24.4 | 75.92 | [5 empty] | 22.8 | 73.04 |  |  |  | 15 | 59 |  |  |  |  | 14.4 | 57.92 |  |  |  |  | 18.3 | 64.94 | [5 empty] | 18.3 | 64.94 |  |  |  | 16.7 | 62.06 |  |  |  |  | 18.9 | 66.02 |  |  |  |  | 16.1 | 60.98
1998-08-22 | 23:00 | 23.3 | 73.94 | SATURDAY | #N/A | 1987-08-22 | 23:00 | 25.6 | 78.08 |  |  | 1994-08-22 | 23:00 | 15 | 59 |  |  | 1995-08-22 | 23:00 | 23.3 | 73.94 | [5 empty] | 22.2 | 71.96 |  |  |  | 14.4 | 57.92 |  |  |  |  | 13.3 | 55.94 |  |  |  |  | 17.8 | 64.04 | [5 empty] | 17.8 | 64.04 |  |  |  | 15 | 59 |  |  |  |  | 18.9 | 66.02 |  |  |  |  | 15 | 59
1998-08-22 | 24:00 | 23.3 | 73.94 | SATURDAY | #N/A | 1987-08-22 | 24:00 | 25.6 | 78.08 |  |  | 1994-08-22 | 24:00 | 15 | 59 |  |  | 1995-08-22 | 24:00 | 22.2 | 71.96 | [5 empty] | 22.2 | 71.96 |  |  |  | 13.8 | 56.84 |  |  |  |  | 12.8 | 55.04 |  |  |  |  | 16.7 | 62.06 | [5 empty] | 17.8 | 64.04 |  |  |  | 13.9 | 57.02 |  |  |  |  | 18.9 | 66.02 |  |  |  |  | 15 | 59
1998-08-23 | 1:00 | 22.8 | 73.04 | SUNDAY | #N/A | 1987-08-23 | 1:00 | 24.4 | 75.92 |  |  | 1994-08-23 | 1:00 | 15 | 59 |  |  | 1995-08-23 | 1:00 | 21.7 | 71.06 | [5 empty] | 22.2 | 71.96 |  |  |  | 12.7 | 54.86 |  |  |  |  | 11.7 | 53.06 |  |  |  |  | 15 | 59 | [5 empty] | 18.3 | 64.94 |  |  |  | 13.3 | 55.94 |  |  |  |  | 18.3 | 64.94 |  |  |  |  | 16.1 | 60.98
1998-08-23 | 2:00 | 22.8 | 73.04 | SUNDAY | #N/A | 1987-08-23 | 2:00 | 22.8 | 73.04 |  |  | 1994-08-23 | 2:00 | 15 | 59 |  |  | 1995-08-23 | 2:00 | 20 | 68 | [5 empty] | 22.2 | 71.96 |  |  |  | 12.2 | 53.96 |  |  |  |  | 11.7 | 53.06 |  |  |  |  | 13.9 | 57.02 | [5 empty] | 18.3 | 64.94 |  |  |  | 12.2 | 53.96 |  |  |  |  | 18.3 | 64.94 |  |  |  |  | 15.6 | 60.08
1998-08-23 | 3:00 | 23.3 | 73.94 | SUNDAY | #N/A | 1987-08-23 | 3:00 | 21.7 | 71.06 |  |  | 1994-08-23 | 3:00 | 12.7 | 54.86 |  |  | 1995-08-23 | 3:00 | 20 | 68 | [5 empty] | 22.2 | 71.96 |  |  |  | 14.4 | 57.92 |  |  |  |  | 11.1 | 51.98 |  |  |  |  | 12.2 | 53.96 | [5 empty] | 18.9 | 66.02 |  |  |  | 12.2 | 53.96 |  |  |  |  | 18.3 | 64.94 |  |  |  |  | 15.6 | 60.08
1998-08-23 | 4:00 | 23.3 | 73.94 | SUNDAY | #N/A | 1987-08-23 | 4:00 | 20.6 | 69.08 |  |  | 1994-08-23 | 4:00 | 12.2 | 53.96 |  |  | 1995-08-23 | 4:00 | 18.3 | 64.94 | [5 empty] | 21.7 | 71.06 |  |  |  | 11.6 | 52.88 |  |  |  |  | 10.6 | 51.08 |  |  |  |  | 11.1 | 51.98 | [5 empty] | 18.9 | 66.02 |  |  |  | 11.7 | 53.06 |  |  |  |  | 18.3 | 64.94 |  |  |  |  | 15.6 | 60.08
1998-08-23 | 5:00 | 23.3 | 73.94 | SUNDAY | #N/A | 1987-08-23 | 5:00 | 20 | 68 |  |  | 1994-08-23 | 5:00 | 11.6 | 52.88 |  |  | 1995-08-23 | 5:00 | 18.9 | 66.02 | [5 empty] | 21.7 | 71.06 |  |  |  | 11.6 | 52.88 |  |  |  |  | 9.4 | 48.92 |  |  |  |  | 9.4 | 48.92 | [5 empty] | 18.3 | 64.94 |  |  |  | 12.8 | 55.04 |  |  |  |  | 17.8 | 64.04 |  |  |  |  | 15 | 59
1998-08-23 | 6:00 | 22.8 | 73.04 | SUNDAY | #N/A | 1987-08-23 | 6:00 | 18.9 | 66.02 |  |  | 1994-08-23 | 6:00 | 11.6 | 52.88 |  |  | 1995-08-23 | 6:00 | 18.9 | 66.02 | [5 empty] | 22.2 | 71.96 |  |  |  | 11.6 | 52.88 |  |  |  |  | 9.4 | 48.92 |  |  |  |  | 9.4 | 48.92 | [5 empty] | 19.4 | 66.92 |  |  |  | 13.3 | 55.94 |  |  |  |  | 17.8 | 64.04 |  |  |  |  | 15.6 | 60.08
1998-08-23 | 7:00 | 22.8 | 73.04 | SUNDAY | #N/A | 1987-08-23 | 7:00 | 19.4 | 66.92 |  |  | 1994-08-23 | 7:00 | 12.7 | 54.86 |  |  | 1995-08-23 | 7:00 | 20.6 | 69.08 | [5 empty] | 23.3 | 73.94 |  |  |  | 12.7 | 54.86 |  |  |  |  | 11.1 | 51.98 |  |  |  |  | 14.4 | 57.92 | [5 empty] | 17.2 | 62.96 |  |  |  | 14.4 | 57.92 |  |  |  |  | 18.9 | 66.02 |  |  |  |  | 17.2 | 62.96
1998-08-23 | 8:00 | 24.4 | 75.92 | SUNDAY | #N/A | 1987-08-23 | 8:00 | 20 | 68 |  |  | 1994-08-23 | 8:00 | 15 | 59 |  |  | 1995-08-23 | 8:00 | 22.2 | 71.96 | [5 empty] | 23.3 | 73.94 |  |  |  | 15.5 | 59.9 |  |  |  |  | 14.4 | 57.92 |  |  |  |  | 16.7 | 62.06 | [5 empty] | 17.2 | 62.96 |  |  |  | 16.7 | 62.06 |  |  |  |  | 21.1 | 69.98 |  |  |  |  | 19.4 | 66.92
1998-08-23 | 9:00 | 25.6 | 78.08 | SUNDAY | #N/A | 1987-08-23 | 9:00 | 21.1 | 69.98 |  |  | 1994-08-23 | 9:00 | 17.2 | 62.96 |  |  | 1995-08-23 | 9:00 | 22.8 | 73.04 | [5 empty] | 23.3 | 73.94 |  |  |  | 17.7 | 63.86 |  |  |  |  | 16.7 | 62.06 |  |  |  |  | 18.9 | 66.02 | [5 empty] | 17.8 | 64.04 |  |  |  | 18.9 | 66.02 |  |  |  |  | 22.8 | 73.04 |  |  |  |  | 20.6 | 69.08
1998-08-23 | 10:00 | 26.7 | 80.06 | SUNDAY | #N/A | 1987-08-23 | 10:00 | 21.1 | 69.98 |  |  | 1994-08-23 | 10:00 | 17.7 | 63.86 |  |  | 1995-08-23 | 10:00 | 23.9 | 75.02 | [5 empty] | 22.8 | 73.04 |  |  |  | 18.3 | 64.94 |  |  |  |  | 18.9 | 66.02 |  |  |  |  | 21.1 | 69.98 | [5 empty] | 18.3 | 64.94 |  |  |  | 21.1 | 69.98 |  |  |  |  | 23.9 | 75.02 |  |  |  |  | 21.1 | 69.98
1998-08-23 | 11:00 | 26.7 | 80.06 | SUNDAY | #N/A | 1987-08-23 | 11:00 | 22.2 | 71.96 |  |  | 1994-08-23 | 11:00 | 18.8 | 65.84 |  |  | 1995-08-23 | 11:00 | 26.1 | 78.98 | [5 empty] | 22.8 | 73.04 |  |  |  | 20 | 68 |  |  |  |  | 20 | 68 |  |  |  |  | 22.8 | 73.04 | [5 empty] | 18.9 | 66.02 |  |  |  | 21.7 | 71.06 |  |  |  |  | 23.3 | 73.94 |  |  |  |  | 22.2 | 71.96
1998-08-23 | 12:00 | 27.2 | 80.96 | SUNDAY | #N/A | 1987-08-23 | 12:00 | 23.3 | 73.94 |  |  | 1994-08-23 | 12:00 | 20 | 68 |  |  | 1995-08-23 | 12:00 | 26.1 | 78.98 | [5 empty] | 22.8 | 73.04 |  |  |  | 20.5 | 68.9 |  |  |  |  | 20.6 | 69.08 |  |  |  |  | 23.3 | 73.94 | [5 empty] | 20 | 68 |  |  |  | 22.8 | 73.04 |  |  |  |  | 24.4 | 75.92 |  |  |  |  | 23.3 | 73.94
1998-08-23 | 13:00 | 27.8 | 82.04 | SUNDAY | #N/A | 1987-08-23 | 13:00 | 23.3 | 73.94 |  |  | 1994-08-23 | 13:00 | 20.5 | 68.9 |  |  | 1995-08-23 | 13:00 | 25.6 | 78.08 | [5 empty] | 22.8 | 73.04 |  |  |  | 21.1 | 69.98 |  |  |  |  | 22.2 | 71.96 |  |  |  |  | 24.4 | 75.92 | [5 empty] | 18.9 | 66.02 |  |  |  | 23.9 | 75.02 |  |  |  |  | 25 | 77 |  |  |  |  | 23.3 | 73.94
1998-08-23 | 14:00 | 28.3 | 82.94 | SUNDAY | #N/A | 1987-08-23 | 14:00 | 22.8 | 73.04 |  |  | 1994-08-23 | 14:00 | 21.1 | 69.98 |  |  | 1995-08-23 | 14:00 | 25.6 | 78.08 | [5 empty] | 23.3 | 73.94 |  |  |  | 22.2 | 71.96 |  |  |  |  | 22.8 | 73.04 |  |  |  |  | 25 | 77 | [5 empty] | 20 | 68 |  |  |  | 24.4 | 75.92 |  |  |  |  | 25.6 | 78.08 |  |  |  |  | 23.3 | 73.94
1998-08-23 | 15:00 | 29.4 | 84.92 | SUNDAY | #N/A | 1987-08-23 | 15:00 | 23.3 | 73.94 |  |  | 1994-08-23 | 15:00 | 21.1 | 69.98 |  |  | 1995-08-23 | 15:00 | 25.6 | 78.08 | [5 empty] | 22.8 | 73.04 |  |  |  | 22.7 | 72.86 |  |  |  |  | 22.8 | 73.04 |  |  |  |  | 25 | 77 | [5 empty] | 21.1 | 69.98 |  |  |  | 23.9 | 75.02 |  |  |  |  | 25.6 | 78.08 |  |  |  |  | 23.9 | 75.02
1998-08-23 | 16:00 | 29.4 | 84.92 | SUNDAY | #N/A | 1987-08-23 | 16:00 | 23.3 | 73.94 |  |  | 1994-08-23 | 16:00 | 21.6 | 70.88 |  |  | 1995-08-23 | 16:00 | 25.6 | 78.08 | [5 empty] | 22.8 | 73.04 |  |  |  | 22.7 | 72.86 |  |  |  |  | 22.8 | 73.04 |  |  |  |  | 23.3 | 73.94 | [5 empty] | 21.7 | 71.06 |  |  |  | 22.8 | 73.04 |  |  |  |  | 25.6 | 78.08 |  |  |  |  | 23.3 | 73.94
1998-08-23 | 17:00 | 28.9 | 84.02 | SUNDAY | #N/A | 1987-08-23 | 17:00 | 23.3 | 73.94 |  |  | 1994-08-23 | 17:00 | 21.6 | 70.88 |  |  | 1995-08-23 | 17:00 | 25 | 77 | [5 empty] | 22.2 | 71.96 |  |  |  | 22.2 | 71.96 |  |  |  |  | 21.7 | 71.06 |  |  |  |  | 22.8 | 73.04 | [5 empty] | 21.1 | 69.98 |  |  |  | 22.2 | 71.96 |  |  |  |  | 24.4 | 75.92 |  |  |  |  | 22.2 | 71.96
1998-08-23 | 18:00 | 28.3 | 82.94 | SUNDAY | #N/A | 1987-08-23 | 18:00 | 22.2 | 71.96 |  |  | 1994-08-23 | 18:00 | 20 | 68 |  |  | 1995-08-23 | 18:00 | 23.9 | 75.02 | [5 empty] | 22.2 | 71.96 |  |  |  | 21.1 | 69.98 |  |  |  |  | 21.1 | 69.98 |  |  |  |  | 22.2 | 71.96 | [5 empty] | 20.6 | 69.08 |  |  |  | 21.7 | 71.06 |  |  |  |  | 24.4 | 75.92 |  |  |  |  | 21.7 | 71.06
1998-08-23 | 19:00 | 27.8 | 82.04 | SUNDAY | #N/A | 1987-08-23 | 19:00 | 21.7 | 71.06 |  |  | 1994-08-23 | 19:00 | 17.2 | 62.96 |  |  | 1995-08-23 | 19:00 | 22.8 | 73.04 | [5 empty] | 21.7 | 71.06 |  |  |  | 16.1 | 60.98 |  |  |  |  | 18.3 | 64.94 |  |  |  |  | 18.9 | 66.02 | [5 empty] | 19.4 | 66.92 |  |  |  | 21.1 | 69.98 |  |  |  |  | 22.8 | 73.04 |  |  |  |  | 20 | 68
1998-08-23 | 20:00 | 27.8 | 82.04 | SUNDAY | #N/A | 1987-08-23 | 20:00 | 20.6 | 69.08 |  |  | 1994-08-23 | 20:00 | 15 | 59 |  |  | 1995-08-23 | 20:00 | 22.8 | 73.04 | [5 empty] | 21.1 | 69.98 |  |  |  | 14.4 | 57.92 |  |  |  |  | 17.2 | 62.96 |  |  |  |  | 17.2 | 62.96 | [5 empty] | 18.3 | 64.94 |  |  |  | 20.6 | 69.08 |  |  |  |  | 21.1 | 69.98 |  |  |  |  | 18.3 | 64.94
1998-08-23 | 21:00 | 28.3 | 82.94 | SUNDAY | #N/A | 1987-08-23 | 21:00 | 20 | 68 |  |  | 1994-08-23 | 21:00 | 14.4 | 57.92 |  |  | 1995-08-23 | 21:00 | 22.8 | 73.04 | [5 empty] | 20.6 | 69.08 |  |  |  | 13.3 | 55.94 |  |  |  |  | 16.7 | 62.06 |  |  |  |  | 15 | 59 | [5 empty] | 17.8 | 64.04 |  |  |  | 18.9 | 66.02 |  |  |  |  | 20 | 68 |  |  |  |  | 17.2 | 62.96
1998-08-23 | 22:00 | 28.3 | 82.94 | SUNDAY | #N/A | 1987-08-23 | 22:00 | 18.9 | 66.02 |  |  | 1994-08-23 | 22:00 | 13.8 | 56.84 |  |  | 1995-08-23 | 22:00 | 22.2 | 71.96 | [5 empty] | 19.4 | 66.92 |  |  |  | 11.6 | 52.88 |  |  |  |  | 16.1 | 60.98 |  |  |  |  | 14.4 | 57.92 | [5 empty] | 18 | 64.4 |  |  |  | 17.2 | 62.96 |  |  |  |  | 18.9 | 66.02 |  |  |  |  | 17.2 | 62.96
1998-08-23 | 23:00 | 27.8 | 82.04 | SUNDAY | #N/A | 1987-08-23 | 23:00 | 18.9 | 66.02 |  |  | 1994-08-23 | 23:00 | 12.7 | 54.86 |  |  | 1995-08-23 | 23:00 | 22.2 | 71.96 | [5 empty] | 18.3 | 64.94 |  |  |  | 11.1 | 51.98 |  |  |  |  | 14.4 | 57.92 |  |  |  |  | 13.3 | 55.94 | [5 empty] | 17.8 | 64.04 |  |  |  | 17.2 | 62.96 |  |  |  |  | 18.3 | 64.94 |  |  |  |  | 17.2 | 62.96
1998-08-23 | 24:00 | 27.8 | 82.04 | SUNDAY | #N/A | 1987-08-23 | 24:00 | 17.8 | 64.04 |  |  | 1994-08-23 | 24:00 | 12.7 | 54.86 |  |  | 1995-08-23 | 24:00 | 22.2 | 71.96 | [5 empty] | 17.2 | 62.96 |  |  |  | 10.5 | 50.9 |  |  |  |  | 14.4 | 57.92 |  |  |  |  | 12.8 | 55.04 | [5 empty] | 17.2 | 62.96 |  |  |  | 16.7 | 62.06 |  |  |  |  | 18.3 | 64.94 |  |  |  |  | 14.4 | 57.92
1998-08-24 | 1:00 | 27.2 | 80.96 | WEEKDAY | #N/A | 1987-08-24 | 1:00 | 17.8 | 64.04 |  |  | 1994-08-24 | 1:00 | 12.2 | 53.96 |  |  | 1995-08-24 | 1:00 | 21.7 | 71.06 | [5 empty] | 17.2 | 62.96 |  |  |  | 10 | 50 |  |  |  |  | 14.4 | 57.92 |  |  |  |  | 11.7 | 53.06 | [5 empty] | 17.8 | 64.04 |  |  |  | 16.7 | 62.06 |  |  |  |  | 18.9 | 66.02 |  |  |  |  | 13.3 | 55.94
1998-08-24 | 2:00 | 26.7 | 80.06 | WEEKDAY | #N/A | 1987-08-24 | 2:00 | 16.7 | 62.06 |  |  | 1994-08-24 | 2:00 | 12.1 | 53.78 |  |  | 1995-08-24 | 2:00 | 21.7 | 71.06 | [5 empty] | 16.7 | 62.06 |  |  |  | 9.6 | 49.28 |  |  |  |  | 13.3 | 55.94 |  |  |  |  | 11.1 | 51.98 | [5 empty] | 18 | 64.4 |  |  |  | 16.7 | 62.06 |  |  |  |  | 18.9 | 66.02 |  |  |  |  | 12.8 | 55.04
1998-08-24 | 3:00 | 26.1 | 78.98 | WEEKDAY | #N/A | 1987-08-24 | 3:00 | 16.1 | 60.98 |  |  | 1994-08-24 | 3:00 | 12.2 | 53.96 |  |  | 1995-08-24 | 3:00 | 21.1 | 69.98 | [5 empty] | 16.7 | 62.06 |  |  |  | 9.4 | 48.92 |  |  |  |  | 13.3 | 55.94 |  |  |  |  | 11.1 | 51.98 | [5 empty] | 17.8 | 64.04 |  |  |  | 16.7 | 62.06 |  |  |  |  | 18.9 | 66.02 |  |  |  |  | 12.2 | 53.96
1998-08-24 | 4:00 | 26.1 | 78.98 | WEEKDAY | #N/A | 1987-08-24 | 4:00 | 15.6 | 60.08 |  |  | 1994-08-24 | 4:00 | 11.6 | 52.88 |  |  | 1995-08-24 | 4:00 | 21.1 | 69.98 | [5 empty] | 17.8 | 64.04 |  |  |  | 8.8 | 47.84 |  |  |  |  | 13.3 | 55.94 |  |  |  |  | 11.1 | 51.98 | [5 empty] | 17.8 | 64.04 |  |  |  | 16.1 | 60.98 |  |  |  |  | 18.3 | 64.94 |  |  |  |  | 11.7 | 53.06
1998-08-24 | 5:00 | 25.6 | 78.08 | WEEKDAY | #N/A | 1987-08-24 | 5:00 | 15.6 | 60.08 |  |  | 1994-08-24 | 5:00 | 11.1 | 51.98 |  |  | 1995-08-24 | 5:00 | 21.1 | 69.98 | [5 empty] | 17.8 | 64.04 |  |  |  | 8.3 | 46.94 |  |  |  |  | 13.3 | 55.94 |  |  |  |  | 9.4 | 48.92 | [5 empty] | 18.3 | 64.94 |  |  |  | 16.1 | 60.98 |  |  |  |  | 18.3 | 64.94 |  |  |  |  | 11.1 | 51.98
1998-08-24 | 6:00 | 25 | 77 | WEEKDAY | #N/A | 1987-08-24 | 6:00 | 15 | 59 |  |  | 1994-08-24 | 6:00 | 11.1 | 51.98 |  |  | 1995-08-24 | 6:00 | 21.1 | 69.98 | [5 empty] | 18.3 | 64.94 |  |  |  | 8.3 | 46.94 |  |  |  |  | 13.3 | 55.94 |  |  |  |  | 10.6 | 51.08 | [5 empty] | 17.8 | 64.04 |  |  |  | 16.7 | 62.06 |  |  |  |  | 18.3 | 64.94 |  |  |  |  | 10.6 | 51.08
1998-08-24 | 7:00 | 25.6 | 78.08 | WEEKDAY | #N/A | 1987-08-24 | 7:00 | 16.1 | 60.98 |  |  | 1994-08-24 | 7:00 | 13.3 | 55.94 |  |  | 1995-08-24 | 7:00 | 22.2 | 71.96 | [5 empty] | 18.3 | 64.94 |  |  |  | 10.5 | 50.9 |  |  |  |  | 13.9 | 57.02 |  |  |  |  | 13.9 | 57.02 | [5 empty] | 18.3 | 64.94 |  |  |  | 15 | 59 |  |  |  |  | 20 | 68 |  |  |  |  | 10.6 | 51.08
1998-08-24 | 8:00 | 26.7 | 80.06 | WEEKDAY | #N/A | 1987-08-24 | 8:00 | 17.8 | 64.04 |  |  | 1994-08-24 | 8:00 | 17.2 | 62.96 |  |  | 1995-08-24 | 8:00 | 23.9 | 75.02 | [5 empty] | 19.4 | 66.92 |  |  |  | 13.3 | 55.94 |  |  |  |  | 15.6 | 60.08 |  |  |  |  | 16.7 | 62.06 | [5 empty] | 18.9 | 66.02 |  |  |  | 15 | 59 |  |  |  |  | 20.6 | 69.08 |  |  |  |  | 11.1 | 51.98
1998-08-24 | 9:00 | 27.8 | 82.04 | WEEKDAY | #N/A | 1987-08-24 | 9:00 | 18.3 | 64.94 |  |  | 1994-08-24 | 9:00 | 20 | 68 |  |  | 1995-08-24 | 9:00 | 25.6 | 78.08 | [5 empty] | 20 | 68 |  |  |  | 16.1 | 60.98 |  |  |  |  | 16.7 | 62.06 |  |  |  |  | 18.3 | 64.94 | [5 empty] | 20 | 68 |  |  |  | 15.6 | 60.08 |  |  |  |  | 23.3 | 73.94 |  |  |  |  | 11.1 | 51.98
1998-08-24 | 10:00 | 29.4 | 84.92 | WEEKDAY | #N/A | 1987-08-24 | 10:00 | 20 | 68 |  |  | 1994-08-24 | 10:00 | 21.1 | 69.98 |  |  | 1995-08-24 | 10:00 | 27.2 | 80.96 | [5 empty] | 20.6 | 69.08 |  |  |  | 19.4 | 66.92 |  |  |  |  | 18.9 | 66.02 |  |  |  |  | 20 | 68 | [5 empty] | 21.7 | 71.06 |  |  |  | 16.1 | 60.98 |  |  |  |  | 25 | 77 |  |  |  |  | 11.1 | 51.98
1998-08-24 | 11:00 | 30.6 | 87.08 | WEEKDAY | #N/A | 1987-08-24 | 11:00 | 19.4 | 66.92 |  |  | 1994-08-24 | 11:00 | 22.2 | 71.96 |  |  | 1995-08-24 | 11:00 | 29.4 | 84.92 | [5 empty] | 20.6 | 69.08 |  |  |  | 21.1 | 69.98 |  |  |  |  | 20.6 | 69.08 |  |  |  |  | 20 | 68 | [5 empty] | 22.8 | 73.04 |  |  |  | 19.4 | 66.92 |  |  |  |  | 25.6 | 78.08 |  |  |  |  | 11.7 | 53.06
1998-08-24 | 12:00 | 32.2 | 89.96 | WEEKDAY | #N/A | 1987-08-24 | 12:00 | 20.6 | 69.08 |  |  | 1994-08-24 | 12:00 | 23.3 | 73.94 |  |  | 1995-08-24 | 12:00 | 30.6 | 87.08 | [5 empty] | 20 | 68 |  |  |  | 22.7 | 72.86 |  |  |  |  | 23.3 | 73.94 |  |  |  |  | 21.1 | 69.98 | [5 empty] | 23.3 | 73.94 |  |  |  | 22.8 | 73.04 |  |  |  |  | 25.6 | 78.08 |  |  |  |  | 12.2 | 53.96
1998-08-24 | 13:00 | 32.8 | 91.04 | WEEKDAY | #N/A | 1987-08-24 | 13:00 | 21.7 | 71.06 |  |  | 1994-08-24 | 13:00 | 23.3 | 73.94 |  |  | 1995-08-24 | 13:00 | 32.2 | 89.96 | [5 empty] | 20.6 | 69.08 |  |  |  | 23.8 | 74.84 |  |  |  |  | 23.3 | 73.94 |  |  |  |  | 21.7 | 71.06 | [5 empty] | 23.9 | 75.02 |  |  |  | 23.9 | 75.02 |  |  |  |  | 26.7 | 80.06 |  |  |  |  | 13.9 | 57.02
1998-08-24 | 14:00 | 33.3 | 91.94 | WEEKDAY | #N/A | 1987-08-24 | 14:00 | 22.8 | 73.04 |  |  | 1994-08-24 | 14:00 | 23.8 | 74.84 |  |  | 1995-08-24 | 14:00 | 32.8 | 91.04 | [5 empty] | 21.1 | 69.98 |  |  |  | 25 | 77 |  |  |  |  | 22.8 | 73.04 |  |  |  |  | 22.8 | 73.04 | [5 empty] | 23.9 | 75.02 |  |  |  | 24.4 | 75.92 |  |  |  |  | 26.1 | 78.98 |  |  |  |  | 15 | 59
1998-08-24 | 15:00 | 32.2 | 89.96 | WEEKDAY | #N/A | 1987-08-24 | 15:00 | 21.7 | 71.06 |  |  | 1994-08-24 | 15:00 | 23.3 | 73.94 |  |  | 1995-08-24 | 15:00 | 33.9 | 93.02 | [5 empty] | 20.6 | 69.08 |  |  |  | 25.2 | 77.36 |  |  |  |  | 22.8 | 73.04 |  |  |  |  | 22.2 | 71.96 | [5 empty] | 24.4 | 75.92 |  |  |  | 25 | 77 |  |  |  |  | 26.7 | 80.06 |  |  |  |  | 15.6 | 60.08
1998-08-24 | 16:00 | 32.8 | 91.04 | WEEKDAY | #N/A | 1987-08-24 | 16:00 | 22.8 | 73.04 |  |  | 1994-08-24 | 16:00 | 22.7 | 72.86 |  |  | 1995-08-24 | 16:00 | 33.9 | 93.02 | [5 empty] | 20.6 | 69.08 |  |  |  | 25 | 77 |  |  |  |  | 22.2 | 71.96 |  |  |  |  | 21.7 | 71.06 | [5 empty] | 23.9 | 75.02 |  |  |  | 23.9 | 75.02 |  |  |  |  | 27.2 | 80.96 |  |  |  |  | 15.6 | 60.08
1998-08-24 | 17:00 | 32.2 | 89.96 | WEEKDAY | #N/A | 1987-08-24 | 17:00 | 22.8 | 73.04 |  |  | 1994-08-24 | 17:00 | 22.2 | 71.96 |  |  | 1995-08-24 | 17:00 | 33.3 | 91.94 | [5 empty] | 20 | 68 |  |  |  | 25 | 77 |  |  |  |  | 21.7 | 71.06 |  |  |  |  | 20 | 68 | [5 empty] | 23.3 | 73.94 |  |  |  | 23.3 | 73.94 |  |  |  |  | 27.2 | 80.96 |  |  |  |  | 15.6 | 60.08
1998-08-24 | 18:00 | 31.7 | 89.06 | WEEKDAY | #N/A | 1987-08-24 | 18:00 | 22.2 | 71.96 |  |  | 1994-08-24 | 18:00 | 20.5 | 68.9 |  |  | 1995-08-24 | 18:00 | 31.1 | 87.98 | [5 empty] | 20 | 68 |  |  |  | 22.2 | 71.96 |  |  |  |  | 20.6 | 69.08 |  |  |  |  | 19.4 | 66.92 | [5 empty] | 22.2 | 71.96 |  |  |  | 22.8 | 73.04 |  |  |  |  | 25.6 | 78.08 |  |  |  |  | 15.6 | 60.08
1998-08-24 | 19:00 | 31.1 | 87.98 | WEEKDAY | #N/A | 1987-08-24 | 19:00 | 21.1 | 69.98 |  |  | 1994-08-24 | 19:00 | 22.2 | 71.96 |  |  | 1995-08-24 | 19:00 | 29.4 | 84.92 | [5 empty] | 20.6 | 69.08 |  |  |  | 17.7 | 63.86 |  |  |  |  | 20 | 68 |  |  |  |  | 18.3 | 64.94 | [5 empty] | 20.6 | 69.08 |  |  |  | 20.6 | 69.08 |  |  |  |  | 23.3 | 73.94 |  |  |  |  | 14.4 | 57.92
1998-08-24 | 20:00 | 30.6 | 87.08 | WEEKDAY | #N/A | 1987-08-24 | 20:00 | 20.6 | 69.08 |  |  | 1994-08-24 | 20:00 | 17.7 | 63.86 |  |  | 1995-08-24 | 20:00 | 27.2 | 80.96 | [5 empty] | 21.7 | 71.06 |  |  |  | 17.7 | 63.86 |  |  |  |  | 18.9 | 66.02 |  |  |  |  | 17.2 | 62.96 | [5 empty] | 18.9 | 66.02 |  |  |  | 18.9 | 66.02 |  |  |  |  | 22.2 | 71.96 |  |  |  |  | 13.9 | 57.02
1998-08-24 | 21:00 | 30 | 86 | WEEKDAY | #N/A | 1987-08-24 | 21:00 | 20 | 68 |  |  | 1994-08-24 | 21:00 | 16.6 | 61.88 |  |  | 1995-08-24 | 21:00 | 25.6 | 78.08 | [5 empty] | 21.1 | 69.98 |  |  |  | 15.5 | 59.9 |  |  |  |  | 17.2 | 62.96 |  |  |  |  | 20 | 68 | [5 empty] | 16.7 | 62.06 |  |  |  | 18.9 | 66.02 |  |  |  |  | 21.7 | 71.06 |  |  |  |  | 12.8 | 55.04
1998-08-24 | 22:00 | 29.4 | 84.92 | WEEKDAY | #N/A | 1987-08-24 | 22:00 | 20 | 68 |  |  | 1994-08-24 | 22:00 | 16.1 | 60.98 |  |  | 1995-08-24 | 22:00 | 24.4 | 75.92 | [5 empty] | 21.7 | 71.06 |  |  |  | 15.5 | 59.9 |  |  |  |  | 16.7 | 62.06 |  |  |  |  | 20.6 | 69.08 | [5 empty] | 15.6 | 60.08 |  |  |  | 18.3 | 64.94 |  |  |  |  | 21.1 | 69.98 |  |  |  |  | 13.3 | 55.94
1998-08-24 | 23:00 | 28.9 | 84.02 | WEEKDAY | #N/A | 1987-08-24 | 23:00 | 18.3 | 64.94 |  |  | 1994-08-24 | 23:00 | 16.1 | 60.98 |  |  | 1995-08-24 | 23:00 | 22.8 | 73.04 | [5 empty] | 21.7 | 71.06 |  |  |  | 13.8 | 56.84 |  |  |  |  | 15.6 | 60.08 |  |  |  |  | 20.6 | 69.08 | [5 empty] | 14.4 | 57.92 |  |  |  | 18.3 | 64.94 |  |  |  |  | 20 | 68 |  |  |  |  | 12.2 | 53.96
1998-08-24 | 24:00 | 28.3 | 82.94 | WEEKDAY | #N/A | 1987-08-24 | 24:00 | 18.3 | 64.94 |  |  | 1994-08-24 | 24:00 | 13.8 | 56.84 |  |  | 1995-08-24 | 24:00 | 22.2 | 71.96 | [5 empty] | 18.9 | 66.02 |  |  |  | 13.3 | 55.94 |  |  |  |  | 15.6 | 60.08 |  |  |  |  | 20 | 68 | [5 empty] | 14.4 | 57.92 |  |  |  | 18.3 | 64.94 |  |  |  |  | 18.9 | 66.02 |  |  |  |  | 12.2 | 53.96
1998-08-25 | 1:00 | 28.3 | 82.94 | WEEKDAY | #N/A | 1987-08-25 | 1:00 | 17.2 | 62.96 |  |  | 1994-08-25 | 1:00 | 13.3 | 55.94 |  |  | 1995-08-25 | 1:00 | 21.1 | 69.98 | [5 empty] | 18.3 | 64.94 |  |  |  | 12.7 | 54.86 |  |  |  |  | 15 | 59 |  |  |  |  | 17.8 | 64.04 | [5 empty] | 13.9 | 57.02 |  |  |  | 17.8 | 64.04 |  |  |  |  | 17.8 | 64.04 |  |  |  |  | 11.1 | 51.98
1998-08-25 | 2:00 | 28.3 | 82.94 | WEEKDAY | #N/A | 1987-08-25 | 2:00 | 17.2 | 62.96 |  |  | 1994-08-25 | 2:00 | 13.3 | 55.94 |  |  | 1995-08-25 | 2:00 | 20.6 | 69.08 | [5 empty] | 18.3 | 64.94 |  |  |  | 12.7 | 54.86 |  |  |  |  | 15 | 59 |  |  |  |  | 17.2 | 62.96 | [5 empty] | 12.8 | 55.04 |  |  |  | 17.8 | 64.04 |  |  |  |  | 17.8 | 64.04 |  |  |  |  | 10.6 | 51.08
1998-08-25 | 3:00 | 27.8 | 82.04 | WEEKDAY | #N/A | 1987-08-25 | 3:00 | 16.7 | 62.06 |  |  | 1994-08-25 | 3:00 | 13.3 | 55.94 |  |  | 1995-08-25 | 3:00 | 20 | 68 | [5 empty] | 17.8 | 64.04 |  |  |  | 11.6 | 52.88 |  |  |  |  | 14.4 | 57.92 |  |  |  |  | 17.2 | 62.96 | [5 empty] | 13.3 | 55.94 |  |  |  | 17.8 | 64.04 |  |  |  |  | 17.8 | 64.04 |  |  |  |  | 10.6 | 51.08
1998-08-25 | 4:00 | 27.2 | 80.96 | WEEKDAY | #N/A | 1987-08-25 | 4:00 | 16.1 | 60.98 |  |  | 1994-08-25 | 4:00 | 12.7 | 54.86 |  |  | 1995-08-25 | 4:00 | 19.4 | 66.92 | [5 empty] | 17.8 | 64.04 |  |  |  | 11.6 | 52.88 |  |  |  |  | 14.4 | 57.92 |  |  |  |  | 17.2 | 62.96 | [5 empty] | 12.2 | 53.96 |  |  |  | 18.9 | 66.02 |  |  |  |  | 17.8 | 64.04 |  |  |  |  | 10.6 | 51.08
1998-08-25 | 5:00 | 26.7 | 80.06 | WEEKDAY | #N/A | 1987-08-25 | 5:00 | 16.1 | 60.98 |  |  | 1994-08-25 | 5:00 | 12.7 | 54.86 |  |  | 1995-08-25 | 5:00 | 18.9 | 66.02 | [5 empty] | 17.8 | 64.04 |  |  |  | 11.1 | 51.98 |  |  |  |  | 14.4 | 57.92 |  |  |  |  | 17.2 | 62.96 | [5 empty] | 12.8 | 55.04 |  |  |  | 18.9 | 66.02 |  |  |  |  | 17.2 | 62.96 |  |  |  |  | 8.9 | 48.02
1998-08-25 | 6:00 | 26.7 | 80.06 | WEEKDAY | #N/A | 1987-08-25 | 6:00 | 16.1 | 60.98 |  |  | 1994-08-25 | 6:00 | 12.2 | 53.96 |  |  | 1995-08-25 | 6:00 | 17.8 | 64.04 | [5 empty] | 17.8 | 64.04 |  |  |  | 11.1 | 51.98 |  |  |  |  | 14.4 | 57.92 |  |  |  |  | 16.1 | 60.98 | [5 empty] | 12.2 | 53.96 |  |  |  | 18.9 | 66.02 |  |  |  |  | 17.2 | 62.96 |  |  |  |  | 11.1 | 51.98
1998-08-25 | 7:00 | 26.7 | 80.06 | WEEKDAY | #N/A | 1987-08-25 | 7:00 | 17.8 | 64.04 |  |  | 1994-08-25 | 7:00 | 16.1 | 60.98 |  |  | 1995-08-25 | 7:00 | 18.3 | 64.94 | [5 empty] | 18.9 | 66.02 |  |  |  | 15.5 | 59.9 |  |  |  |  | 15 | 59 |  |  |  |  | 16.1 | 60.98 | [5 empty] | 14.4 | 57.92 |  |  |  | 19.4 | 66.92 |  |  |  |  | 17.8 | 64.04 |  |  |  |  | 12.2 | 53.96
1998-08-25 | 8:00 | 27.8 | 82.04 | WEEKDAY | #N/A | 1987-08-25 | 8:00 | 18.9 | 66.02 |  |  | 1994-08-25 | 8:00 | 17.2 | 62.96 |  |  | 1995-08-25 | 8:00 | 19.4 | 66.92 | [5 empty] | 18.9 | 66.02 |  |  |  | 18.3 | 64.94 |  |  |  |  | 15.6 | 60.08 |  |  |  |  | 16.7 | 62.06 | [5 empty] | 17.8 | 64.04 |  |  |  | 20 | 68 |  |  |  |  | 18.3 | 64.94 |  |  |  |  | 13.9 | 57.02
1998-08-25 | 9:00 | 29.4 | 84.92 | WEEKDAY | #N/A | 1987-08-25 | 9:00 | 20 | 68 |  |  | 1994-08-25 | 9:00 | 20 | 68 |  |  | 1995-08-25 | 9:00 | 20.6 | 69.08 | [5 empty] | 20.6 | 69.08 |  |  |  | 20 | 68 |  |  |  |  | 16.1 | 60.98 |  |  |  |  | 16.7 | 62.06 | [5 empty] | 20 | 68 |  |  |  | 21.1 | 69.98 |  |  |  |  | 19.4 | 66.92 |  |  |  |  | 13.9 | 57.02
1998-08-25 | 10:00 | 30.6 | 87.08 | WEEKDAY | #N/A | 1987-08-25 | 10:00 | 20 | 68 |  |  | 1994-08-25 | 10:00 | 22.2 | 71.96 |  |  | 1995-08-25 | 10:00 | 21.7 | 71.06 | [5 empty] | 21.7 | 71.06 |  |  |  | 23.3 | 73.94 |  |  |  |  | 17.2 | 62.96 |  |  |  |  | 17.2 | 62.96 | [5 empty] | 22.8 | 73.04 |  |  |  | 22.2 | 71.96 |  |  |  |  | 21.7 | 71.06 |  |  |  |  | 16.7 | 62.06
1998-08-25 | 11:00 | 32.2 | 89.96 | WEEKDAY | #N/A | 1987-08-25 | 11:00 | 20 | 68 |  |  | 1994-08-25 | 11:00 | 23.3 | 73.94 |  |  | 1995-08-25 | 11:00 | 23.3 | 73.94 | [5 empty] | 22.8 | 73.04 |  |  |  | 25 | 77 |  |  |  |  | 18.9 | 66.02 |  |  |  |  | 18.3 | 64.94 | [5 empty] | 23.9 | 75.02 |  |  |  | 23.3 | 73.94 |  |  |  |  | 24.4 | 75.92 |  |  |  |  | 16.7 | 62.06
1998-08-25 | 12:00 | 32.8 | 91.04 | WEEKDAY | #N/A | 1987-08-25 | 12:00 | 20.6 | 69.08 |  |  | 1994-08-25 | 12:00 | 24.4 | 75.92 |  |  | 1995-08-25 | 12:00 | 24.4 | 75.92 | [5 empty] | 24.4 | 75.92 |  |  |  | 26.1 | 78.98 |  |  |  |  | 20.6 | 69.08 |  |  |  |  | 19.4 | 66.92 | [5 empty] | 24.4 | 75.92 |  |  |  | 23.3 | 73.94 |  |  |  |  | 27.8 | 82.04 |  |  |  |  | 17.8 | 64.04
1998-08-25 | 13:00 | 33.3 | 91.94 | WEEKDAY | #N/A | 1987-08-25 | 13:00 | 21.7 | 71.06 |  |  | 1994-08-25 | 13:00 | 25 | 77 |  |  | 1995-08-25 | 13:00 | 25 | 77 | [5 empty] | 25.6 | 78.08 |  |  |  | 27.2 | 80.96 |  |  |  |  | 20.6 | 69.08 |  |  |  |  | 20 | 68 | [5 empty] | 23.3 | 73.94 |  |  |  | 23.9 | 75.02 |  |  |  |  | 26.7 | 80.06 |  |  |  |  | 18.3 | 64.94
1998-08-25 | 14:00 | 31.1 | 87.98 | WEEKDAY | #N/A | 1987-08-25 | 14:00 | 22.2 | 71.96 |  |  | 1994-08-25 | 14:00 | 25 | 77 |  |  | 1995-08-25 | 14:00 | 26.7 | 80.06 | [5 empty] | 26.7 | 80.06 |  |  |  | 27.2 | 80.96 |  |  |  |  | 20 | 68 |  |  |  |  | 20 | 68 | [5 empty] | 25.6 | 78.08 |  |  |  | 25.6 | 78.08 |  |  |  |  | 28.3 | 82.94 |  |  |  |  | 19.4 | 66.92
1998-08-25 | 15:00 | 31.1 | 87.98 | WEEKDAY | #N/A | 1987-08-25 | 15:00 | 23.3 | 73.94 |  |  | 1994-08-25 | 15:00 | 23.8 | 74.84 |  |  | 1995-08-25 | 15:00 | 26.7 | 80.06 | [5 empty] | 26.7 | 80.06 |  |  |  | 27.2 | 80.96 |  |  |  |  | 20 | 68 |  |  |  |  | 21.1 | 69.98 | [5 empty] | 25.6 | 78.08 |  |  |  | 25 | 77 |  |  |  |  | 27.2 | 80.96 |  |  |  |  | 20.6 | 69.08
1998-08-25 | 16:00 | 30.6 | 87.08 | WEEKDAY | #N/A | 1987-08-25 | 16:00 | 23.9 | 75.02 |  |  | 1994-08-25 | 16:00 | 23.3 | 73.94 |  |  | 1995-08-25 | 16:00 | 26.7 | 80.06 | [5 empty] | 26.7 | 80.06 |  |  |  | 26.6 | 79.88 |  |  |  |  | 20.6 | 69.08 |  |  |  |  | 21.7 | 71.06 | [5 empty] | 25 | 77 |  |  |  | 25 | 77 |  |  |  |  | 27.8 | 82.04 |  |  |  |  | 21.1 | 69.98
1998-08-25 | 17:00 | 30 | 86 | WEEKDAY | #N/A | 1987-08-25 | 17:00 | 23.3 | 73.94 |  |  | 1994-08-25 | 17:00 | 22.2 | 71.96 |  |  | 1995-08-25 | 17:00 | 26.7 | 80.06 | [5 empty] | 26.7 | 80.06 |  |  |  | 25.5 | 77.9 |  |  |  |  | 20 | 68 |  |  |  |  | 20.6 | 69.08 | [5 empty] | 24.4 | 75.92 |  |  |  | 25 | 77 |  |  |  |  | 27.2 | 80.96 |  |  |  |  | 19.4 | 66.92
1998-08-25 | 18:00 | 30 | 86 | WEEKDAY | #N/A | 1987-08-25 | 18:00 | 22.2 | 71.96 |  |  | 1994-08-25 | 18:00 | 20 | 68 |  |  | 1995-08-25 | 18:00 | 25.6 | 78.08 | [5 empty] | 25.6 | 78.08 |  |  |  | 25 | 77 |  |  |  |  | 19.4 | 66.92 |  |  |  |  | 20 | 68 | [5 empty] | 23.3 | 73.94 |  |  |  | 22.2 | 71.96 |  |  |  |  | 26.1 | 78.98 |  |  |  |  | 18.3 | 64.94
1998-08-25 | 19:00 | 29.4 | 84.92 | WEEKDAY | #N/A | 1987-08-25 | 19:00 | 21.1 | 69.98 |  |  | 1994-08-25 | 19:00 | 19.4 | 66.92 |  |  | 1995-08-25 | 19:00 | 23.9 | 75.02 | [5 empty] | 24.4 | 75.92 |  |  |  | 22.7 | 72.86 |  |  |  |  | 18.9 | 66.02 |  |  |  |  | 19.4 | 66.92 | [5 empty] | 20 | 68 |  |  |  | 20.6 | 69.08 |  |  |  |  | 23.9 | 75.02 |  |  |  |  | 17.8 | 64.04
1998-08-25 | 20:00 | 28.3 | 82.94 | WEEKDAY | #N/A | 1987-08-25 | 20:00 | 21.1 | 69.98 |  |  | 1994-08-25 | 20:00 | 18.8 | 65.84 |  |  | 1995-08-25 | 20:00 | 23.3 | 73.94 | [5 empty] | 21.7 | 71.06 |  |  |  | 21.6 | 70.88 |  |  |  |  | 18.9 | 66.02 |  |  |  |  | 19.4 | 66.92 | [5 empty] | 17.8 | 64.04 |  |  |  | 20 | 68 |  |  |  |  | 22.8 | 73.04 |  |  |  |  | 16.1 | 60.98
1998-08-25 | 21:00 | 27.2 | 80.96 | WEEKDAY | #N/A | 1987-08-25 | 21:00 | 20.6 | 69.08 |  |  | 1994-08-25 | 21:00 | 17.7 | 63.86 |  |  | 1995-08-25 | 21:00 | 22.8 | 73.04 | [5 empty] | 21.1 | 69.98 |  |  |  | 21.1 | 69.98 |  |  |  |  | 18.9 | 66.02 |  |  |  |  | 19.4 | 66.92 | [5 empty] | 16.7 | 62.06 |  |  |  | 20 | 68 |  |  |  |  | 20 | 68 |  |  |  |  | 15 | 59
1998-08-25 | 22:00 | 27.8 | 82.04 | WEEKDAY | #N/A | 1987-08-25 | 22:00 | 20.6 | 69.08 |  |  | 1994-08-25 | 22:00 | 17.7 | 63.86 |  |  | 1995-08-25 | 22:00 | 21.1 | 69.98 | [5 empty] | 20.6 | 69.08 |  |  |  | 20 | 68 |  |  |  |  | 18.3 | 64.94 |  |  |  |  | 18.9 | 66.02 | [5 empty] | 16.1 | 60.98 |  |  |  | 19.4 | 66.92 |  |  |  |  | 20.6 | 69.08 |  |  |  |  | 12.8 | 55.04
1998-08-25 | 23:00 | 27.2 | 80.96 | WEEKDAY | #N/A | 1987-08-25 | 23:00 | 19.4 | 66.92 |  |  | 1994-08-25 | 23:00 | 17.7 | 63.86 |  |  | 1995-08-25 | 23:00 | 20 | 68 | [5 empty] | 20.6 | 69.08 |  |  |  | 18.3 | 64.94 |  |  |  |  | 18.3 | 64.94 |  |  |  |  | 18.9 | 66.02 | [5 empty] | 15 | 59 |  |  |  | 18.9 | 66.02 |  |  |  |  | 20 | 68 |  |  |  |  | 11.1 | 51.98
1998-08-25 | 24:00 | 26.7 | 80.06 | WEEKDAY | #N/A | 1987-08-25 | 24:00 | 18.9 | 66.02 |  |  | 1994-08-25 | 24:00 | 17.7 | 63.86 |  |  | 1995-08-25 | 24:00 | 18.3 | 64.94 | [5 empty] | 20.6 | 69.08 |  |  |  | 18.3 | 64.94 |  |  |  |  | 18.3 | 64.94 |  |  |  |  | 18.9 | 66.02 | [5 empty] | 15 | 59 |  |  |  | 18.3 | 64.94 |  |  |  |  | 19.4 | 66.92 |  |  |  |  | 10.6 | 51.08
1998-08-26 | 1:00 | 25.6 | 78.08 | WEEKDAY | #N/A | 1987-08-26 | 1:00 | 18.3 | 64.94 |  |  | 1994-08-26 | 1:00 | 17.2 | 62.96 |  |  | 1995-08-26 | 1:00 | 18.3 | 64.94 | [5 empty] | 20.6 | 69.08 |  |  |  | 17.7 | 63.86 |  |  |  |  | 17.8 | 64.04 |  |  |  |  | 18.3 | 64.94 | [5 empty] | 15 | 59 |  |  |  | 18.3 | 64.94 |  |  |  |  | 18.9 | 66.02 |  |  |  |  | 10 | 50
1998-08-26 | 2:00 | 24.4 | 75.92 | WEEKDAY | #N/A | 1987-08-26 | 2:00 | 17.8 | 64.04 |  |  | 1994-08-26 | 2:00 | 17.2 | 62.96 |  |  | 1995-08-26 | 2:00 | 17.8 | 64.04 | [5 empty] | 19.4 | 66.92 |  |  |  | 17.7 | 63.86 |  |  |  |  | 17.8 | 64.04 |  |  |  |  | 18.3 | 64.94 | [5 empty] | 13.9 | 57.02 |  |  |  | 18.3 | 64.94 |  |  |  |  | 18.3 | 64.94 |  |  |  |  | 10 | 50
1998-08-26 | 3:00 | 22.8 | 73.04 | WEEKDAY | #N/A | 1987-08-26 | 3:00 | 17.8 | 64.04 |  |  | 1994-08-26 | 3:00 | 16.6 | 61.88 |  |  | 1995-08-26 | 3:00 | 16.7 | 62.06 | [5 empty] | 17.8 | 64.04 |  |  |  | 17.2 | 62.96 |  |  |  |  | 17.8 | 64.04 |  |  |  |  | 18.3 | 64.94 | [5 empty] | 13.3 | 55.94 |  |  |  | 18.3 | 64.94 |  |  |  |  | 17.8 | 64.04 |  |  |  |  | 10 | 50
1998-08-26 | 4:00 | 22.2 | 71.96 | WEEKDAY | #N/A | 1987-08-26 | 4:00 | 17.8 | 64.04 |  |  | 1994-08-26 | 4:00 | 17.2 | 62.96 |  |  | 1995-08-26 | 4:00 | 16.1 | 60.98 | [5 empty] | 17.8 | 64.04 |  |  |  | 16.6 | 61.88 |  |  |  |  | 17.8 | 64.04 |  |  |  |  | 18.3 | 64.94 | [5 empty] | 12.2 | 53.96 |  |  |  | 18.3 | 64.94 |  |  |  |  | 17.2 | 62.96 |  |  |  |  | 10 | 50
1998-08-26 | 5:00 | 22.2 | 71.96 | WEEKDAY | #N/A | 1987-08-26 | 5:00 | 16.7 | 62.06 |  |  | 1994-08-26 | 5:00 | 16.6 | 61.88 |  |  | 1995-08-26 | 5:00 | 16.1 | 60.98 | [5 empty] | 17.8 | 64.04 |  |  |  | 17.2 | 62.96 |  |  |  |  | 18.3 | 64.94 |  |  |  |  | 18.3 | 64.94 | [5 empty] | 12.2 | 53.96 |  |  |  | 18.3 | 64.94 |  |  |  |  | 17.2 | 62.96 |  |  |  |  | 10 | 50
1998-08-26 | 6:00 | 22.8 | 73.04 | WEEKDAY | #N/A | 1987-08-26 | 6:00 | 16.7 | 62.06 |  |  | 1994-08-26 | 6:00 | 16.6 | 61.88 |  |  | 1995-08-26 | 6:00 | 17.8 | 64.04 | [5 empty] | 18.3 | 64.94 |  |  |  | 17.2 | 62.96 |  |  |  |  | 18.3 | 64.94 |  |  |  |  | 18.3 | 64.94 | [5 empty] | 12.2 | 53.96 |  |  |  | 18.3 | 64.94 |  |  |  |  | 17.8 | 64.04 |  |  |  |  | 12.2 | 53.96
1998-08-26 | 7:00 | 25 | 77 | WEEKDAY | #N/A | 1987-08-26 | 7:00 | 17.2 | 62.96 |  |  | 1994-08-26 | 7:00 | 18.8 | 65.84 |  |  | 1995-08-26 | 7:00 | 19.4 | 66.92 | [5 empty] | 20.6 | 69.08 |  |  |  | 18.8 | 65.84 |  |  |  |  | 18.3 | 64.94 |  |  |  |  | 18.9 | 66.02 | [5 empty] | 14.4 | 57.92 |  |  |  | 18.9 | 66.02 |  |  |  |  | 18.3 | 64.94 |  |  |  |  | 13.3 | 55.94
1998-08-26 | 8:00 | 23.9 | 75.02 | WEEKDAY | #N/A | 1987-08-26 | 8:00 | 19.4 | 66.92 |  |  | 1994-08-26 | 8:00 | 21.1 | 69.98 |  |  | 1995-08-26 | 8:00 | 21.7 | 71.06 | [5 empty] | 22.8 | 73.04 |  |  |  | 22.2 | 71.96 |  |  |  |  | 19.4 | 66.92 |  |  |  |  | 18.9 | 66.02 | [5 empty] | 17.2 | 62.96 |  |  |  | 20 | 68 |  |  |  |  | 20.6 | 69.08 |  |  |  |  | 15 | 59
1998-08-26 | 9:00 | 26.1 | 78.98 | WEEKDAY | #N/A | 1987-08-26 | 9:00 | 22.8 | 73.04 |  |  | 1994-08-26 | 9:00 | 22.2 | 71.96 |  |  | 1995-08-26 | 9:00 | 23.3 | 73.94 | [5 empty] | 23.9 | 75.02 |  |  |  | 23.8 | 74.84 |  |  |  |  | 20.6 | 69.08 |  |  |  |  | 20 | 68 | [5 empty] | 20 | 68 |  |  |  | 22.8 | 73.04 |  |  |  |  | 23.3 | 73.94 |  |  |  |  | 16.1 | 60.98
1998-08-26 | 10:00 | 28.9 | 84.02 | WEEKDAY | #N/A | 1987-08-26 | 10:00 | 24.4 | 75.92 |  |  | 1994-08-26 | 10:00 | 24.4 | 75.92 |  |  | 1995-08-26 | 10:00 | 23.9 | 75.02 | [5 empty] | 24.4 | 75.92 |  |  |  | 25.5 | 77.9 |  |  |  |  | 21.7 | 71.06 |  |  |  |  | 20 | 68 | [5 empty] | 22.2 | 71.96 |  |  |  | 24.4 | 75.92 |  |  |  |  | 25 | 77 |  |  |  |  | 16.7 | 62.06
1998-08-26 | 11:00 | 30 | 86 | WEEKDAY | #N/A | 1987-08-26 | 11:00 | 24.4 | 75.92 |  |  | 1994-08-26 | 11:00 | 25.5 | 77.9 |  |  | 1995-08-26 | 11:00 | 24.4 | 75.92 | [5 empty] | 26.1 | 78.98 |  |  |  | 26.1 | 78.98 |  |  |  |  | 23.3 | 73.94 |  |  |  |  | 20.6 | 69.08 | [5 empty] | 24.4 | 75.92 |  |  |  | 26.1 | 78.98 |  |  |  |  | 26.1 | 78.98 |  |  |  |  | 18.9 | 66.02
1998-08-26 | 12:00 | 31.1 | 87.98 | WEEKDAY | #N/A | 1987-08-26 | 12:00 | 26.1 | 78.98 |  |  | 1994-08-26 | 12:00 | 26.6 | 79.88 |  |  | 1995-08-26 | 12:00 | 25 | 77 | [5 empty] | 27.2 | 80.96 |  |  |  | 27.2 | 80.96 |  |  |  |  | 23.9 | 75.02 |  |  |  |  | 22.8 | 73.04 | [5 empty] | 25.6 | 78.08 |  |  |  | 27.2 | 80.96 |  |  |  |  | 26.7 | 80.06 |  |  |  |  | 21.1 | 69.98
1998-08-26 | 13:00 | 31.1 | 87.98 | WEEKDAY | #N/A | 1987-08-26 | 13:00 | 26.1 | 78.98 |  |  | 1994-08-26 | 13:00 | 28.3 | 82.94 |  |  | 1995-08-26 | 13:00 | 25.6 | 78.08 | [5 empty] | 26.7 | 80.06 |  |  |  | 28.8 | 83.84 |  |  |  |  | 25.6 | 78.08 |  |  |  |  | 22.8 | 73.04 | [5 empty] | 26.7 | 80.06 |  |  |  | 25 | 77 |  |  |  |  | 28.3 | 82.94 |  |  |  |  | 20.6 | 69.08
1998-08-26 | 14:00 | 29.4 | 84.92 | WEEKDAY | #N/A | 1987-08-26 | 14:00 | 25.6 | 78.08 |  |  | 1994-08-26 | 14:00 | 28.8 | 83.84 |  |  | 1995-08-26 | 14:00 | 25.6 | 78.08 | [5 empty] | 26.1 | 78.98 |  |  |  | 29.4 | 84.92 |  |  |  |  | 24.4 | 75.92 |  |  |  |  | 24.4 | 75.92 | [5 empty] | 26.1 | 78.98 |  |  |  | 25 | 77 |  |  |  |  | 27.2 | 80.96 |  |  |  |  | 22.8 | 73.04
1998-08-26 | 15:00 | 29.4 | 84.92 | WEEKDAY | #N/A | 1987-08-26 | 15:00 | 25.6 | 78.08 |  |  | 1994-08-26 | 15:00 | 28.3 | 82.94 |  |  | 1995-08-26 | 15:00 | 25.6 | 78.08 | [5 empty] | 24.4 | 75.92 |  |  |  | 30 | 86 |  |  |  |  | 25 | 77 |  |  |  |  | 26.7 | 80.06 | [5 empty] | 26.7 | 80.06 |  |  |  | 27.2 | 80.96 |  |  |  |  | 28.9 | 84.02 |  |  |  |  | 23.3 | 73.94
1998-08-26 | 16:00 | 30 | 86 | WEEKDAY | #N/A | 1987-08-26 | 16:00 | 25 | 77 |  |  | 1994-08-26 | 16:00 | 26.6 | 79.88 |  |  | 1995-08-26 | 16:00 | 25 | 77 | [5 empty] | 23.9 | 75.02 |  |  |  | 29.4 | 84.92 |  |  |  |  | 25.6 | 78.08 |  |  |  |  | 27.8 | 82.04 | [5 empty] | 25.6 | 78.08 |  |  |  | 20.6 | 69.08 |  |  |  |  | 28.3 | 82.94 |  |  |  |  | 22.8 | 73.04
1998-08-26 | 17:00 | 29.4 | 84.92 | WEEKDAY | #N/A | 1987-08-26 | 17:00 | 23.9 | 75.02 |  |  | 1994-08-26 | 17:00 | 26.1 | 78.98 |  |  | 1995-08-26 | 17:00 | 24.4 | 75.92 | [5 empty] | 23.3 | 73.94 |  |  |  | 28.8 | 83.84 |  |  |  |  | 23.9 | 75.02 |  |  |  |  | 27.8 | 82.04 | [5 empty] | 25 | 77 |  |  |  | 23.3 | 73.94 |  |  |  |  | 27.2 | 80.96 |  |  |  |  | 22.2 | 71.96
1998-08-26 | 18:00 | 24 | 75.2 | WEEKDAY | #N/A | 1987-08-26 | 18:00 | 23.3 | 73.94 |  |  | 1994-08-26 | 18:00 | 23.8 | 74.84 |  |  | 1995-08-26 | 18:00 | 23.9 | 75.02 | [5 empty] | 23.3 | 73.94 |  |  |  | 27.2 | 80.96 |  |  |  |  | 23.3 | 73.94 |  |  |  |  | 26.7 | 80.06 | [5 empty] | 24.4 | 75.92 |  |  |  | 22.8 | 73.04 |  |  |  |  | 26.7 | 80.06 |  |  |  |  | 21.1 | 69.98
1998-08-26 | 19:00 | 26.1 | 78.98 | WEEKDAY | #N/A | 1987-08-26 | 19:00 | 22.8 | 73.04 |  |  | 1994-08-26 | 19:00 | 22.7 | 72.86 |  |  | 1995-08-26 | 19:00 | 23.3 | 73.94 | [5 empty] | 22.2 | 71.96 |  |  |  | 25 | 77 |  |  |  |  | 22.2 | 71.96 |  |  |  |  | 24.4 | 75.92 | [5 empty] | 23.3 | 73.94 |  |  |  | 22.2 | 71.96 |  |  |  |  | 25 | 77 |  |  |  |  | 18.9 | 66.02
1998-08-26 | 20:00 | 26.7 | 80.06 | WEEKDAY | #N/A | 1987-08-26 | 20:00 | 22.8 | 73.04 |  |  | 1994-08-26 | 20:00 | 22.2 | 71.96 |  |  | 1995-08-26 | 20:00 | 23.3 | 73.94 | [5 empty] | 21.7 | 71.06 |  |  |  | 23.3 | 73.94 |  |  |  |  | 21.7 | 71.06 |  |  |  |  | 22.2 | 71.96 | [5 empty] | 21.7 | 71.06 |  |  |  | 21.7 | 71.06 |  |  |  |  | 23.9 | 75.02 |  |  |  |  | 16.7 | 62.06
1998-08-26 | 21:00 | 26.7 | 80.06 | WEEKDAY | #N/A | 1987-08-26 | 21:00 | 23.3 | 73.94 |  |  | 1994-08-26 | 21:00 | 21.1 | 69.98 |  |  | 1995-08-26 | 21:00 | 22.8 | 73.04 | [5 empty] | 21.1 | 69.98 |  |  |  | 22.2 | 71.96 |  |  |  |  | 20.6 | 69.08 |  |  |  |  | 21.1 | 69.98 | [5 empty] | 21.1 | 69.98 |  |  |  | 21.7 | 71.06 |  |  |  |  | 23.3 | 73.94 |  |  |  |  | 15.6 | 60.08
1998-08-26 | 22:00 | 26.7 | 80.06 | WEEKDAY | #N/A | 1987-08-26 | 22:00 | 22.2 | 71.96 |  |  | 1994-08-26 | 22:00 | 20.5 | 68.9 |  |  | 1995-08-26 | 22:00 | 22.2 | 71.96 | [5 empty] | 21.7 | 71.06 |  |  |  | 21.4 | 70.52 |  |  |  |  | 20.6 | 69.08 |  |  |  |  | 20.6 | 69.08 | [5 empty] | 21.7 | 71.06 |  |  |  | 21.7 | 71.06 |  |  |  |  | 22.2 | 71.96 |  |  |  |  | 13.9 | 57.02
1998-08-26 | 23:00 | 26.7 | 80.06 | WEEKDAY | #N/A | 1987-08-26 | 23:00 | 21.7 | 71.06 |  |  | 1994-08-26 | 23:00 | 20 | 68 |  |  | 1995-08-26 | 23:00 | 22.2 | 71.96 | [5 empty] | 21.7 | 71.06 |  |  |  | 20.8 | 69.44 |  |  |  |  | 18.9 | 66.02 |  |  |  |  | 23.3 | 73.94 | [5 empty] | 21.1 | 69.98 |  |  |  | 21.7 | 71.06 |  |  |  |  | 21.7 | 71.06 |  |  |  |  | 12.2 | 53.96
1998-08-26 | 24:00 | 25.6 | 78.08 | WEEKDAY | #N/A | 1987-08-26 | 24:00 | 21.7 | 71.06 |  |  | 1994-08-26 | 24:00 | 19.6 | 67.28 |  |  | 1995-08-26 | 24:00 | 22.2 | 71.96 | [5 empty] | 21.7 | 71.06 |  |  |  | 20.2 | 68.36 |  |  |  |  | 18.3 | 64.94 |  |  |  |  | 23.3 | 73.94 | [5 empty] | 20 | 68 |  |  |  | 21.1 | 69.98 |  |  |  |  | 21.7 | 71.06 |  |  |  |  | 10 | 50
1998-08-27 | 1:00 | 26.1 | 78.98 | WEEKDAY | #N/A | 1987-08-27 | 1:00 | 21.7 | 71.06 |  |  | 1994-08-27 | 1:00 | 19.4 | 66.92 |  |  | 1995-08-27 | 1:00 | 22.2 | 71.96 | [5 empty] | 20 | 68 |  |  |  | 19.9 | 67.82 |  |  |  |  | 17.8 | 64.04 |  |  |  |  | 22.8 | 73.04 | [5 empty] | 20 | 68 |  |  |  | 20.6 | 69.08 |  |  |  |  | 21.7 | 71.06 |  |  |  |  | 9.4 | 48.92
1998-08-27 | 2:00 | 25 | 77 | WEEKDAY | #N/A | 1987-08-27 | 2:00 | 21.7 | 71.06 |  |  | 1994-08-27 | 2:00 | 20 | 68 |  |  | 1995-08-27 | 2:00 | 22.2 | 71.96 | [5 empty] | 19.4 | 66.92 |  |  |  | 19.4 | 66.92 |  |  |  |  | 17.2 | 62.96 |  |  |  |  | 22.8 | 73.04 | [5 empty] | 18.9 | 66.02 |  |  |  | 20.6 | 69.08 |  |  |  |  | 21.7 | 71.06 |  |  |  |  | 9.4 | 48.92
1998-08-27 | 3:00 | 24.4 | 75.92 | WEEKDAY | #N/A | 1987-08-27 | 3:00 | 20.6 | 69.08 |  |  | 1994-08-27 | 3:00 | 19.3 | 66.74 |  |  | 1995-08-27 | 3:00 | 21.7 | 71.06 | [5 empty] | 18.3 | 64.94 |  |  |  | 18.8 | 65.84 |  |  |  |  | 17.2 | 62.96 |  |  |  |  | 22.2 | 71.96 | [5 empty] | 17.8 | 64.04 |  |  |  | 18.9 | 66.02 |  |  |  |  | 21.7 | 71.06 |  |  |  |  | 8.9 | 48.02
1998-08-27 | 4:00 | 24.4 | 75.92 | WEEKDAY | #N/A | 1987-08-27 | 4:00 | 20 | 68 |  |  | 1994-08-27 | 4:00 | 18.3 | 64.94 |  |  | 1995-08-27 | 4:00 | 21.7 | 71.06 | [5 empty] | 18.9 | 66.02 |  |  |  | 19.4 | 66.92 |  |  |  |  | 16.7 | 62.06 |  |  |  |  | 22.2 | 71.96 | [5 empty] | 17.2 | 62.96 |  |  |  | 18.3 | 64.94 |  |  |  |  | 21.1 | 69.98 |  |  |  |  | 7.2 | 44.96
1998-08-27 | 5:00 | 23.9 | 75.02 | WEEKDAY | #N/A | 1987-08-27 | 5:00 | 18.3 | 64.94 |  |  | 1994-08-27 | 5:00 | 17.7 | 63.86 |  |  | 1995-08-27 | 5:00 | 21.7 | 71.06 | [5 empty] | 19.4 | 66.92 |  |  |  | 20 | 68 |  |  |  |  | 16.7 | 62.06 |  |  |  |  | 21.7 | 71.06 | [5 empty] | 17.8 | 64.04 |  |  |  | 17.8 | 64.04 |  |  |  |  | 21.1 | 69.98 |  |  |  |  | 6.7 | 44.06
1998-08-27 | 6:00 | 23.3 | 73.94 | WEEKDAY | #N/A | 1987-08-27 | 6:00 | 16.7 | 62.06 |  |  | 1994-08-27 | 6:00 | 18.8 | 65.84 |  |  | 1995-08-27 | 6:00 | 21.7 | 71.06 | [5 empty] | 19.4 | 66.92 |  |  |  | 19.4 | 66.92 |  |  |  |  | 16.7 | 62.06 |  |  |  |  | 19.4 | 66.92 | [5 empty] | 16.1 | 60.98 |  |  |  | 17.2 | 62.96 |  |  |  |  | 21.1 | 69.98 |  |  |  |  | 7.2 | 44.96
1998-08-27 | 7:00 | 23.3 | 73.94 | WEEKDAY | #N/A | 1987-08-27 | 7:00 | 16.1 | 60.98 |  |  | 1994-08-27 | 7:00 | 20.5 | 68.9 |  |  | 1995-08-27 | 7:00 | 22.2 | 71.96 | [5 empty] | 20 | 68 |  |  |  | 21.6 | 70.88 |  |  |  |  | 16.7 | 62.06 |  |  |  |  | 22.2 | 71.96 | [5 empty] | 17.8 | 64.04 |  |  |  | 17.8 | 64.04 |  |  |  |  | 22.2 | 71.96 |  |  |  |  | 11.1 | 51.98
1998-08-27 | 8:00 | 22.8 | 73.04 | WEEKDAY | #N/A | 1987-08-27 | 8:00 | 16.7 | 62.06 |  |  | 1994-08-27 | 8:00 | 22.2 | 71.96 |  |  | 1995-08-27 | 8:00 | 22.8 | 73.04 | [5 empty] | 22.2 | 71.96 |  |  |  | 22.7 | 72.86 |  |  |  |  | 17.8 | 64.04 |  |  |  |  | 22.8 | 73.04 | [5 empty] | 19.4 | 66.92 |  |  |  | 18.9 | 66.02 |  |  |  |  | 23.9 | 75.02 |  |  |  |  | 13.3 | 55.94
1998-08-27 | 9:00 | 24.4 | 75.92 | WEEKDAY | #N/A | 1987-08-27 | 9:00 | 17.8 | 64.04 |  |  | 1994-08-27 | 9:00 | 23.8 | 74.84 |  |  | 1995-08-27 | 9:00 | 24.4 | 75.92 | [5 empty] | 23.9 | 75.02 |  |  |  | 23.8 | 74.84 |  |  |  |  | 18.9 | 66.02 |  |  |  |  | 23.9 | 75.02 | [5 empty] | 21.1 | 69.98 |  |  |  | 20.6 | 69.08 |  |  |  |  | 24.4 | 75.92 |  |  |  |  | 15.6 | 60.08
1998-08-27 | 10:00 | 24.4 | 75.92 | WEEKDAY | #N/A | 1987-08-27 | 10:00 | 17.2 | 62.96 |  |  | 1994-08-27 | 10:00 | 24.4 | 75.92 |  |  | 1995-08-27 | 10:00 | 26.1 | 78.98 | [5 empty] | 25.6 | 78.08 |  |  |  | 26.1 | 78.98 |  |  |  |  | 19.4 | 66.92 |  |  |  |  | 24.4 | 75.92 | [5 empty] | 22.8 | 73.04 |  |  |  | 21.1 | 69.98 |  |  |  |  | 26.7 | 80.06 |  |  |  |  | 16.7 | 62.06
1998-08-27 | 11:00 | 25 | 77 | WEEKDAY | #N/A | 1987-08-27 | 11:00 | 17.2 | 62.96 |  |  | 1994-08-27 | 11:00 | 25.5 | 77.9 |  |  | 1995-08-27 | 11:00 | 27.2 | 80.96 | [5 empty] | 26.7 | 80.06 |  |  |  | 27.2 | 80.96 |  |  |  |  | 21.1 | 69.98 |  |  |  |  | 25.6 | 78.08 | [5 empty] | 23.3 | 73.94 |  |  |  | 21.7 | 71.06 |  |  |  |  | 27.8 | 82.04 |  |  |  |  | 18.3 | 64.94
1998-08-27 | 12:00 | 26.1 | 78.98 | WEEKDAY | #N/A | 1987-08-27 | 12:00 | 16.7 | 62.06 |  |  | 1994-08-27 | 12:00 | 27.2 | 80.96 |  |  | 1995-08-27 | 12:00 | 28.3 | 82.94 | [5 empty] | 27.2 | 80.96 |  |  |  | 28.3 | 82.94 |  |  |  |  | 21.7 | 71.06 |  |  |  |  | 24.4 | 75.92 | [5 empty] | 24.4 | 75.92 |  |  |  | 22.2 | 71.96 |  |  |  |  | 27.2 | 80.96 |  |  |  |  | 18.9 | 66.02
1998-08-27 | 13:00 | 26.7 | 80.06 | WEEKDAY | #N/A | 1987-08-27 | 13:00 | 17.2 | 62.96 |  |  | 1994-08-27 | 13:00 | 27.2 | 80.96 |  |  | 1995-08-27 | 13:00 | 27.8 | 82.04 | [5 empty] | 27.2 | 80.96 |  |  |  | 29.4 | 84.92 |  |  |  |  | 22.2 | 71.96 |  |  |  |  | 24.4 | 75.92 | [5 empty] | 24.4 | 75.92 |  |  |  | 23.3 | 73.94 |  |  |  |  | 27.2 | 80.96 |  |  |  |  | 20 | 68
1998-08-27 | 14:00 | 27.8 | 82.04 | WEEKDAY | #N/A | 1987-08-27 | 14:00 | 17.2 | 62.96 |  |  | 1994-08-27 | 14:00 | 28.3 | 82.94 |  |  | 1995-08-27 | 14:00 | 26.7 | 80.06 | [5 empty] | 27.8 | 82.04 |  |  |  | 29.4 | 84.92 |  |  |  |  | 23.3 | 73.94 |  |  |  |  | 24.4 | 75.92 | [5 empty] | 24.4 | 75.92 |  |  |  | 23.9 | 75.02 |  |  |  |  | 27.8 | 82.04 |  |  |  |  | 21.7 | 71.06
1998-08-27 | 15:00 | 28.9 | 84.02 | WEEKDAY | #N/A | 1987-08-27 | 15:00 | 17.2 | 62.96 |  |  | 1994-08-27 | 15:00 | 28.3 | 82.94 |  |  | 1995-08-27 | 15:00 | 25.6 | 78.08 | [5 empty] | 27.8 | 82.04 |  |  |  | 29.4 | 84.92 |  |  |  |  | 22.8 | 73.04 |  |  |  |  | 25.6 | 78.08 | [5 empty] | 25 | 77 |  |  |  | 23.9 | 75.02 |  |  |  |  | 28.3 | 82.94 |  |  |  |  | 20.6 | 69.08
1998-08-27 | 16:00 | 28.9 | 84.02 | WEEKDAY | #N/A | 1987-08-27 | 16:00 | 16.7 | 62.06 |  |  | 1994-08-27 | 16:00 | 28.8 | 83.84 |  |  | 1995-08-27 | 16:00 | 25.6 | 78.08 | [5 empty] | 27.2 | 80.96 |  |  |  | 29.4 | 84.92 |  |  |  |  | 23.3 | 73.94 |  |  |  |  | 26.1 | 78.98 | [5 empty] | 23.9 | 75.02 |  |  |  | 23.3 | 73.94 |  |  |  |  | 28.3 | 82.94 |  |  |  |  | 20.6 | 69.08
1998-08-27 | 17:00 | 28.3 | 82.94 | WEEKDAY | #N/A | 1987-08-27 | 17:00 | 16.7 | 62.06 |  |  | 1994-08-27 | 17:00 | 28.3 | 82.94 |  |  | 1995-08-27 | 17:00 | 25.6 | 78.08 | [5 empty] | 26.1 | 78.98 |  |  |  | 31.1 | 87.98 |  |  |  |  | 22.2 | 71.96 |  |  |  |  | 25 | 77 | [5 empty] | 23.9 | 75.02 |  |  |  | 22.2 | 71.96 |  |  |  |  | 27.8 | 82.04 |  |  |  |  | 20 | 68
1998-08-27 | 18:00 | 27.8 | 82.04 | WEEKDAY | #N/A | 1987-08-27 | 18:00 | 17.2 | 62.96 |  |  | 1994-08-27 | 18:00 | 23.8 | 74.84 |  |  | 1995-08-27 | 18:00 | 25.6 | 78.08 | [5 empty] | 24.4 | 75.92 |  |  |  | 25.5 | 77.9 |  |  |  |  | 20.6 | 69.08 |  |  |  |  | 23.9 | 75.02 | [5 empty] | 22.2 | 71.96 |  |  |  | 22.2 | 71.96 |  |  |  |  | 26.7 | 80.06 |  |  |  |  | 19.4 | 66.92
1998-08-27 | 19:00 | 26.7 | 80.06 | WEEKDAY | #N/A | 1987-08-27 | 19:00 | 17.2 | 62.96 |  |  | 1994-08-27 | 19:00 | 20.5 | 68.9 |  |  | 1995-08-27 | 19:00 | 25.6 | 78.08 | [5 empty] | 23.9 | 75.02 |  |  |  | 24.4 | 75.92 |  |  |  |  | 20 | 68 |  |  |  |  | 22.8 | 73.04 | [5 empty] | 21.1 | 69.98 |  |  |  | 21.1 | 69.98 |  |  |  |  | 24.4 | 75.92 |  |  |  |  | 15.6 | 60.08
1998-08-27 | 20:00 | 26.1 | 78.98 | WEEKDAY | #N/A | 1987-08-27 | 20:00 | 17.8 | 64.04 |  |  | 1994-08-27 | 20:00 | 20 | 68 |  |  | 1995-08-27 | 20:00 | 24.4 | 75.92 | [5 empty] | 23.3 | 73.94 |  |  |  | 22.2 | 71.96 |  |  |  |  | 18.9 | 66.02 |  |  |  |  | 21.7 | 71.06 | [5 empty] | 19.4 | 66.92 |  |  |  | 20.6 | 69.08 |  |  |  |  | 22.8 | 73.04 |  |  |  |  | 12.8 | 55.04
1998-08-27 | 21:00 | 25 | 77 | WEEKDAY | #N/A | 1987-08-27 | 21:00 | 17.2 | 62.96 |  |  | 1994-08-27 | 21:00 | 20 | 68 |  |  | 1995-08-27 | 21:00 | 22.8 | 73.04 | [5 empty] | 22.2 | 71.96 |  |  |  | 21.6 | 70.88 |  |  |  |  | 17.8 | 64.04 |  |  |  |  | 20.6 | 69.08 | [5 empty] | 18.9 | 66.02 |  |  |  | 20 | 68 |  |  |  |  | 22.2 | 71.96 |  |  |  |  | 11.7 | 53.06
1998-08-27 | 22:00 | 24.4 | 75.92 | WEEKDAY | #N/A | 1987-08-27 | 22:00 | 16.7 | 62.06 |  |  | 1994-08-27 | 22:00 | 19.4 | 66.92 |  |  | 1995-08-27 | 22:00 | 22.2 | 71.96 | [5 empty] | 21.7 | 71.06 |  |  |  | 20.5 | 68.9 |  |  |  |  | 17.2 | 62.96 |  |  |  |  | 20 | 68 | [5 empty] | 18.3 | 64.94 |  |  |  | 20 | 68 |  |  |  |  | 21.7 | 71.06 |  |  |  |  | 11.7 | 53.06
1998-08-27 | 23:00 | 24.4 | 75.92 | WEEKDAY | #N/A | 1987-08-27 | 23:00 | 16.7 | 62.06 |  |  | 1994-08-27 | 23:00 | 18.8 | 65.84 |  |  | 1995-08-27 | 23:00 | 22.2 | 71.96 | [5 empty] | 21.7 | 71.06 |  |  |  | 20 | 68 |  |  |  |  | 16.1 | 60.98 |  |  |  |  | 18.3 | 64.94 | [5 empty] | 17.2 | 62.96 |  |  |  | 19.4 | 66.92 |  |  |  |  | 21.1 | 69.98 |  |  |  |  | 11.1 | 51.98
1998-08-27 | 24:00 | 23.9 | 75.02 | WEEKDAY | #N/A | 1987-08-27 | 24:00 | 16.7 | 62.06 |  |  | 1994-08-27 | 24:00 | 19.4 | 66.92 |  |  | 1995-08-27 | 24:00 | 22.2 | 71.96 | [5 empty] | 21.1 | 69.98 |  |  |  | 18.8 | 65.84 |  |  |  |  | 15.6 | 60.08 |  |  |  |  | 19.4 | 66.92 | [5 empty] | 16.7 | 62.06 |  |  |  | 20 | 68 |  |  |  |  | 21.1 | 69.98 |  |  |  |  | 11.1 | 51.98
1998-08-28 | 1:00 | 23.3 | 73.94 | WEEKDAY | #N/A | 1987-08-28 | 1:00 | 17.2 | 62.96 |  |  | 1994-08-28 | 1:00 | 18.8 | 65.84 |  |  | 1995-08-28 | 1:00 | 21.7 | 71.06 | [5 empty] | 20.6 | 69.08 |  |  |  | 18.3 | 64.94 |  |  |  |  | 13.9 | 57.02 |  |  |  |  | 15.6 | 60.08 | [5 empty] | 16.1 | 60.98 |  |  |  | 20.6 | 69.08 |  |  |  |  | 21.1 | 69.98 |  |  |  |  | 10 | 50
1998-08-28 | 2:00 | 23.3 | 73.94 | WEEKDAY | #N/A | 1987-08-28 | 2:00 | 17.2 | 62.96 |  |  | 1994-08-28 | 2:00 | 18.3 | 64.94 |  |  | 1995-08-28 | 2:00 | 21.7 | 71.06 | [5 empty] | 20.6 | 69.08 |  |  |  | 17.7 | 63.86 |  |  |  |  | 14.4 | 57.92 |  |  |  |  | 15 | 59 | [5 empty] | 16.1 | 60.98 |  |  |  | 20 | 68 |  |  |  |  | 20.6 | 69.08 |  |  |  |  | 10.6 | 51.08
1998-08-28 | 3:00 | 23.3 | 73.94 | WEEKDAY | #N/A | 1987-08-28 | 3:00 | 17.2 | 62.96 |  |  | 1994-08-28 | 3:00 | 18.3 | 64.94 |  |  | 1995-08-28 | 3:00 | 20.6 | 69.08 | [5 empty] | 20.6 | 69.08 |  |  |  | 17.2 | 62.96 |  |  |  |  | 13.9 | 57.02 |  |  |  |  | 16.1 | 60.98 | [5 empty] | 15.6 | 60.08 |  |  |  | 20 | 68 |  |  |  |  | 20.6 | 69.08 |  |  |  |  | 11.7 | 53.06
1998-08-28 | 4:00 | 23.3 | 73.94 | WEEKDAY | #N/A | 1987-08-28 | 4:00 | 17.2 | 62.96 |  |  | 1994-08-28 | 4:00 | 17.7 | 63.86 |  |  | 1995-08-28 | 4:00 | 20 | 68 | [5 empty] | 20 | 68 |  |  |  | 16.6 | 61.88 |  |  |  |  | 13.9 | 57.02 |  |  |  |  | 17.8 | 64.04 | [5 empty] | 15 | 59 |  |  |  | 20 | 68 |  |  |  |  | 20 | 68 |  |  |  |  | 12.8 | 55.04
1998-08-28 | 5:00 | 22.8 | 73.04 | WEEKDAY | #N/A | 1987-08-28 | 5:00 | 16.7 | 62.06 |  |  | 1994-08-28 | 5:00 | 17.7 | 63.86 |  |  | 1995-08-28 | 5:00 | 19.4 | 66.92 | [5 empty] | 20 | 68 |  |  |  | 17.2 | 62.96 |  |  |  |  | 12.8 | 55.04 |  |  |  |  | 17.8 | 64.04 | [5 empty] | 15 | 59 |  |  |  | 20 | 68 |  |  |  |  | 20 | 68 |  |  |  |  | 12.8 | 55.04
1998-08-28 | 6:00 | 22.8 | 73.04 | WEEKDAY | #N/A | 1987-08-28 | 6:00 | 16.7 | 62.06 |  |  | 1994-08-28 | 6:00 | 17.2 | 62.96 |  |  | 1995-08-28 | 6:00 | 20 | 68 | [5 empty] | 20 | 68 |  |  |  | 17.7 | 63.86 |  |  |  |  | 12.8 | 55.04 |  |  |  |  | 18.3 | 64.94 | [5 empty] | 15 | 59 |  |  |  | 19.4 | 66.92 |  |  |  |  | 19.4 | 66.92 |  |  |  |  | 12.8 | 55.04
1998-08-28 | 7:00 | 23.3 | 73.94 | WEEKDAY | #N/A | 1987-08-28 | 7:00 | 16.7 | 62.06 |  |  | 1994-08-28 | 7:00 | 19.4 | 66.92 |  |  | 1995-08-28 | 7:00 | 20.6 | 69.08 | [5 empty] | 19.4 | 66.92 |  |  |  | 18.3 | 64.94 |  |  |  |  | 13.9 | 57.02 |  |  |  |  | 19.4 | 66.92 | [5 empty] | 16.1 | 60.98 |  |  |  | 20 | 68 |  |  |  |  | 20.6 | 69.08 |  |  |  |  | 13.3 | 55.94
1998-08-28 | 8:00 | 23.3 | 73.94 | WEEKDAY | #N/A | 1987-08-28 | 8:00 | 16.7 | 62.06 |  |  | 1994-08-28 | 8:00 | 22.7 | 72.86 |  |  | 1995-08-28 | 8:00 | 22.8 | 73.04 | [5 empty] | 20.6 | 69.08 |  |  |  | 21.1 | 69.98 |  |  |  |  | 15.6 | 60.08 |  |  |  |  | 21.1 | 69.98 | [5 empty] | 16.7 | 62.06 |  |  |  | 20.6 | 69.08 |  |  |  |  | 21.7 | 71.06 |  |  |  |  | 12.2 | 53.96
1998-08-28 | 9:00 | 24.4 | 75.92 | WEEKDAY | #N/A | 1987-08-28 | 9:00 | 17.2 | 62.96 |  |  | 1994-08-28 | 9:00 | 25 | 77 |  |  | 1995-08-28 | 9:00 | 25 | 77 | [5 empty] | 20.6 | 69.08 |  |  |  | 23.3 | 73.94 |  |  |  |  | 17.8 | 64.04 |  |  |  |  | 21.7 | 71.06 | [5 empty] | 20 | 68 |  |  |  | 22.2 | 71.96 |  |  |  |  | 23.3 | 73.94 |  |  |  |  | 13.3 | 55.94
1998-08-28 | 10:00 | 25 | 77 | WEEKDAY | #N/A | 1987-08-28 | 10:00 | 17.2 | 62.96 |  |  | 1994-08-28 | 10:00 | 26.1 | 78.98 |  |  | 1995-08-28 | 10:00 | 25 | 77 | [5 empty] | 21.7 | 71.06 |  |  |  | 25.5 | 77.9 |  |  |  |  | 19.4 | 66.92 |  |  |  |  | 23.3 | 73.94 | [5 empty] | 22.2 | 71.96 |  |  |  | 23.3 | 73.94 |  |  |  |  | 25.6 | 78.08 |  |  |  |  | 14.4 | 57.92
1998-08-28 | 11:00 | 25 | 77 | WEEKDAY | #N/A | 1987-08-28 | 11:00 | 17.2 | 62.96 |  |  | 1994-08-28 | 11:00 | 27.2 | 80.96 |  |  | 1995-08-28 | 11:00 | 25.6 | 78.08 | [5 empty] | 21.7 | 71.06 |  |  |  | 27.2 | 80.96 |  |  |  |  | 21.1 | 69.98 |  |  |  |  | 23.3 | 73.94 | [5 empty] | 24.4 | 75.92 |  |  |  | 23.3 | 73.94 |  |  |  |  | 26.1 | 78.98 |  |  |  |  | 15.6 | 60.08
1998-08-28 | 12:00 | 26.1 | 78.98 | WEEKDAY | #N/A | 1987-08-28 | 12:00 | 17.8 | 64.04 |  |  | 1994-08-28 | 12:00 | 28.3 | 82.94 |  |  | 1995-08-28 | 12:00 | 26.1 | 78.98 | [5 empty] | 21.1 | 69.98 |  |  |  | 29.4 | 84.92 |  |  |  |  | 22.8 | 73.04 |  |  |  |  | 23.3 | 73.94 | [5 empty] | 25 | 77 |  |  |  | 23.9 | 75.02 |  |  |  |  | 25.6 | 78.08 |  |  |  |  | 16.1 | 60.98
1998-08-28 | 13:00 | 26.7 | 80.06 | WEEKDAY | #N/A | 1987-08-28 | 13:00 | 17.8 | 64.04 |  |  | 1994-08-28 | 13:00 | 28.8 | 83.84 |  |  | 1995-08-28 | 13:00 | 26.1 | 78.98 | [5 empty] | 21.1 | 69.98 |  |  |  | 29.4 | 84.92 |  |  |  |  | 22.8 | 73.04 |  |  |  |  | 24.4 | 75.92 | [5 empty] | 26.1 | 78.98 |  |  |  | 25 | 77 |  |  |  |  | 26.1 | 78.98 |  |  |  |  | 19.4 | 66.92
1998-08-28 | 14:00 | 26.7 | 80.06 | WEEKDAY | #N/A | 1987-08-28 | 14:00 | 17.2 | 62.96 |  |  | 1994-08-28 | 14:00 | 28.8 | 83.84 |  |  | 1995-08-28 | 14:00 | 25.6 | 78.08 | [5 empty] | 22.2 | 71.96 |  |  |  | 30.5 | 86.9 |  |  |  |  | 23.9 | 75.02 |  |  |  |  | 25.6 | 78.08 | [5 empty] | 26.1 | 78.98 |  |  |  | 24.4 | 75.92 |  |  |  |  | 27.2 | 80.96 |  |  |  |  | 20 | 68
1998-08-28 | 15:00 | 25.6 | 78.08 | WEEKDAY | #N/A | 1987-08-28 | 15:00 | 17.2 | 62.96 |  |  | 1994-08-28 | 15:00 | 28.8 | 83.84 |  |  | 1995-08-28 | 15:00 | 25.6 | 78.08 | [5 empty] | 22.2 | 71.96 |  |  |  | 30 | 86 |  |  |  |  | 23.9 | 75.02 |  |  |  |  | 26.7 | 80.06 | [5 empty] | 26.1 | 78.98 |  |  |  | 25 | 77 |  |  |  |  | 27.2 | 80.96 |  |  |  |  | 21.7 | 71.06
1998-08-28 | 16:00 | 25.6 | 78.08 | WEEKDAY | #N/A | 1987-08-28 | 16:00 | 17.8 | 64.04 |  |  | 1994-08-28 | 16:00 | 28.3 | 82.94 |  |  | 1995-08-28 | 16:00 | 24.4 | 75.92 | [5 empty] | 21.7 | 71.06 |  |  |  | 29.4 | 84.92 |  |  |  |  | 23.9 | 75.02 |  |  |  |  | 25.6 | 78.08 | [5 empty] | 25.6 | 78.08 |  |  |  | 23.3 | 73.94 |  |  |  |  | 27.2 | 80.96 |  |  |  |  | 22.8 | 73.04
1998-08-28 | 17:00 | 25.6 | 78.08 | WEEKDAY | #N/A | 1987-08-28 | 17:00 | 17.8 | 64.04 |  |  | 1994-08-28 | 17:00 | 27.2 | 80.96 |  |  | 1995-08-28 | 17:00 | 24.4 | 75.92 | [5 empty] | 21.1 | 69.98 |  |  |  | 28.8 | 83.84 |  |  |  |  | 22.8 | 73.04 |  |  |  |  | 25.6 | 78.08 | [5 empty] | 25.6 | 78.08 |  |  |  | 20.6 | 69.08 |  |  |  |  | 26.1 | 78.98 |  |  |  |  | 21.7 | 71.06
1998-08-28 | 18:00 | 25 | 77 | WEEKDAY | #N/A | 1987-08-28 | 18:00 | 17.2 | 62.96 |  |  | 1994-08-28 | 18:00 | 26.6 | 79.88 |  |  | 1995-08-28 | 18:00 | 23.3 | 73.94 | [5 empty] | 20.6 | 69.08 |  |  |  | 27.7 | 81.86 |  |  |  |  | 22.2 | 71.96 |  |  |  |  | 23.9 | 75.02 | [5 empty] | 23.9 | 75.02 |  |  |  | 21.1 | 69.98 |  |  |  |  | 25 | 77 |  |  |  |  | 22.2 | 71.96
1998-08-28 | 19:00 | 24.4 | 75.92 | WEEKDAY | #N/A | 1987-08-28 | 19:00 | 16.7 | 62.06 |  |  | 1994-08-28 | 19:00 | 26.6 | 79.88 |  |  | 1995-08-28 | 19:00 | 21.7 | 71.06 | [5 empty] | 19.4 | 66.92 |  |  |  | 27.2 | 80.96 |  |  |  |  | 20.6 | 69.08 |  |  |  |  | 21.7 | 71.06 | [5 empty] | 22.2 | 71.96 |  |  |  | 21.7 | 71.06 |  |  |  |  | 23.3 | 73.94 |  |  |  |  | 22.2 | 71.96
1998-08-28 | 20:00 | 23.9 | 75.02 | WEEKDAY | #N/A | 1987-08-28 | 20:00 | 16.1 | 60.98 |  |  | 1994-08-28 | 20:00 | 26.1 | 78.98 |  |  | 1995-08-28 | 20:00 | 21.1 | 69.98 | [5 empty] | 19.4 | 66.92 |  |  |  | 27.2 | 80.96 |  |  |  |  | 20 | 68 |  |  |  |  | 21.1 | 69.98 | [5 empty] | 21.7 | 71.06 |  |  |  | 20.6 | 69.08 |  |  |  |  | 22.2 | 71.96 |  |  |  |  | 22.2 | 71.96
1998-08-28 | 21:00 | 23.9 | 75.02 | WEEKDAY | #N/A | 1987-08-28 | 21:00 | 16.1 | 60.98 |  |  | 1994-08-28 | 21:00 | 26.1 | 78.98 |  |  | 1995-08-28 | 21:00 | 20 | 68 | [5 empty] | 18.9 | 66.02 |  |  |  | 25 | 77 |  |  |  |  | 17.8 | 64.04 |  |  |  |  | 19.4 | 66.92 | [5 empty] | 20.6 | 69.08 |  |  |  | 20.6 | 69.08 |  |  |  |  | 21.1 | 69.98 |  |  |  |  | 21.7 | 71.06
1998-08-28 | 22:00 | 23.3 | 73.94 | WEEKDAY | #N/A | 1987-08-28 | 22:00 | 16.1 | 60.98 |  |  | 1994-08-28 | 22:00 | 25.5 | 77.9 |  |  | 1995-08-28 | 22:00 | 19.4 | 66.92 | [5 empty] | 18.3 | 64.94 |  |  |  | 25 | 77 |  |  |  |  | 17.8 | 64.04 |  |  |  |  | 18.9 | 66.02 | [5 empty] | 19.4 | 66.92 |  |  |  | 20 | 68 |  |  |  |  | 21.1 | 69.98 |  |  |  |  | 22.2 | 71.96
1998-08-28 | 23:00 | 23.3 | 73.94 | WEEKDAY | #N/A | 1987-08-28 | 23:00 | 16.7 | 62.06 |  |  | 1994-08-28 | 23:00 | 23.9 | 75.02 |  |  | 1995-08-28 | 23:00 | 18.9 | 66.02 | [5 empty] | 17.2 | 62.96 |  |  |  | 23.6 | 74.48 |  |  |  |  | 16.7 | 62.06 |  |  |  |  | 17.2 | 62.96 | [5 empty] | 19.4 | 66.92 |  |  |  | 19.4 | 66.92 |  |  |  |  | 21.1 | 69.98 |  |  |  |  | 22.2 | 71.96
1998-08-28 | 24:00 | 23.3 | 73.94 | WEEKDAY | #N/A | 1987-08-28 | 24:00 | 16.7 | 62.06 |  |  | 1994-08-28 | 24:00 | 22.2 | 71.96 |  |  | 1995-08-28 | 24:00 | 17.8 | 64.04 | [5 empty] | 17.2 | 62.96 |  |  |  | 22.2 | 71.96 |  |  |  |  | 16.7 | 62.06 |  |  |  |  | 19.4 | 66.92 | [5 empty] | 18.3 | 64.94 |  |  |  | 17.8 | 64.04 |  |  |  |  | 21.7 | 71.06 |  |  |  |  | 23.3 | 73.94
1998-08-29 | 1:00 | 23.9 | 75.02 | SATURDAY | #N/A | 1987-08-29 | 1:00 | 16.7 | 62.06 |  |  | 1994-08-29 | 1:00 | 21.6 | 70.88 |  |  | 1995-08-29 | 1:00 | 18.3 | 64.94 | [5 empty] | 16.7 | 62.06 |  |  |  | 22.2 | 71.96 |  |  |  |  | 16.7 | 62.06 |  |  |  |  | 17.8 | 64.04 | [5 empty] | 18.3 | 64.94 |  |  |  | 17.2 | 62.96 |  |  |  |  | 21.7 | 71.06 |  |  |  |  | 23.3 | 73.94
1998-08-29 | 2:00 | 23.9 | 75.02 | SATURDAY | #N/A | 1987-08-29 | 2:00 | 16.7 | 62.06 |  |  | 1994-08-29 | 2:00 | 22.7 | 72.86 |  |  | 1995-08-29 | 2:00 | 17.8 | 64.04 | [5 empty] | 16.7 | 62.06 |  |  |  | 22.2 | 71.96 |  |  |  |  | 16.1 | 60.98 |  |  |  |  | 16.7 | 62.06 | [5 empty] | 17.8 | 64.04 |  |  |  | 16.1 | 60.98 |  |  |  |  | 21.1 | 69.98 |  |  |  |  | 22.8 | 73.04
1998-08-29 | 3:00 | 23.3 | 73.94 | SATURDAY | #N/A | 1987-08-29 | 3:00 | 17.2 | 62.96 |  |  | 1994-08-29 | 3:00 | 23.3 | 73.94 |  |  | 1995-08-29 | 3:00 | 17.2 | 62.96 | [5 empty] | 16.1 | 60.98 |  |  |  | 21.6 | 70.88 |  |  |  |  | 15.6 | 60.08 |  |  |  |  | 16.7 | 62.06 | [5 empty] | 17.8 | 64.04 |  |  |  | 15.6 | 60.08 |  |  |  |  | 20 | 68 |  |  |  |  | 21.7 | 71.06
1998-08-29 | 4:00 | 23.3 | 73.94 | SATURDAY | #N/A | 1987-08-29 | 4:00 | 17.2 | 62.96 |  |  | 1994-08-29 | 4:00 | 21.6 | 70.88 |  |  | 1995-08-29 | 4:00 | 16.7 | 62.06 | [5 empty] | 16.7 | 62.06 |  |  |  | 22.2 | 71.96 |  |  |  |  | 15 | 59 |  |  |  |  | 16.7 | 62.06 | [5 empty] | 17.2 | 62.96 |  |  |  | 15.6 | 60.08 |  |  |  |  | 19.4 | 66.92 |  |  |  |  | 21.1 | 69.98
1998-08-29 | 5:00 | 23.3 | 73.94 | SATURDAY | #N/A | 1987-08-29 | 5:00 | 17.2 | 62.96 |  |  | 1994-08-29 | 5:00 | 21.6 | 70.88 |  |  | 1995-08-29 | 5:00 | 16.7 | 62.06 | [5 empty] | 17.2 | 62.96 |  |  |  | 21.6 | 70.88 |  |  |  |  | 14.4 | 57.92 |  |  |  |  | 15 | 59 | [5 empty] | 17.2 | 62.96 |  |  |  | 15 | 59 |  |  |  |  | 17.2 | 62.96 |  |  |  |  | 20 | 68
1998-08-29 | 6:00 | 23.3 | 73.94 | SATURDAY | #N/A | 1987-08-29 | 6:00 | 16.1 | 60.98 |  |  | 1994-08-29 | 6:00 | 21.1 | 69.98 |  |  | 1995-08-29 | 6:00 | 17.8 | 64.04 | [5 empty] | 17.2 | 62.96 |  |  |  | 20.5 | 68.9 |  |  |  |  | 14.4 | 57.92 |  |  |  |  | 15 | 59 | [5 empty] | 17.8 | 64.04 |  |  |  | 13.9 | 57.02 |  |  |  |  | 16.7 | 62.06 |  |  |  |  | 18.9 | 66.02
1998-08-29 | 7:00 | 23.9 | 75.02 | SATURDAY | #N/A | 1987-08-29 | 7:00 | 16.1 | 60.98 |  |  | 1994-08-29 | 7:00 | 20 | 68 |  |  | 1995-08-29 | 7:00 | 20 | 68 | [5 empty] | 17.8 | 64.04 |  |  |  | 18.8 | 65.84 |  |  |  |  | 15 | 59 |  |  |  |  | 15.6 | 60.08 | [5 empty] | 18.9 | 66.02 |  |  |  | 14.4 | 57.92 |  |  |  |  | 17.2 | 62.96 |  |  |  |  | 18.9 | 66.02
1998-08-29 | 8:00 | 24.4 | 75.92 | SATURDAY | #N/A | 1987-08-29 | 8:00 | 16.7 | 62.06 |  |  | 1994-08-29 | 8:00 | 19.4 | 66.92 |  |  | 1995-08-29 | 8:00 | 21.1 | 69.98 | [5 empty] | 17.2 | 62.96 |  |  |  | 17.2 | 62.96 |  |  |  |  | 16.7 | 62.06 |  |  |  |  | 16.7 | 62.06 | [5 empty] | 21.1 | 69.98 |  |  |  | 16.7 | 62.06 |  |  |  |  | 18.3 | 64.94 |  |  |  |  | 19.4 | 66.92
1998-08-29 | 9:00 | 26.7 | 80.06 | SATURDAY | #N/A | 1987-08-29 | 9:00 | 18.3 | 64.94 |  |  | 1994-08-29 | 9:00 | 17.7 | 63.86 |  |  | 1995-08-29 | 9:00 | 23.3 | 73.94 | [5 empty] | 17.2 | 62.96 |  |  |  | 16.6 | 61.88 |  |  |  |  | 18.9 | 66.02 |  |  |  |  | 17.2 | 62.96 | [5 empty] | 23.3 | 73.94 |  |  |  | 17.2 | 62.96 |  |  |  |  | 19.4 | 66.92 |  |  |  |  | 16.7 | 62.06
1998-08-29 | 10:00 | 27.8 | 82.04 | SATURDAY | #N/A | 1987-08-29 | 10:00 | 20 | 68 |  |  | 1994-08-29 | 10:00 | 16.5 | 61.7 |  |  | 1995-08-29 | 10:00 | 26.1 | 78.98 | [5 empty] | 17.8 | 64.04 |  |  |  | 17.2 | 62.96 |  |  |  |  | 19.4 | 66.92 |  |  |  |  | 18.3 | 64.94 | [5 empty] | 25 | 77 |  |  |  | 18.9 | 66.02 |  |  |  |  | 20.6 | 69.08 |  |  |  |  | 19.4 | 66.92
1998-08-29 | 11:00 | 29.4 | 84.92 | SATURDAY | #N/A | 1987-08-29 | 11:00 | 21.1 | 69.98 |  |  | 1994-08-29 | 11:00 | 15 | 59 |  |  | 1995-08-29 | 11:00 | 24.4 | 75.92 | [5 empty] | 18.9 | 66.02 |  |  |  | 19.4 | 66.92 |  |  |  |  | 18.3 | 64.94 |  |  |  |  | 18.3 | 64.94 | [5 empty] | 26.1 | 78.98 |  |  |  | 18.3 | 64.94 |  |  |  |  | 21.7 | 71.06 |  |  |  |  | 20 | 68
1998-08-29 | 12:00 | 30 | 86 | SATURDAY | #N/A | 1987-08-29 | 12:00 | 22.8 | 73.04 |  |  | 1994-08-29 | 12:00 | 15.5 | 59.9 |  |  | 1995-08-29 | 12:00 | 25 | 77 | [5 empty] | 19.4 | 66.92 |  |  |  | 20.5 | 68.9 |  |  |  |  | 18.3 | 64.94 |  |  |  |  | 18.9 | 66.02 | [5 empty] | 26.7 | 80.06 |  |  |  | 20 | 68 |  |  |  |  | 21.7 | 71.06 |  |  |  |  | 21.1 | 69.98
1998-08-29 | 13:00 | 30.6 | 87.08 | SATURDAY | #N/A | 1987-08-29 | 13:00 | 23.3 | 73.94 |  |  | 1994-08-29 | 13:00 | 19.4 | 66.92 |  |  | 1995-08-29 | 13:00 | 25 | 77 | [5 empty] | 18.9 | 66.02 |  |  |  | 22.7 | 72.86 |  |  |  |  | 18.9 | 66.02 |  |  |  |  | 18.9 | 66.02 | [5 empty] | 26.7 | 80.06 |  |  |  | 20 | 68 |  |  |  |  | 23.3 | 73.94 |  |  |  |  | 22.2 | 71.96
1998-08-29 | 14:00 | 30.6 | 87.08 | SATURDAY | #N/A | 1987-08-29 | 14:00 | 23.3 | 73.94 |  |  | 1994-08-29 | 14:00 | 21.1 | 69.98 |  |  | 1995-08-29 | 14:00 | 25 | 77 | [5 empty] | 20 | 68 |  |  |  | 24.4 | 75.92 |  |  |  |  | 18.9 | 66.02 |  |  |  |  | 19.4 | 66.92 | [5 empty] | 26.7 | 80.06 |  |  |  | 20 | 68 |  |  |  |  | 23.9 | 75.02 |  |  |  |  | 22.2 | 71.96
1998-08-29 | 15:00 | 29.4 | 84.92 | SATURDAY | #N/A | 1987-08-29 | 15:00 | 24.4 | 75.92 |  |  | 1994-08-29 | 15:00 | 21.6 | 70.88 |  |  | 1995-08-29 | 15:00 | 25 | 77 | [5 empty] | 21.7 | 71.06 |  |  |  | 24.4 | 75.92 |  |  |  |  | 18.9 | 66.02 |  |  |  |  | 19.4 | 66.92 | [5 empty] | 26.1 | 78.98 |  |  |  | 20 | 68 |  |  |  |  | 23.9 | 75.02 |  |  |  |  | 23.3 | 73.94
1998-08-29 | 16:00 | 30.6 | 87.08 | SATURDAY | #N/A | 1987-08-29 | 16:00 | 23.9 | 75.02 |  |  | 1994-08-29 | 16:00 | 22.2 | 71.96 |  |  | 1995-08-29 | 16:00 | 24.4 | 75.92 | [5 empty] | 22.2 | 71.96 |  |  |  | 23.3 | 73.94 |  |  |  |  | 18.9 | 66.02 |  |  |  |  | 19.4 | 66.92 | [5 empty] | 26.7 | 80.06 |  |  |  | 20.6 | 69.08 |  |  |  |  | 24.4 | 75.92 |  |  |  |  | 23.9 | 75.02
1998-08-29 | 17:00 | 30.6 | 87.08 | SATURDAY | #N/A | 1987-08-29 | 17:00 | 22.8 | 73.04 |  |  | 1994-08-29 | 17:00 | 22.7 | 72.86 |  |  | 1995-08-29 | 17:00 | 24.4 | 75.92 | [5 empty] | 21.7 | 71.06 |  |  |  | 21.6 | 70.88 |  |  |  |  | 17.8 | 64.04 |  |  |  |  | 18.3 | 64.94 | [5 empty] | 25.6 | 78.08 |  |  |  | 21.7 | 71.06 |  |  |  |  | 23.3 | 73.94 |  |  |  |  | 22.8 | 73.04
1998-08-29 | 18:00 | 30 | 86 | SATURDAY | #N/A | 1987-08-29 | 18:00 | 21.7 | 71.06 |  |  | 1994-08-29 | 18:00 | 21.1 | 69.98 |  |  | 1995-08-29 | 18:00 | 23.3 | 73.94 | [5 empty] | 20.6 | 69.08 |  |  |  | 21.1 | 69.98 |  |  |  |  | 17.2 | 62.96 |  |  |  |  | 18.3 | 64.94 | [5 empty] | 25 | 77 |  |  |  | 21.7 | 71.06 |  |  |  |  | 22.8 | 73.04 |  |  |  |  | 22.2 | 71.96
1998-08-29 | 19:00 | 28.3 | 82.94 | SATURDAY | #N/A | 1987-08-29 | 19:00 | 21.1 | 69.98 |  |  | 1994-08-29 | 19:00 | 18.8 | 65.84 |  |  | 1995-08-29 | 19:00 | 22.8 | 73.04 | [5 empty] | 20 | 68 |  |  |  | 18.3 | 64.94 |  |  |  |  | 16.7 | 62.06 |  |  |  |  | 16.7 | 62.06 | [5 empty] | 23.3 | 73.94 |  |  |  | 21.1 | 69.98 |  |  |  |  | 20 | 68 |  |  |  |  | 20.6 | 69.08
1998-08-29 | 20:00 | 27.2 | 80.96 | SATURDAY | #N/A | 1987-08-29 | 20:00 | 20.6 | 69.08 |  |  | 1994-08-29 | 20:00 | 17.7 | 63.86 |  |  | 1995-08-29 | 20:00 | 22.2 | 71.96 | [5 empty] | 20 | 68 |  |  |  | 18.3 | 64.94 |  |  |  |  | 16.7 | 62.06 |  |  |  |  | 17.8 | 64.04 | [5 empty] | 21.7 | 71.06 |  |  |  | 21.1 | 69.98 |  |  |  |  | 18.3 | 64.94 |  |  |  |  | 19.4 | 66.92
1998-08-29 | 21:00 | 26.7 | 80.06 | SATURDAY | #N/A | 1987-08-29 | 21:00 | 20 | 68 |  |  | 1994-08-29 | 21:00 | 15.5 | 59.9 |  |  | 1995-08-29 | 21:00 | 22.2 | 71.96 | [5 empty] | 18.9 | 66.02 |  |  |  | 13.8 | 56.84 |  |  |  |  | 15.6 | 60.08 |  |  |  |  | 16.1 | 60.98 | [5 empty] | 21.1 | 69.98 |  |  |  | 20.6 | 69.08 |  |  |  |  | 18.3 | 64.94 |  |  |  |  | 18.9 | 66.02
1998-08-29 | 22:00 | 26.1 | 78.98 | SATURDAY | #N/A | 1987-08-29 | 22:00 | 18.9 | 66.02 |  |  | 1994-08-29 | 22:00 | 16.1 | 60.98 |  |  | 1995-08-29 | 22:00 | 22.2 | 71.96 | [5 empty] | 17.2 | 62.96 |  |  |  | 13.3 | 55.94 |  |  |  |  | 15.6 | 60.08 |  |  |  |  | 16.7 | 62.06 | [5 empty] | 20.6 | 69.08 |  |  |  | 20 | 68 |  |  |  |  | 17.8 | 64.04 |  |  |  |  | 18.9 | 66.02
1998-08-29 | 23:00 | 26.1 | 78.98 | SATURDAY | #N/A | 1987-08-29 | 23:00 | 18.3 | 64.94 |  |  | 1994-08-29 | 23:00 | 15.5 | 59.9 |  |  | 1995-08-29 | 23:00 | 22.2 | 71.96 | [5 empty] | 16.7 | 62.06 |  |  |  | 12.2 | 53.96 |  |  |  |  | 16.1 | 60.98 |  |  |  |  | 15.6 | 60.08 | [5 empty] | 19.4 | 66.92 |  |  |  | 20 | 68 |  |  |  |  | 17.2 | 62.96 |  |  |  |  | 17.2 | 62.96
1998-08-29 | 24:00 | 25.6 | 78.08 | SATURDAY | #N/A | 1987-08-29 | 24:00 | 17.8 | 64.04 |  |  | 1994-08-29 | 24:00 | 15.5 | 59.9 |  |  | 1995-08-29 | 24:00 | 22.2 | 71.96 | [5 empty] | 16.7 | 62.06 |  |  |  | 11.6 | 52.88 |  |  |  |  | 15.6 | 60.08 |  |  |  |  | 15.6 | 60.08 | [5 empty] | 19.4 | 66.92 |  |  |  | 20 | 68 |  |  |  |  | 16.7 | 62.06 |  |  |  |  | 16.7 | 62.06
1998-08-30 | 1:00 | 25 | 77 | SUNDAY | #N/A | 1987-08-30 | 1:00 | 17.2 | 62.96 |  |  | 1994-08-30 | 1:00 | 15 | 59 |  |  | 1995-08-30 | 1:00 | 22.2 | 71.96 | [5 empty] | 16.1 | 60.98 |  |  |  | 12.2 | 53.96 |  |  |  |  | 15 | 59 |  |  |  |  | 15.6 | 60.08 | [5 empty] | 19.4 | 66.92 |  |  |  | 20 | 68 |  |  |  |  | 15.6 | 60.08 |  |  |  |  | 16.1 | 60.98
1998-08-30 | 2:00 | 25 | 77 | SUNDAY | #N/A | 1987-08-30 | 2:00 | 16.7 | 62.06 |  |  | 1994-08-30 | 2:00 | 13.8 | 56.84 |  |  | 1995-08-30 | 2:00 | 22.8 | 73.04 | [5 empty] | 16.1 | 60.98 |  |  |  | 10.5 | 50.9 |  |  |  |  | 15.6 | 60.08 |  |  |  |  | 14.4 | 57.92 | [5 empty] | 19.4 | 66.92 |  |  |  | 20 | 68 |  |  |  |  | 14.4 | 57.92 |  |  |  |  | 15 | 59
1998-08-30 | 3:00 | 24.4 | 75.92 | SUNDAY | #N/A | 1987-08-30 | 3:00 | 16.1 | 60.98 |  |  | 1994-08-30 | 3:00 | 13.3 | 55.94 |  |  | 1995-08-30 | 3:00 | 22.8 | 73.04 | [5 empty] | 15.6 | 60.08 |  |  |  | 10.5 | 50.9 |  |  |  |  | 15.6 | 60.08 |  |  |  |  | 14.4 | 57.92 | [5 empty] | 18.9 | 66.02 |  |  |  | 20 | 68 |  |  |  |  | 13.9 | 57.02 |  |  |  |  | 14.4 | 57.92
1998-08-30 | 4:00 | 24.3 | 75.74 | SUNDAY | #N/A | 1987-08-30 | 4:00 | 16.1 | 60.98 |  |  | 1994-08-30 | 4:00 | 12.7 | 54.86 |  |  | 1995-08-30 | 4:00 | 21.7 | 71.06 | [5 empty] | 15.6 | 60.08 |  |  |  | 11.1 | 51.98 |  |  |  |  | 15.6 | 60.08 |  |  |  |  | 13.9 | 57.02 | [5 empty] | 16.7 | 62.06 |  |  |  | 20 | 68 |  |  |  |  | 13.9 | 57.02 |  |  |  |  | 13.9 | 57.02
1998-08-30 | 5:00 | 23.9 | 75.02 | SUNDAY | #N/A | 1987-08-30 | 5:00 | 15.6 | 60.08 |  |  | 1994-08-30 | 5:00 | 14.4 | 57.92 |  |  | 1995-08-30 | 5:00 | 21.1 | 69.98 | [5 empty] | 15.6 | 60.08 |  |  |  | 9.4 | 48.92 |  |  |  |  | 15.6 | 60.08 |  |  |  |  | 13.9 | 57.02 | [5 empty] | 16.7 | 62.06 |  |  |  | 20 | 68 |  |  |  |  | 12.8 | 55.04 |  |  |  |  | 13.9 | 57.02
1998-08-30 | 6:00 | 23.3 | 73.94 | SUNDAY | #N/A | 1987-08-30 | 6:00 | 15.6 | 60.08 |  |  | 1994-08-30 | 6:00 | 15 | 59 |  |  | 1995-08-30 | 6:00 | 20.6 | 69.08 | [5 empty] | 15.6 | 60.08 |  |  |  | 10.5 | 50.9 |  |  |  |  | 15.6 | 60.08 |  |  |  |  | 13.9 | 57.02 | [5 empty] | 16.7 | 62.06 |  |  |  | 18.9 | 66.02 |  |  |  |  | 12.8 | 55.04 |  |  |  |  | 13.3 | 55.94
1998-08-30 | 7:00 | 23.9 | 75.02 | SUNDAY | #N/A | 1987-08-30 | 7:00 | 16.7 | 62.06 |  |  | 1994-08-30 | 7:00 | 16.6 | 61.88 |  |  | 1995-08-30 | 7:00 | 21.7 | 71.06 | [5 empty] | 16.1 | 60.98 |  |  |  | 14.4 | 57.92 |  |  |  |  | 16.7 | 62.06 |  |  |  |  | 14.4 | 57.92 | [5 empty] | 18.3 | 64.94 |  |  |  | 18.9 | 66.02 |  |  |  |  | 14.4 | 57.92 |  |  |  |  | 16.7 | 62.06
1998-08-30 | 8:00 | 25.6 | 78.08 | SUNDAY | #N/A | 1987-08-30 | 8:00 | 18.3 | 64.94 |  |  | 1994-08-30 | 8:00 | 17.7 | 63.86 |  |  | 1995-08-30 | 8:00 | 22.2 | 71.96 | [5 empty] | 16.1 | 60.98 |  |  |  | 16.1 | 60.98 |  |  |  |  | 17.8 | 64.04 |  |  |  |  | 16.1 | 60.98 | [5 empty] | 21.1 | 69.98 |  |  |  | 19.4 | 66.92 |  |  |  |  | 17.8 | 64.04 |  |  |  |  | 17.8 | 64.04
1998-08-30 | 9:00 | 26.7 | 80.06 | SUNDAY | #N/A | 1987-08-30 | 9:00 | 18.9 | 66.02 |  |  | 1994-08-30 | 9:00 | 18.8 | 65.84 |  |  | 1995-08-30 | 9:00 | 22.8 | 73.04 | [5 empty] | 16.7 | 62.06 |  |  |  | 19.4 | 66.92 |  |  |  |  | 18.9 | 66.02 |  |  |  |  | 17.2 | 62.96 | [5 empty] | 22.8 | 73.04 |  |  |  | 19.4 | 66.92 |  |  |  |  | 20.6 | 69.08 |  |  |  |  | 20 | 68
1998-08-30 | 10:00 | 27.2 | 80.96 | SUNDAY | #N/A | 1987-08-30 | 10:00 | 21.7 | 71.06 |  |  | 1994-08-30 | 10:00 | 20 | 68 |  |  | 1995-08-30 | 10:00 | 23.9 | 75.02 | [5 empty] | 17.2 | 62.96 |  |  |  | 21.1 | 69.98 |  |  |  |  | 18.3 | 64.94 |  |  |  |  | 19.4 | 66.92 | [5 empty] | 24.4 | 75.92 |  |  |  | 17.8 | 64.04 |  |  |  |  | 22.8 | 73.04 |  |  |  |  | 21.7 | 71.06
1998-08-30 | 11:00 | 28.3 | 82.94 | SUNDAY | #N/A | 1987-08-30 | 11:00 | 23.9 | 75.02 |  |  | 1994-08-30 | 11:00 | 20.5 | 68.9 |  |  | 1995-08-30 | 11:00 | 24.4 | 75.92 | [5 empty] | 17.8 | 64.04 |  |  |  | 21.6 | 70.88 |  |  |  |  | 17.8 | 64.04 |  |  |  |  | 20 | 68 | [5 empty] | 26.1 | 78.98 |  |  |  | 18.3 | 64.94 |  |  |  |  | 23.3 | 73.94 |  |  |  |  | 22.8 | 73.04
1998-08-30 | 12:00 | 29.4 | 84.92 | SUNDAY | #N/A | 1987-08-30 | 12:00 | 24.4 | 75.92 |  |  | 1994-08-30 | 12:00 | 21.6 | 70.88 |  |  | 1995-08-30 | 12:00 | 26.7 | 80.06 | [5 empty] | 16.7 | 62.06 |  |  |  | 22.2 | 71.96 |  |  |  |  | 17.8 | 64.04 |  |  |  |  | 20.6 | 69.08 | [5 empty] | 27.2 | 80.96 |  |  |  | 18.3 | 64.94 |  |  |  |  | 21.7 | 71.06 |  |  |  |  | 24.4 | 75.92
1998-08-30 | 13:00 | 29.4 | 84.92 | SUNDAY | #N/A | 1987-08-30 | 13:00 | 24.4 | 75.92 |  |  | 1994-08-30 | 13:00 | 21.6 | 70.88 |  |  | 1995-08-30 | 13:00 | 27.2 | 80.96 | [5 empty] | 17.8 | 64.04 |  |  |  | 23.3 | 73.94 |  |  |  |  | 16.7 | 62.06 |  |  |  |  | 20 | 68 | [5 empty] | 26.1 | 78.98 |  |  |  | 18.3 | 64.94 |  |  |  |  | 23.3 | 73.94 |  |  |  |  | 25 | 77
1998-08-30 | 14:00 | 30 | 86 | SUNDAY | #N/A | 1987-08-30 | 14:00 | 25 | 77 |  |  | 1994-08-30 | 14:00 | 22.2 | 71.96 |  |  | 1995-08-30 | 14:00 | 28.9 | 84.02 | [5 empty] | 18.3 | 64.94 |  |  |  | 23.8 | 74.84 |  |  |  |  | 16.7 | 62.06 |  |  |  |  | 20 | 68 | [5 empty] | 27.2 | 80.96 |  |  |  | 20 | 68 |  |  |  |  | 25.6 | 78.08 |  |  |  |  | 25.6 | 78.08
1998-08-30 | 15:00 | 31.1 | 87.98 | SUNDAY | #N/A | 1987-08-30 | 15:00 | 25 | 77 |  |  | 1994-08-30 | 15:00 | 23.3 | 73.94 |  |  | 1995-08-30 | 15:00 | 29.4 | 84.92 | [5 empty] | 18.3 | 64.94 |  |  |  | 25 | 77 |  |  |  |  | 16.7 | 62.06 |  |  |  |  | 20 | 68 | [5 empty] | 27.2 | 80.96 |  |  |  | 20.6 | 69.08 |  |  |  |  | 25 | 77 |  |  |  |  | 25.6 | 78.08
1998-08-30 | 16:00 | 30.6 | 87.08 | SUNDAY | #N/A | 1987-08-30 | 16:00 | 24.4 | 75.92 |  |  | 1994-08-30 | 16:00 | 22.7 | 72.86 |  |  | 1995-08-30 | 16:00 | 28.3 | 82.94 | [5 empty] | 18.9 | 66.02 |  |  |  | 24.4 | 75.92 |  |  |  |  | 16.7 | 62.06 |  |  |  |  | 20 | 68 | [5 empty] | 27.8 | 82.04 |  |  |  | 16.7 | 62.06 |  |  |  |  | 23.3 | 73.94 |  |  |  |  | 25 | 77
1998-08-30 | 17:00 | 30 | 86 | SUNDAY | #N/A | 1987-08-30 | 17:00 | 23.3 | 73.94 |  |  | 1994-08-30 | 17:00 | 22.7 | 72.86 |  |  | 1995-08-30 | 17:00 | 28.3 | 82.94 | [5 empty] | 19.4 | 66.92 |  |  |  | 23.3 | 73.94 |  |  |  |  | 16.1 | 60.98 |  |  |  |  | 17.2 | 62.96 | [5 empty] | 26.7 | 80.06 |  |  |  | 15 | 59 |  |  |  |  | 23.3 | 73.94 |  |  |  |  | 23.9 | 75.02
1998-08-30 | 18:00 | 28.9 | 84.02 | SUNDAY | #N/A | 1987-08-30 | 18:00 | 22.2 | 71.96 |  |  | 1994-08-30 | 18:00 | 21.6 | 70.88 |  |  | 1995-08-30 | 18:00 | 27.8 | 82.04 | [5 empty] | 19.4 | 66.92 |  |  |  | 21.1 | 69.98 |  |  |  |  | 16.1 | 60.98 |  |  |  |  | 16.7 | 62.06 | [5 empty] | 25.6 | 78.08 |  |  |  | 13.9 | 57.02 |  |  |  |  | 22.2 | 71.96 |  |  |  |  | 22.2 | 71.96
1998-08-30 | 19:00 | 28.3 | 82.94 | SUNDAY | #N/A | 1987-08-30 | 19:00 | 20.6 | 69.08 |  |  | 1994-08-30 | 19:00 | 17.7 | 63.86 |  |  | 1995-08-30 | 19:00 | 25.6 | 78.08 | [5 empty] | 18.9 | 66.02 |  |  |  | 18.3 | 64.94 |  |  |  |  | 15.6 | 60.08 |  |  |  |  | 16.1 | 60.98 | [5 empty] | 23.3 | 73.94 |  |  |  | 13.9 | 57.02 |  |  |  |  | 20 | 68 |  |  |  |  | 19.4 | 66.92
1998-08-30 | 20:00 | 28.3 | 82.94 | SUNDAY | #N/A | 1987-08-30 | 20:00 | 20 | 68 |  |  | 1994-08-30 | 20:00 | 17.2 | 62.96 |  |  | 1995-08-30 | 20:00 | 23.9 | 75.02 | [5 empty] | 18.3 | 64.94 |  |  |  | 17.2 | 62.96 |  |  |  |  | 15.6 | 60.08 |  |  |  |  | 15.6 | 60.08 | [5 empty] | 22.8 | 73.04 |  |  |  | 13.3 | 55.94 |  |  |  |  | 16.7 | 62.06 |  |  |  |  | 18.3 | 64.94
1998-08-30 | 21:00 | 27.8 | 82.04 | SUNDAY | #N/A | 1987-08-30 | 21:00 | 19.4 | 66.92 |  |  | 1994-08-30 | 21:00 | 16.1 | 60.98 |  |  | 1995-08-30 | 21:00 | 22.8 | 73.04 | [5 empty] | 17.2 | 62.96 |  |  |  | 16.1 | 60.98 |  |  |  |  | 15.6 | 60.08 |  |  |  |  | 15.6 | 60.08 | [5 empty] | 21.7 | 71.06 |  |  |  | 12.8 | 55.04 |  |  |  |  | 15.6 | 60.08 |  |  |  |  | 17.2 | 62.96
1998-08-30 | 22:00 | 28.3 | 82.94 | SUNDAY | #N/A | 1987-08-30 | 22:00 | 19.4 | 66.92 |  |  | 1994-08-30 | 22:00 | 15 | 59 |  |  | 1995-08-30 | 22:00 | 21.7 | 71.06 | [5 empty] | 16.1 | 60.98 |  |  |  | 15 | 59 |  |  |  |  | 15 | 59 |  |  |  |  | 15.6 | 60.08 | [5 empty] | 21.7 | 71.06 |  |  |  | 12.8 | 55.04 |  |  |  |  | 15 | 59 |  |  |  |  | 16.1 | 60.98
1998-08-30 | 23:00 | 27.8 | 82.04 | SUNDAY | #N/A | 1987-08-30 | 23:00 | 18.9 | 66.02 |  |  | 1994-08-30 | 23:00 | 14.4 | 57.92 |  |  | 1995-08-30 | 23:00 | 21.7 | 71.06 | [5 empty] | 16.1 | 60.98 |  |  |  | 14.4 | 57.92 |  |  |  |  | 15 | 59 |  |  |  |  | 15 | 59 | [5 empty] | 21.1 | 69.98 |  |  |  | 12.8 | 55.04 |  |  |  |  | 13.9 | 57.02 |  |  |  |  | 15.6 | 60.08
1998-08-30 | 24:00 | 27.2 | 80.96 | SUNDAY | #N/A | 1987-08-30 | 24:00 | 18.3 | 64.94 |  |  | 1994-08-30 | 24:00 | 14.4 | 57.92 |  |  | 1995-08-30 | 24:00 | 21.1 | 69.98 | [5 empty] | 16.1 | 60.98 |  |  |  | 14.4 | 57.92 |  |  |  |  | 13.3 | 55.94 |  |  |  |  | 14.4 | 57.92 | [5 empty] | 20 | 68 |  |  |  | 13.3 | 55.94 |  |  |  |  | 13.3 | 55.94 |  |  |  |  | 15.6 | 60.08
1998-08-31 | 1:00 | 26.7 | 80.06 | WEEKDAY | #N/A | 1987-08-31 | 1:00 | 17.8 | 64.04 |  |  | 1994-08-31 | 1:00 | 14.4 | 57.92 |  |  | 1995-08-31 | 1:00 | 21.7 | 71.06 | [5 empty] | 15.6 | 60.08 |  |  |  | 14.4 | 57.92 |  |  |  |  | 12.8 | 55.04 |  |  |  |  | 14.4 | 57.92 | [5 empty] | 19.4 | 66.92 |  |  |  | 13.3 | 55.94 |  |  |  |  | 13.3 | 55.94 |  |  |  |  | 15 | 59
1998-08-31 | 2:00 | 25.6 | 78.08 | WEEKDAY | #N/A | 1987-08-31 | 2:00 | 17.2 | 62.96 |  |  | 1994-08-31 | 2:00 | 14.4 | 57.92 |  |  | 1995-08-31 | 2:00 | 20 | 68 | [5 empty] | 16.1 | 60.98 |  |  |  | 14.4 | 57.92 |  |  |  |  | 12.2 | 53.96 |  |  |  |  | 14.4 | 57.92 | [5 empty] | 18.9 | 66.02 |  |  |  | 12.8 | 55.04 |  |  |  |  | 13.3 | 55.94 |  |  |  |  | 14.4 | 57.92
1998-08-31 | 3:00 | 24.4 | 75.92 | WEEKDAY | #N/A | 1987-08-31 | 3:00 | 17.2 | 62.96 |  |  | 1994-08-31 | 3:00 | 15 | 59 |  |  | 1995-08-31 | 3:00 | 20 | 68 | [5 empty] | 15.6 | 60.08 |  |  |  | 15 | 59 |  |  |  |  | 11.7 | 53.06 |  |  |  |  | 13.9 | 57.02 | [5 empty] | 18.9 | 66.02 |  |  |  | 12.2 | 53.96 |  |  |  |  | 12.8 | 55.04 |  |  |  |  | 12.8 | 55.04
1998-08-31 | 4:00 | 23.3 | 73.94 | WEEKDAY | #N/A | 1987-08-31 | 4:00 | 16.7 | 62.06 |  |  | 1994-08-31 | 4:00 | 14.4 | 57.92 |  |  | 1995-08-31 | 4:00 | 19.4 | 66.92 | [5 empty] | 15.6 | 60.08 |  |  |  | 15 | 59 |  |  |  |  | 11.7 | 53.06 |  |  |  |  | 13.9 | 57.02 | [5 empty] | 18.3 | 64.94 |  |  |  | 11.7 | 53.06 |  |  |  |  | 12.8 | 55.04 |  |  |  |  | 12.2 | 53.96
1998-08-31 | 5:00 | 23.3 | 73.94 | WEEKDAY | #N/A | 1987-08-31 | 5:00 | 16.7 | 62.06 |  |  | 1994-08-31 | 5:00 | 14.4 | 57.92 |  |  | 1995-08-31 | 5:00 | 19.4 | 66.92 | [5 empty] | 16.7 | 62.06 |  |  |  | 14.4 | 57.92 |  |  |  |  | 11.7 | 53.06 |  |  |  |  | 13.3 | 55.94 | [5 empty] | 18.3 | 64.94 |  |  |  | 11.1 | 51.98 |  |  |  |  | 11.7 | 53.06 |  |  |  |  | 12.8 | 55.04
1998-08-31 | 6:00 | 23.3 | 73.94 | WEEKDAY | #N/A | 1987-08-31 | 6:00 | 16.7 | 62.06 |  |  | 1994-08-31 | 6:00 | 15 | 59 |  |  | 1995-08-31 | 6:00 | 20 | 68 | [5 empty] | 16.7 | 62.06 |  |  |  | 15 | 59 |  |  |  |  | 11.1 | 51.98 |  |  |  |  | 13.3 | 55.94 | [5 empty] | 18.3 | 64.94 |  |  |  | 11.7 | 53.06 |  |  |  |  | 11.7 | 53.06 |  |  |  |  | 12.2 | 53.96
1998-08-31 | 7:00 | 23.3 | 73.94 | WEEKDAY | #N/A | 1987-08-31 | 7:00 | 17.8 | 64.04 |  |  | 1994-08-31 | 7:00 | 16.1 | 60.98 |  |  | 1995-08-31 | 7:00 | 22.2 | 71.96 | [5 empty] | 17.8 | 64.04 |  |  |  | 16.1 | 60.98 |  |  |  |  | 11.1 | 51.98 |  |  |  |  | 12.8 | 55.04 | [5 empty] | 21.1 | 69.98 |  |  |  | 12.2 | 53.96 |  |  |  |  | 13.9 | 57.02 |  |  |  |  | 15 | 59
1998-08-31 | 8:00 | 23.9 | 75.02 | WEEKDAY | #N/A | 1987-08-31 | 8:00 | 20 | 68 |  |  | 1994-08-31 | 8:00 | 18.3 | 64.94 |  |  | 1995-08-31 | 8:00 | 22.8 | 73.04 | [5 empty] | 18.9 | 66.02 |  |  |  | 17.7 | 63.86 |  |  |  |  | 11.7 | 53.06 |  |  |  |  | 13.3 | 55.94 | [5 empty] | 23.3 | 73.94 |  |  |  | 13.9 | 57.02 |  |  |  |  | 16.7 | 62.06 |  |  |  |  | 16.7 | 62.06
1998-08-31 | 9:00 | 23.3 | 73.94 | WEEKDAY | #N/A | 1987-08-31 | 9:00 | 21.7 | 71.06 |  |  | 1994-08-31 | 9:00 | 20.5 | 68.9 |  |  | 1995-08-31 | 9:00 | 23.9 | 75.02 | [5 empty] | 20 | 68 |  |  |  | 20.5 | 68.9 |  |  |  |  | 11.7 | 53.06 |  |  |  |  | 13.9 | 57.02 | [5 empty] | 25 | 77 |  |  |  | 13.9 | 57.02 |  |  |  |  | 19.4 | 66.92 |  |  |  |  | 17.8 | 64.04
1998-08-31 | 10:00 | 24.4 | 75.92 | WEEKDAY | #N/A | 1987-08-31 | 10:00 | 22.8 | 73.04 |  |  | 1994-08-31 | 10:00 | 20.5 | 68.9 |  |  | 1995-08-31 | 10:00 | 25.6 | 78.08 | [5 empty] | 21.7 | 71.06 |  |  |  | 22.7 | 72.86 |  |  |  |  | 12.2 | 53.96 |  |  |  |  | 15 | 59 | [5 empty] | 26.1 | 78.98 |  |  |  | 14.4 | 57.92 |  |  |  |  | 22.2 | 71.96 |  |  |  |  | 17.8 | 64.04
1998-08-31 | 11:00 | 25 | 77 | WEEKDAY | #N/A | 1987-08-31 | 11:00 | 22.8 | 73.04 |  |  | 1994-08-31 | 11:00 | 21.6 | 70.88 |  |  | 1995-08-31 | 11:00 | 26.1 | 78.98 | [5 empty] | 20 | 68 |  |  |  | 22.2 | 71.96 |  |  |  |  | 12.2 | 53.96 |  |  |  |  | 16.1 | 60.98 | [5 empty] | 27.2 | 80.96 |  |  |  | 14.4 | 57.92 |  |  |  |  | 24.4 | 75.92 |  |  |  |  | 17.8 | 64.04
1998-08-31 | 12:00 | 25.6 | 78.08 | WEEKDAY | #N/A | 1987-08-31 | 12:00 | 22.8 | 73.04 |  |  | 1994-08-31 | 12:00 | 22.7 | 72.86 |  |  | 1995-08-31 | 12:00 | 26.7 | 80.06 | [5 empty] | 19.4 | 66.92 |  |  |  | 21.6 | 70.88 |  |  |  |  | 12.8 | 55.04 |  |  |  |  | 16.1 | 60.98 | [5 empty] | 28.3 | 82.94 |  |  |  | 15.6 | 60.08 |  |  |  |  | 25 | 77 |  |  |  |  | 19.4 | 66.92
1998-08-31 | 13:00 | 26.7 | 80.06 | WEEKDAY | #N/A | 1987-08-31 | 13:00 | 23.3 | 73.94 |  |  | 1994-08-31 | 13:00 | 21.6 | 70.88 |  |  | 1995-08-31 | 13:00 | 26.7 | 80.06 | [5 empty] | 19.4 | 66.92 |  |  |  | 21.6 | 70.88 |  |  |  |  | 12.8 | 55.04 |  |  |  |  | 16.1 | 60.98 | [5 empty] | 28.9 | 84.02 |  |  |  | 16.1 | 60.98 |  |  |  |  | 26.1 | 78.98 |  |  |  |  | 20 | 68
1998-08-31 | 14:00 | 27.2 | 80.96 | WEEKDAY | #N/A | 1987-08-31 | 14:00 | 23.9 | 75.02 |  |  | 1994-08-31 | 14:00 | 21.1 | 69.98 |  |  | 1995-08-31 | 14:00 | 26.7 | 80.06 | [5 empty] | 18.3 | 64.94 |  |  |  | 22.7 | 72.86 |  |  |  |  | 12.8 | 55.04 |  |  |  |  | 15.6 | 60.08 | [5 empty] | 30 | 86 |  |  |  | 16.7 | 62.06 |  |  |  |  | 26.7 | 80.06 |  |  |  |  | 20 | 68
1998-08-31 | 15:00 | 27.2 | 80.96 | WEEKDAY | #N/A | 1987-08-31 | 15:00 | 23.3 | 73.94 |  |  | 1994-08-31 | 15:00 | 22.2 | 71.96 |  |  | 1995-08-31 | 15:00 | 26.1 | 78.98 | [5 empty] | 19.4 | 66.92 |  |  |  | 22.7 | 72.86 |  |  |  |  | 13.3 | 55.94 |  |  |  |  | 15.6 | 60.08 | [5 empty] | 30 | 86 |  |  |  | 16.7 | 62.06 |  |  |  |  | 26.7 | 80.06 |  |  |  |  | 19.4 | 66.92
1998-08-31 | 16:00 | 26.7 | 80.06 | WEEKDAY | #N/A | 1987-08-31 | 16:00 | 22.8 | 73.04 |  |  | 1994-08-31 | 16:00 | 22.2 | 71.96 |  |  | 1995-08-31 | 16:00 | 26.1 | 78.98 | [5 empty] | 20.6 | 69.08 |  |  |  | 23.8 | 74.84 |  |  |  |  | 13.3 | 55.94 |  |  |  |  | 16.1 | 60.98 | [5 empty] | 28.9 | 84.02 |  |  |  | 16.7 | 62.06 |  |  |  |  | 27.2 | 80.96 |  |  |  |  | 18.3 | 64.94
1998-08-31 | 17:00 | 26.1 | 78.98 | WEEKDAY | #N/A | 1987-08-31 | 17:00 | 22.2 | 71.96 |  |  | 1994-08-31 | 17:00 | 21.6 | 70.88 |  |  | 1995-08-31 | 17:00 | 25.6 | 78.08 | [5 empty] | 18.9 | 66.02 |  |  |  | 25 | 77 |  |  |  |  | 12.8 | 55.04 |  |  |  |  | 15.6 | 60.08 | [5 empty] | 29.4 | 84.92 |  |  |  | 16.1 | 60.98 |  |  |  |  | 27.8 | 82.04 |  |  |  |  | 19.4 | 66.92
1998-08-31 | 18:00 | 26.1 | 78.98 | WEEKDAY | #N/A | 1987-08-31 | 18:00 | 21.1 | 69.98 |  |  | 1994-08-31 | 18:00 | 21.6 | 70.88 |  |  | 1995-08-31 | 18:00 | 25 | 77 | [5 empty] | 17.8 | 64.04 |  |  |  | 23.8 | 74.84 |  |  |  |  | 12.8 | 55.04 |  |  |  |  | 15 | 59 | [5 empty] | 28.3 | 82.94 |  |  |  | 15 | 59 |  |  |  |  | 25 | 77 |  |  |  |  | 19.4 | 66.92
1998-08-31 | 19:00 | 26.1 | 78.98 | WEEKDAY | #N/A | 1987-08-31 | 19:00 | 20.6 | 69.08 |  |  | 1994-08-31 | 19:00 | 21.1 | 69.98 |  |  | 1995-08-31 | 19:00 | 25 | 77 | [5 empty] | 17.2 | 62.96 |  |  |  | 22.7 | 72.86 |  |  |  |  | 12.2 | 53.96 |  |  |  |  | 14.4 | 57.92 | [5 empty] | 26.7 | 80.06 |  |  |  | 14.4 | 57.92 |  |  |  |  | 22.8 | 73.04 |  |  |  |  | 18.3 | 64.94
1998-08-31 | 20:00 | 23.9 | 75.02 | WEEKDAY | #N/A | 1987-08-31 | 20:00 | 21.1 | 69.98 |  |  | 1994-08-31 | 20:00 | 21.1 | 69.98 |  |  | 1995-08-31 | 20:00 | 24.4 | 75.92 | [5 empty] | 16.7 | 62.06 |  |  |  | 22.2 | 71.96 |  |  |  |  | 11.7 | 53.06 |  |  |  |  | 14.4 | 57.92 | [5 empty] | 25.6 | 78.08 |  |  |  | 14.4 | 57.92 |  |  |  |  | 20.6 | 69.08 |  |  |  |  | 16.1 | 60.98
1998-08-31 | 21:00 | 23.9 | 75.02 | WEEKDAY | #N/A | 1987-08-31 | 21:00 | 21.1 | 69.98 |  |  | 1994-08-31 | 21:00 | 21.1 | 69.98 |  |  | 1995-08-31 | 21:00 | 24.4 | 75.92 | [5 empty] | 15.6 | 60.08 |  |  |  | 21.6 | 70.88 |  |  |  |  | 11.1 | 51.98 |  |  |  |  | 13.9 | 57.02 | [5 empty] | 24.4 | 75.92 |  |  |  | 13.9 | 57.02 |  |  |  |  | 19.4 | 66.92 |  |  |  |  | 15 | 59
1998-08-31 | 22:00 | 23.8 | 74.84 | WEEKDAY | #N/A | 1987-08-31 | 22:00 | 21 | 69.8 |  |  | 1994-08-31 | 22:00 | 20.5 | 68.9 |  |  | 1995-08-31 | 22:00 | 24.1 | 75.38 | [5 empty] | 15.9 | 60.62 |  |  |  | 20.1 | 68.18 |  |  |  |  | 11.4 | 52.52 |  |  |  |  | 13.6 | 56.48 | [5 empty] | 23.9 | 75.02 |  |  |  | 14.1 | 57.38 |  |  |  |  | 18.4 | 65.12 |  |  |  |  | 15.8 | 60.44
1998-08-31 | 23:00 | 23.7 | 74.66 | WEEKDAY | #N/A | 1987-08-31 | 23:00 | 21 | 69.8 |  |  | 1994-08-31 | 23:00 | 19.9 | 67.82 |  |  | 1995-08-31 | 23:00 | 23.8 | 74.84 | [5 empty] | 16.2 | 61.16 |  |  |  | 18.6 | 65.48 |  |  |  |  | 11.7 | 53.06 |  |  |  |  | 13.3 | 55.94 | [5 empty] | 23.5 | 74.3 |  |  |  | 14.4 | 57.92 |  |  |  |  | 17.3 | 63.14 |  |  |  |  | 16.6 | 61.88
1998-08-31 | 24:00 | 23.6 | 74.48 | WEEKDAY | #N/A | 1987-08-31 | 24:00 | 20.9 | 69.62 |  |  | 1994-08-31 | 24:00 | 19.3 | 66.74 |  |  | 1995-08-31 | 24:00 | 23.5 | 74.3 | [5 empty] | 16.5 | 61.7 |  |  |  | 17.1 | 62.78 |  |  |  |  | 12 | 53.6 |  |  |  |  | 13 | 55.4 | [5 empty] | 23 | 73.4 |  |  |  | 14.6 | 58.28 |  |  |  |  | 16.3 | 61.34 |  |  |  |  | 17.4 | 63.32
2001-09-01 | 1:00 | 23.6 | 74.48 | SATURDAY | #N/A | 1979-09-01 | 1:00 | 20.8 | 69.44 |  |  | 2003-09-01 | 1:00 | 18.8 | 65.84 |  |  | 1995-09-01 | 1:00 | 23.1 | 73.58 | [5 empty] | 16.9 | 62.42 |  |  |  | 15.5 | 59.9 |  |  |  |  | 12.4 | 54.32 |  |  |  |  | 12.6 | 54.68 | [5 empty] | 22.5 | 72.5 |  |  |  | 14.9 | 58.82 |  |  |  |  | 15.3 | 59.54 |  |  |  |  | 18.2 | 64.76
2001-09-01 | 2:00 | 23.5 | 74.3 | SATURDAY | #N/A | 1979-09-01 | 2:00 | 20.7 | 69.26 |  |  | 2003-09-01 | 2:00 | 18.2 | 64.76 |  |  | 1995-09-01 | 2:00 | 22.8 | 73.04 | [5 empty] | 17.2 | 62.96 |  |  |  | 14 | 57.2 |  |  |  |  | 12.7 | 54.86 |  |  |  |  | 12.3 | 54.14 | [5 empty] | 22 | 71.6 |  |  |  | 15.1 | 59.18 |  |  |  |  | 14.3 | 57.74 |  |  |  |  | 19 | 66.2
2001-09-01 | 3:00 | 23.4 | 74.12 | SATURDAY | #N/A | 1979-09-01 | 3:00 | 20.7 | 69.26 |  |  | 2003-09-01 | 3:00 | 17.6 | 63.68 |  |  | 1995-09-01 | 3:00 | 22.5 | 72.5 | [5 empty] | 17.5 | 63.5 |  |  |  | 12.5 | 54.5 |  |  |  |  | 13 | 55.4 |  |  |  |  | 12 | 53.6 | [5 empty] | 21.6 | 70.88 |  |  |  | 15.4 | 59.72 |  |  |  |  | 13.2 | 55.76 |  |  |  |  | 19.8 | 67.64
2001-09-01 | 4:00 | 23.3 | 73.94 | SATURDAY | #N/A | 1979-09-01 | 4:00 | 20.6 | 69.08 |  |  | 2003-09-01 | 4:00 | 17 | 62.6 |  |  | 1995-09-01 | 4:00 | 22.2 | 71.96 | [5 empty] | 17.8 | 64.04 |  |  |  | 11 | 51.8 |  |  |  |  | 13.3 | 55.94 |  |  |  |  | 11.7 | 53.06 | [5 empty] | 21.1 | 69.98 |  |  |  | 15.6 | 60.08 |  |  |  |  | 12.2 | 53.96 |  |  |  |  | 20.6 | 69.08
2001-09-01 | 5:00 | 23.3 | 73.94 | SATURDAY | #N/A | 1979-09-01 | 5:00 | 21 | 69.8 |  |  | 2003-09-01 | 5:00 | 17 | 62.6 |  |  | 1995-09-01 | 5:00 | 23.9 | 75.02 | [5 empty] | 17.2 | 62.96 |  |  |  | 10 | 50 |  |  |  |  | 13.7 | 56.66 |  |  |  |  | 11.1 | 51.98 | [5 empty] | 21.1 | 69.98 |  |  |  | 14.4 | 57.92 |  |  |  |  | 12.2 | 53.96 |  |  |  |  | 20.8 | 69.44
2001-09-01 | 6:00 | 22.8 | 73.04 | SATURDAY | #N/A | 1979-09-01 | 6:00 | 21.3 | 70.34 |  |  | 2003-09-01 | 6:00 | 17 | 62.6 |  |  | 1995-09-01 | 6:00 | 25 | 77 | [5 empty] | 17.8 | 64.04 |  |  |  | 12 | 53.6 |  |  |  |  | 14 | 57.2 |  |  |  |  | 11.1 | 51.98 | [5 empty] | 20.6 | 69.08 |  |  |  | 13.9 | 57.02 |  |  |  |  | 11.7 | 53.06 |  |  |  |  | 20.9 | 69.62
2001-09-01 | 7:00 | 22.2 | 71.96 | SATURDAY | #N/A | 1979-09-01 | 7:00 | 21.7 | 71.06 |  |  | 2003-09-01 | 7:00 | 17 | 62.6 |  |  | 1995-09-01 | 7:00 | 25 | 77 | [5 empty] | 20 | 68 |  |  |  | 13 | 55.4 |  |  |  |  | 14.4 | 57.92 |  |  |  |  | 15 | 59 | [5 empty] | 23.3 | 73.94 |  |  |  | 13.9 | 57.02 |  |  |  |  | 13.3 | 55.94 |  |  |  |  | 21.1 | 69.98
2001-09-01 | 8:00 | 22.8 | 73.04 | SATURDAY | #N/A | 1979-09-01 | 8:00 | 22.8 | 73.04 |  |  | 2003-09-01 | 8:00 | 17 | 62.6 |  |  | 1995-09-01 | 8:00 | 26.1 | 78.98 | [5 empty] | 21.7 | 71.06 |  |  |  | 14 | 57.2 |  |  |  |  | 16.1 | 60.98 |  |  |  |  | 17.2 | 62.96 | [5 empty] | 25.6 | 78.08 |  |  |  | 13.9 | 57.02 |  |  |  |  | 15.6 | 60.08 |  |  |  |  | 22.4 | 72.32
2001-09-01 | 9:00 | 22.8 | 73.04 | SATURDAY | #N/A | 1979-09-01 | 9:00 | 23.9 | 75.02 |  |  | 2003-09-01 | 9:00 | 17 | 62.6 |  |  | 1995-09-01 | 9:00 | 26.7 | 80.06 | [5 empty] | 22.8 | 73.04 |  |  |  | 16 | 60.8 |  |  |  |  | 17.7 | 63.86 |  |  |  |  | 20 | 68 | [5 empty] | 26.7 | 80.06 |  |  |  | 15 | 59 |  |  |  |  | 18.3 | 64.94 |  |  |  |  | 23.7 | 74.66
2001-09-01 | 10:00 | 23.3 | 73.94 | SATURDAY | #N/A | 1979-09-01 | 10:00 | 25 | 77 |  |  | 2003-09-01 | 10:00 | 16 | 60.8 |  |  | 1995-09-01 | 10:00 | 27.8 | 82.04 | [5 empty] | 23.3 | 73.94 |  |  |  | 21 | 69.8 |  |  |  |  | 19.4 | 66.92 |  |  |  |  | 21.7 | 71.06 | [5 empty] | 27.8 | 82.04 |  |  |  | 16.7 | 62.06 |  |  |  |  | 20.6 | 69.08 |  |  |  |  | 25 | 77
2001-09-01 | 11:00 | 24.4 | 75.92 | SATURDAY | #N/A | 1979-09-01 | 11:00 | 25.6 | 78.08 |  |  | 2003-09-01 | 11:00 | 17 | 62.6 |  |  | 1995-09-01 | 11:00 | 28.9 | 84.02 | [5 empty] | 24.4 | 75.92 |  |  |  | 23 | 73.4 |  |  |  |  | 20.7 | 69.26 |  |  |  |  | 23.3 | 73.94 | [5 empty] | 27.8 | 82.04 |  |  |  | 17.2 | 62.96 |  |  |  |  | 21.7 | 71.06 |  |  |  |  | 25.9 | 78.62
2001-09-01 | 12:00 | 26.1 | 78.98 | SATURDAY | #N/A | 1979-09-01 | 12:00 | 26.1 | 78.98 |  |  | 2003-09-01 | 12:00 | 16 | 60.8 |  |  | 1995-09-01 | 12:00 | 30 | 86 | [5 empty] | 25 | 77 |  |  |  | 24 | 75.2 |  |  |  |  | 22 | 71.6 |  |  |  |  | 25.6 | 78.08 | [5 empty] | 27.8 | 82.04 |  |  |  | 17.2 | 62.96 |  |  |  |  | 21.1 | 69.98 |  |  |  |  | 26.9 | 80.42
2001-09-01 | 13:00 | 26.1 | 78.98 | SATURDAY | #N/A | 1979-09-01 | 13:00 | 26.7 | 80.06 |  |  | 2003-09-01 | 13:00 | 16 | 60.8 |  |  | 1995-09-01 | 13:00 | 30.6 | 87.08 | [5 empty] | 26.1 | 78.98 |  |  |  | 25 | 77 |  |  |  |  | 23.3 | 73.94 |  |  |  |  | 26.7 | 80.06 | [5 empty] | 29.4 | 84.92 |  |  |  | 18.3 | 64.94 |  |  |  |  | 22.8 | 73.04 |  |  |  |  | 27.8 | 82.04
2001-09-01 | 14:00 | 26.1 | 78.98 | SATURDAY | #N/A | 1979-09-01 | 14:00 | 26.5 | 79.7 |  |  | 2003-09-01 | 14:00 | 16 | 60.8 |  |  | 1995-09-01 | 14:00 | 31.1 | 87.98 | [5 empty] | 26.7 | 80.06 |  |  |  | 26 | 78.8 |  |  |  |  | 22.9 | 73.22 |  |  |  |  | 27.8 | 82.04 | [5 empty] | 28.9 | 84.02 |  |  |  | 18.3 | 64.94 |  |  |  |  | 22.2 | 71.96 |  |  |  |  | 27.6 | 81.68
2001-09-01 | 15:00 | 26.7 | 80.06 | SATURDAY | #N/A | 1979-09-01 | 15:00 | 26.3 | 79.34 |  |  | 2003-09-01 | 15:00 | 16 | 60.8 |  |  | 1995-09-01 | 15:00 | 30.6 | 87.08 | [5 empty] | 25 | 77 |  |  |  | 25.6 | 78.08 |  |  |  |  | 22.6 | 72.68 |  |  |  |  | 27.2 | 80.96 | [5 empty] | 29.4 | 84.92 |  |  |  | 18.9 | 66.02 |  |  |  |  | 21.7 | 71.06 |  |  |  |  | 27.4 | 81.32
2001-09-01 | 16:00 | 26.7 | 80.06 | SATURDAY | #N/A | 1979-09-01 | 16:00 | 26.1 | 78.98 |  |  | 2003-09-01 | 16:00 | 16 | 60.8 |  |  | 1995-09-01 | 16:00 | 28.3 | 82.94 | [5 empty] | 24.4 | 75.92 |  |  |  | 25 | 77 |  |  |  |  | 22.2 | 71.96 |  |  |  |  | 27.2 | 80.96 | [5 empty] | 30 | 86 |  |  |  | 19.4 | 66.92 |  |  |  |  | 20.6 | 69.08 |  |  |  |  | 27.2 | 80.96
2001-09-01 | 17:00 | 26.1 | 78.98 | SATURDAY | #N/A | 1979-09-01 | 17:00 | 25.2 | 77.36 |  |  | 2003-09-01 | 17:00 | 16 | 60.8 |  |  | 1995-09-01 | 17:00 | 27.8 | 82.04 | [5 empty] | 26.1 | 78.98 |  |  |  | 24 | 75.2 |  |  |  |  | 20.5 | 68.9 |  |  |  |  | 25.6 | 78.08 | [5 empty] | 29.4 | 84.92 |  |  |  | 18.3 | 64.94 |  |  |  |  | 20.6 | 69.08 |  |  |  |  | 26.1 | 78.98
2001-09-01 | 18:00 | 25.6 | 78.08 | SATURDAY | #N/A | 1979-09-01 | 18:00 | 24.2 | 75.56 |  |  | 2003-09-01 | 18:00 | 16 | 60.8 |  |  | 1995-09-01 | 18:00 | 27.8 | 82.04 | [5 empty] | 23.9 | 75.02 |  |  |  | 22 | 71.6 |  |  |  |  | 18.9 | 66.02 |  |  |  |  | 25 | 77 | [5 empty] | 28.3 | 82.94 |  |  |  | 16.7 | 62.06 |  |  |  |  | 19.4 | 66.92 |  |  |  |  | 25 | 77
2001-09-01 | 19:00 | 24.4 | 75.92 | SATURDAY | #N/A | 1979-09-01 | 19:00 | 23.3 | 73.94 |  |  | 2003-09-01 | 19:00 | 16 | 60.8 |  |  | 1995-09-01 | 19:00 | 27.2 | 80.96 | [5 empty] | 22.2 | 71.96 |  |  |  | 21 | 69.8 |  |  |  |  | 17.2 | 62.96 |  |  |  |  | 22.8 | 73.04 | [5 empty] | 25 | 77 |  |  |  | 15.6 | 60.08 |  |  |  |  | 17.8 | 64.04 |  |  |  |  | 23.9 | 75.02
2001-09-01 | 20:00 | 22.8 | 73.04 | SATURDAY | #N/A | 1979-09-01 | 20:00 | 22.9 | 73.22 |  |  | 2003-09-01 | 20:00 | 16 | 60.8 |  |  | 1995-09-01 | 20:00 | 26.7 | 80.06 | [5 empty] | 20 | 68 |  |  |  | 19 | 66.2 |  |  |  |  | 16.7 | 62.06 |  |  |  |  | 22.2 | 71.96 | [5 empty] | 23.9 | 75.02 |  |  |  | 15 | 59 |  |  |  |  | 16.7 | 62.06 |  |  |  |  | 23.5 | 74.3
2001-09-01 | 21:00 | 21.1 | 69.98 | SATURDAY | #N/A | 1979-09-01 | 21:00 | 22.6 | 72.68 |  |  | 2003-09-01 | 21:00 | 16 | 60.8 |  |  | 1995-09-01 | 21:00 | 26.7 | 80.06 | [5 empty] | 18.9 | 66.02 |  |  |  | 18 | 64.4 |  |  |  |  | 16.1 | 60.98 |  |  |  |  | 22.2 | 71.96 | [5 empty] | 23.9 | 75.02 |  |  |  | 13.9 | 57.02 |  |  |  |  | 16.1 | 60.98 |  |  |  |  | 23.2 | 73.76
2001-09-01 | 22:00 | 20 | 68 | SATURDAY | #N/A | 1979-09-01 | 22:00 | 22.2 | 71.96 |  |  | 2003-09-01 | 22:00 | 16 | 60.8 |  |  | 1995-09-01 | 22:00 | 26.1 | 78.98 | [5 empty] | 20 | 68 |  |  |  | 17 | 62.6 |  |  |  |  | 15.6 | 60.08 |  |  |  |  | 21.1 | 69.98 | [5 empty] | 22.8 | 73.04 |  |  |  | 13.3 | 55.94 |  |  |  |  | 15.6 | 60.08 |  |  |  |  | 22.8 | 73.04
2001-09-01 | 23:00 | 18.9 | 66.02 | SATURDAY | #N/A | 1979-09-01 | 23:00 | 22 | 71.6 |  |  | 2003-09-01 | 23:00 | 16 | 60.8 |  |  | 1995-09-01 | 23:00 | 26.1 | 78.98 | [5 empty] | 17.8 | 64.04 |  |  |  | 17 | 62.6 |  |  |  |  | 15 | 59 |  |  |  |  | 20 | 68 | [5 empty] | 23.9 | 75.02 |  |  |  | 13.3 | 55.94 |  |  |  |  | 15.6 | 60.08 |  |  |  |  | 22.6 | 72.68
2001-09-01 | 24:00 | 18.3 | 64.94 | SATURDAY | #N/A | 1979-09-01 | 24:00 | 21.9 | 71.42 |  |  | 2003-09-01 | 24:00 | 16 | 60.8 |  |  | 1995-09-01 | 24:00 | 25 | 77 | [5 empty] | 18.3 | 64.94 |  |  |  | 17 | 62.6 |  |  |  |  | 14.5 | 58.1 |  |  |  |  | 20.6 | 69.08 | [5 empty] | 23.9 | 75.02 |  |  |  | 11.7 | 53.06 |  |  |  |  | 15 | 59 |  |  |  |  | 22.4 | 72.32
2001-09-02 | 1:00 | 17.2 | 62.96 | SUNDAY | #N/A | 1979-09-02 | 1:00 | 21.7 | 71.06 |  |  | 2003-09-02 | 1:00 | 16 | 60.8 |  |  | 1995-09-02 | 1:00 | 24.4 | 75.92 | [5 empty] | 18.3 | 64.94 |  |  |  | 16 | 60.8 |  |  |  |  | 13.9 | 57.02 |  |  |  |  | 20 | 68 | [5 empty] | 21.7 | 71.06 |  |  |  | 11.7 | 53.06 |  |  |  |  | 15 | 59 |  |  |  |  | 22.2 | 71.96
2001-09-02 | 2:00 | 16.7 | 62.06 | SUNDAY | #N/A | 1979-09-02 | 2:00 | 21.3 | 70.34 |  |  | 2003-09-02 | 2:00 | 16 | 60.8 |  |  | 1995-09-02 | 2:00 | 23.9 | 75.02 | [5 empty] | 17.8 | 64.04 |  |  |  | 16 | 60.8 |  |  |  |  | 13.7 | 56.66 |  |  |  |  | 20 | 68 | [5 empty] | 21.7 | 71.06 |  |  |  | 11.7 | 53.06 |  |  |  |  | 14.4 | 57.92 |  |  |  |  | 22.2 | 71.96
2001-09-02 | 3:00 | 16.1 | 60.98 | SUNDAY | #N/A | 1979-09-02 | 3:00 | 21 | 69.8 |  |  | 2003-09-02 | 3:00 | 16 | 60.8 |  |  | 1995-09-02 | 3:00 | 23.3 | 73.94 | [5 empty] | 17.2 | 62.96 |  |  |  | 16 | 60.8 |  |  |  |  | 13.5 | 56.3 |  |  |  |  | 19.4 | 66.92 | [5 empty] | 20 | 68 |  |  |  | 11.1 | 51.98 |  |  |  |  | 15 | 59 |  |  |  |  | 22.2 | 71.96
2001-09-02 | 4:00 | 16.1 | 60.98 | SUNDAY | #N/A | 1979-09-02 | 4:00 | 20.6 | 69.08 |  |  | 2003-09-02 | 4:00 | 16 | 60.8 |  |  | 1995-09-02 | 4:00 | 22.8 | 73.04 | [5 empty] | 16.7 | 62.06 |  |  |  | 16 | 60.8 |  |  |  |  | 13.3 | 55.94 |  |  |  |  | 19.4 | 66.92 | [5 empty] | 20 | 68 |  |  |  | 10.6 | 51.08 |  |  |  |  | 14.4 | 57.92 |  |  |  |  | 22.2 | 71.96
2001-09-02 | 5:00 | 15.6 | 60.08 | SUNDAY | #N/A | 1979-09-02 | 5:00 | 20.8 | 69.44 |  |  | 2003-09-02 | 5:00 | 15 | 59 |  |  | 1995-09-02 | 5:00 | 22.2 | 71.96 | [5 empty] | 16.1 | 60.98 |  |  |  | 16 | 60.8 |  |  |  |  | 13.1 | 55.58 |  |  |  |  | 18.9 | 66.02 | [5 empty] | 20 | 68 |  |  |  | 10.6 | 51.08 |  |  |  |  | 14.4 | 57.92 |  |  |  |  | 22.4 | 72.32
2001-09-02 | 6:00 | 15.6 | 60.08 | SUNDAY | #N/A | 1979-09-02 | 6:00 | 20.9 | 69.62 |  |  | 2003-09-02 | 6:00 | 14 | 57.2 |  |  | 1995-09-02 | 6:00 | 21.7 | 71.06 | [5 empty] | 16.1 | 60.98 |  |  |  | 15 | 59 |  |  |  |  | 13 | 55.4 |  |  |  |  | 18.9 | 66.02 | [5 empty] | 20 | 68 |  |  |  | 10 | 50 |  |  |  |  | 15 | 59 |  |  |  |  | 22.6 | 72.68
2001-09-02 | 7:00 | 16.1 | 60.98 | SUNDAY | #N/A | 1979-09-02 | 7:00 | 21.1 | 69.98 |  |  | 2003-09-02 | 7:00 | 14 | 57.2 |  |  | 1995-09-02 | 7:00 | 21.7 | 71.06 | [5 empty] | 18.9 | 66.02 |  |  |  | 17 | 62.6 |  |  |  |  | 12.8 | 55.04 |  |  |  |  | 20 | 68 | [5 empty] | 22.2 | 71.96 |  |  |  | 11.7 | 53.06 |  |  |  |  | 16.7 | 62.06 |  |  |  |  | 22.8 | 73.04
2001-09-02 | 8:00 | 17.8 | 64.04 | SUNDAY | #N/A | 1979-09-02 | 8:00 | 21.8 | 71.24 |  |  | 2003-09-02 | 8:00 | 14 | 57.2 |  |  | 1995-09-02 | 8:00 | 21.7 | 71.06 | [5 empty] | 20.6 | 69.08 |  |  |  | 20 | 68 |  |  |  |  | 13.2 | 55.76 |  |  |  |  | 20.6 | 69.08 | [5 empty] | 23.3 | 73.94 |  |  |  | 13.9 | 57.02 |  |  |  |  | 17.2 | 62.96 |  |  |  |  | 23.3 | 73.94
2001-09-02 | 9:00 | 18.3 | 64.94 | SUNDAY | #N/A | 1979-09-02 | 9:00 | 22.6 | 72.68 |  |  | 2003-09-02 | 9:00 | 14 | 57.2 |  |  | 1995-09-02 | 9:00 | 22.8 | 73.04 | [5 empty] | 21.7 | 71.06 |  |  |  | 23 | 73.4 |  |  |  |  | 13.5 | 56.3 |  |  |  |  | 22.2 | 71.96 | [5 empty] | 24.4 | 75.92 |  |  |  | 15 | 59 |  |  |  |  | 17.8 | 64.04 |  |  |  |  | 23.9 | 75.02
2001-09-02 | 10:00 | 19.4 | 66.92 | SUNDAY | #N/A | 1979-09-02 | 10:00 | 23.3 | 73.94 |  |  | 2003-09-02 | 10:00 | 14 | 57.2 |  |  | 1995-09-02 | 10:00 | 23.9 | 75.02 | [5 empty] | 22.8 | 73.04 |  |  |  | 25 | 77 |  |  |  |  | 13.9 | 57.02 |  |  |  |  | 25.6 | 78.08 | [5 empty] | 25 | 77 |  |  |  | 16.7 | 62.06 |  |  |  |  | 16 | 60.8 |  |  |  |  | 24.4 | 75.92
2001-09-02 | 11:00 | 20 | 68 | SUNDAY | #N/A | 1979-09-02 | 11:00 | 23.7 | 74.66 |  |  | 2003-09-02 | 11:00 | 14 | 57.2 |  |  | 1995-09-02 | 11:00 | 25 | 77 | [5 empty] | 23.3 | 73.94 |  |  |  | 26 | 78.8 |  |  |  |  | 14.5 | 58.1 |  |  |  |  | 27.2 | 80.96 | [5 empty] | 26.7 | 80.06 |  |  |  | 17.2 | 62.96 |  |  |  |  | 18.3 | 64.94 |  |  |  |  | 25.2 | 77.36
2001-09-02 | 12:00 | 21.1 | 69.98 | SUNDAY | #N/A | 1979-09-02 | 12:00 | 24 | 75.2 |  |  | 2003-09-02 | 12:00 | 15 | 59 |  |  | 1995-09-02 | 12:00 | 24.4 | 75.92 | [5 empty] | 22.8 | 73.04 |  |  |  | 27 | 80.6 |  |  |  |  | 15 | 59 |  |  |  |  | 27.2 | 80.96 | [5 empty] | 26.1 | 78.98 |  |  |  | 16.1 | 60.98 |  |  |  |  | 19.4 | 66.92 |  |  |  |  | 25.9 | 78.62
2001-09-02 | 13:00 | 21.1 | 69.98 | SUNDAY | #N/A | 1979-09-02 | 13:00 | 24.4 | 75.92 |  |  | 2003-09-02 | 13:00 | 16 | 60.8 |  |  | 1995-09-02 | 13:00 | 25 | 77 | [5 empty] | 22.8 | 73.04 |  |  |  | 28 | 82.4 |  |  |  |  | 15.6 | 60.08 |  |  |  |  | 28.3 | 82.94 | [5 empty] | 25.6 | 78.08 |  |  |  | 17.8 | 64.04 |  |  |  |  | 20 | 68 |  |  |  |  | 26.7 | 80.06
2001-09-02 | 14:00 | 22.2 | 71.96 | SUNDAY | #N/A | 1979-09-02 | 14:00 | 24.4 | 75.92 |  |  | 2003-09-02 | 14:00 | 16 | 60.8 |  |  | 1995-09-02 | 14:00 | 26.1 | 78.98 | [5 empty] | 22.8 | 73.04 |  |  |  | 28.8 | 83.84 |  |  |  |  | 16 | 60.8 |  |  |  |  | 30 | 86 | [5 empty] | 24.4 | 75.92 |  |  |  | 17.8 | 64.04 |  |  |  |  | 21.7 | 71.06 |  |  |  |  | 25.6 | 78.08
2001-09-02 | 15:00 | 22.8 | 73.04 | SUNDAY | #N/A | 1979-09-02 | 15:00 | 24.4 | 75.92 |  |  | 2003-09-02 | 15:00 | 16 | 60.8 |  |  | 1995-09-02 | 15:00 | 23.9 | 75.02 | [5 empty] | 23.3 | 73.94 |  |  |  | 29 | 84.2 |  |  |  |  | 16.3 | 61.34 |  |  |  |  | 30 | 86 | [5 empty] | 24.4 | 75.92 |  |  |  | 17.2 | 62.96 |  |  |  |  | 21.1 | 69.98 |  |  |  |  | 24.4 | 75.92
2001-09-02 | 16:00 | 22.2 | 71.96 | SUNDAY | #N/A | 1979-09-02 | 16:00 | 24.4 | 75.92 |  |  | 2003-09-02 | 16:00 | 16 | 60.8 |  |  | 1995-09-02 | 16:00 | 23.9 | 75.02 | [5 empty] | 22.8 | 73.04 |  |  |  | 29 | 84.2 |  |  |  |  | 16.7 | 62.06 |  |  |  |  | 30 | 86 | [5 empty] | 23.3 | 73.94 |  |  |  | 18.9 | 66.02 |  |  |  |  | 22.2 | 71.96 |  |  |  |  | 23.3 | 73.94
2001-09-02 | 17:00 | 21.7 | 71.06 | SUNDAY | #N/A | 1979-09-02 | 17:00 | 24.6 | 76.28 |  |  | 2003-09-02 | 17:00 | 16 | 60.8 |  |  | 1995-09-02 | 17:00 | 23.3 | 73.94 | [5 empty] | 21.7 | 71.06 |  |  |  | 28 | 82.4 |  |  |  |  | 15.6 | 60.08 |  |  |  |  | 27.8 | 82.04 | [5 empty] | 22.2 | 71.96 |  |  |  | 17.8 | 64.04 |  |  |  |  | 21.7 | 71.06 |  |  |  |  | 22.4 | 72.32
2001-09-02 | 18:00 | 21.1 | 69.98 | SUNDAY | #N/A | 1979-09-02 | 18:00 | 24.8 | 76.64 |  |  | 2003-09-02 | 18:00 | 16 | 60.8 |  |  | 1995-09-02 | 18:00 | 22.2 | 71.96 | [5 empty] | 21.1 | 69.98 |  |  |  | 27 | 80.6 |  |  |  |  | 14.4 | 57.92 |  |  |  |  | 26.7 | 80.06 | [5 empty] | 21.1 | 69.98 |  |  |  | 17.2 | 62.96 |  |  |  |  | 20 | 68 |  |  |  |  | 21.5 | 70.7
2001-09-02 | 19:00 | 20.6 | 69.08 | SUNDAY | #N/A | 1979-09-02 | 19:00 | 25 | 77 |  |  | 2003-09-02 | 19:00 | 16 | 60.8 |  |  | 1995-09-02 | 19:00 | 21.7 | 71.06 | [5 empty] | 19.4 | 66.92 |  |  |  | 23 | 73.4 |  |  |  |  | 13.3 | 55.94 |  |  |  |  | 23.3 | 73.94 | [5 empty] | 21.1 | 69.98 |  |  |  | 15 | 59 |  |  |  |  | 18.3 | 64.94 |  |  |  |  | 20.6 | 69.08
2001-09-02 | 20:00 | 20 | 68 | SUNDAY | #N/A | 1979-09-02 | 20:00 | 25 | 77 |  |  | 2003-09-02 | 20:00 | 16 | 60.8 |  |  | 1995-09-02 | 20:00 | 21.1 | 69.98 | [5 empty] | 17.8 | 64.04 |  |  |  | 20 | 68 |  |  |  |  | 12.2 | 53.96 |  |  |  |  | 21.1 | 69.98 | [5 empty] | 20.6 | 69.08 |  |  |  | 12.8 | 55.04 |  |  |  |  | 17.2 | 62.96 |  |  |  |  | 19.7 | 67.46
2001-09-02 | 21:00 | 19.4 | 66.92 | SUNDAY | #N/A | 1979-09-02 | 21:00 | 25 | 77 |  |  | 2003-09-02 | 21:00 | 16 | 60.8 |  |  | 1995-09-02 | 21:00 | 20.6 | 69.08 | [5 empty] | 17.2 | 62.96 |  |  |  | 18 | 64.4 |  |  |  |  | 11.1 | 51.98 |  |  |  |  | 20.6 | 69.08 | [5 empty] | 19.4 | 66.92 |  |  |  | 11.1 | 51.98 |  |  |  |  | 15.6 | 60.08 |  |  |  |  | 18.7 | 65.66
2001-09-02 | 22:00 | 19.4 | 66.92 | SUNDAY | #N/A | 1979-09-02 | 22:00 | 25 | 77 |  |  | 2003-09-02 | 22:00 | 16 | 60.8 |  |  | 1995-09-02 | 22:00 | 20.6 | 69.08 | [5 empty] | 16.7 | 62.06 |  |  |  | 17 | 62.6 |  |  |  |  | 10 | 50 |  |  |  |  | 20.6 | 69.08 | [5 empty] | 18.3 | 64.94 |  |  |  | 11.1 | 51.98 |  |  |  |  | 14.4 | 57.92 |  |  |  |  | 17.8 | 64.04
2001-09-02 | 23:00 | 19.4 | 66.92 | SUNDAY | #N/A | 1979-09-02 | 23:00 | 24.8 | 76.64 |  |  | 2003-09-02 | 23:00 | 16 | 60.8 |  |  | 1995-09-02 | 23:00 | 20.6 | 69.08 | [5 empty] | 16.7 | 62.06 |  |  |  | 17 | 62.6 |  |  |  |  | 9.6 | 49.28 |  |  |  |  | 20 | 68 | [5 empty] | 17.8 | 64.04 |  |  |  | 10 | 50 |  |  |  |  | 13.9 | 57.02 |  |  |  |  | 17.2 | 62.96
2001-09-02 | 24:00 | 18.9 | 66.02 | SUNDAY | #N/A | 1979-09-02 | 24:00 | 24.6 | 76.28 |  |  | 2003-09-02 | 24:00 | 16 | 60.8 |  |  | 1995-09-02 | 24:00 | 20 | 68 | [5 empty] | 15 | 59 |  |  |  | 16 | 60.8 |  |  |  |  | 9.3 | 48.74 |  |  |  |  | 20 | 68 | [5 empty] | 17.2 | 62.96 |  |  |  | 9.4 | 48.92 |  |  |  |  | 13.3 | 55.94 |  |  |  |  | 16.7 | 62.06
2001-09-03 | 1:00 | 19.4 | 66.92 | WEEKDAY | #N/A | 1979-09-03 | 1:00 | 24.4 | 75.92 |  |  | 2003-09-03 | 1:00 | 16 | 60.8 |  |  | 1995-09-03 | 1:00 | 20 | 68 | [5 empty] | 15.6 | 60.08 |  |  |  | 16 | 60.8 |  |  |  |  | 8.9 | 48.02 |  |  |  |  | 18.9 | 66.02 | [5 empty] | 16.7 | 62.06 |  |  |  | 8.3 | 46.94 |  |  |  |  | 13.3 | 55.94 |  |  |  |  | 16.1 | 60.98
2001-09-03 | 2:00 | 18.9 | 66.02 | WEEKDAY | #N/A | 1979-09-03 | 2:00 | 24.4 | 75.92 |  |  | 2003-09-03 | 2:00 | 16 | 60.8 |  |  | 1995-09-03 | 2:00 | 19.4 | 66.92 | [5 empty] | 15 | 59 |  |  |  | 16 | 60.8 |  |  |  |  | 8.5 | 47.3 |  |  |  |  | 17.8 | 64.04 | [5 empty] | 16.7 | 62.06 |  |  |  | 8.3 | 46.94 |  |  |  |  | 14.4 | 57.92 |  |  |  |  | 15.5 | 59.9
2001-09-03 | 3:00 | 18.9 | 66.02 | WEEKDAY | #N/A | 1979-09-03 | 3:00 | 24.4 | 75.92 |  |  | 2003-09-03 | 3:00 | 16 | 60.8 |  |  | 1995-09-03 | 3:00 | 18.9 | 66.02 | [5 empty] | 14.4 | 57.92 |  |  |  | 14 | 57.2 |  |  |  |  | 8.2 | 46.76 |  |  |  |  | 16.7 | 62.06 | [5 empty] | 16.7 | 62.06 |  |  |  | 7.8 | 46.04 |  |  |  |  | 14.4 | 57.92 |  |  |  |  | 15 | 59
2001-09-03 | 4:00 | 18.9 | 66.02 | WEEKDAY | #N/A | 1979-09-03 | 4:00 | 24.4 | 75.92 |  |  | 2003-09-03 | 4:00 | 16 | 60.8 |  |  | 1995-09-03 | 4:00 | 17.2 | 62.96 | [5 empty] | 14.4 | 57.92 |  |  |  | 14 | 57.2 |  |  |  |  | 7.8 | 46.04 |  |  |  |  | 15 | 59 | [5 empty] | 16.7 | 62.06 |  |  |  | 7.8 | 46.04 |  |  |  |  | 14.4 | 57.92 |  |  |  |  | 14.4 | 57.92
2001-09-03 | 5:00 | 18.3 | 64.94 | WEEKDAY | #N/A | 1979-09-03 | 5:00 | 24.2 | 75.56 |  |  | 2003-09-03 | 5:00 | 16 | 60.8 |  |  | 1995-09-03 | 5:00 | 17.2 | 62.96 | [5 empty] | 14.4 | 57.92 |  |  |  | 14 | 57.2 |  |  |  |  | 6.7 | 44.06 |  |  |  |  | 14.4 | 57.92 | [5 empty] | 16.7 | 62.06 |  |  |  | 7.2 | 44.96 |  |  |  |  | 14.4 | 57.92 |  |  |  |  | 15 | 59
2001-09-03 | 6:00 | 18.3 | 64.94 | WEEKDAY | #N/A | 1979-09-03 | 6:00 | 24.1 | 75.38 |  |  | 2003-09-03 | 6:00 | 16 | 60.8 |  |  | 1995-09-03 | 6:00 | 17.2 | 62.96 | [5 empty] | 15.6 | 60.08 |  |  |  | 14 | 57.2 |  |  |  |  | 5.5 | 41.9 |  |  |  |  | 14.4 | 57.92 | [5 empty] | 16.7 | 62.06 |  |  |  | 7.2 | 44.96 |  |  |  |  | 13.3 | 55.94 |  |  |  |  | 15.5 | 59.9
2001-09-03 | 7:00 | 18.9 | 66.02 | WEEKDAY | #N/A | 1979-09-03 | 7:00 | 23.9 | 75.02 |  |  | 2003-09-03 | 7:00 | 16 | 60.8 |  |  | 1995-09-03 | 7:00 | 18.9 | 66.02 | [5 empty] | 18.3 | 64.94 |  |  |  | 17 | 62.6 |  |  |  |  | 4.4 | 39.92 |  |  |  |  | 14.4 | 57.92 | [5 empty] | 16.1 | 60.98 |  |  |  | 9.4 | 48.92 |  |  |  |  | 14.4 | 57.92 |  |  |  |  | 16.1 | 60.98
2001-09-03 | 8:00 | 20 | 68 | WEEKDAY | #N/A | 1979-09-03 | 8:00 | 24.5 | 76.1 |  |  | 2003-09-03 | 8:00 | 16 | 60.8 |  |  | 1995-09-03 | 8:00 | 21.1 | 69.98 | [5 empty] | 21.1 | 69.98 |  |  |  | 19 | 66.2 |  |  |  |  | 7.4 | 45.32 |  |  |  |  | 14.4 | 57.92 | [5 empty] | 17.2 | 62.96 |  |  |  | 10.6 | 51.08 |  |  |  |  | 16.1 | 60.98 |  |  |  |  | 17.2 | 62.96
2001-09-03 | 9:00 | 21.7 | 71.06 | WEEKDAY | #N/A | 1979-09-03 | 9:00 | 25 | 77 |  |  | 2003-09-03 | 9:00 | 16 | 60.8 |  |  | 1995-09-03 | 9:00 | 22.8 | 73.04 | [5 empty] | 22.8 | 73.04 |  |  |  | 23 | 73.4 |  |  |  |  | 10.3 | 50.54 |  |  |  |  | 17.2 | 62.96 | [5 empty] | 18.3 | 64.94 |  |  |  | 15.6 | 60.08 |  |  |  |  | 16.7 | 62.06 |  |  |  |  | 18.3 | 64.94
2001-09-03 | 10:00 | 23.3 | 73.94 | WEEKDAY | #N/A | 1979-09-03 | 10:00 | 25.6 | 78.08 |  |  | 2003-09-03 | 10:00 | 16 | 60.8 |  |  | 1995-09-03 | 10:00 | 24.4 | 75.92 | [5 empty] | 23.9 | 75.02 |  |  |  | 24 | 75.2 |  |  |  |  | 13.3 | 55.94 |  |  |  |  | 17.8 | 64.04 | [5 empty] | 18.9 | 66.02 |  |  |  | 18.3 | 64.94 |  |  |  |  | 18.3 | 64.94 |  |  |  |  | 19.4 | 66.92
2001-09-03 | 11:00 | 24.4 | 75.92 | WEEKDAY | #N/A | 1979-09-03 | 11:00 | 26.5 | 79.7 |  |  | 2003-09-03 | 11:00 | 17 | 62.6 |  |  | 1995-09-03 | 11:00 | 25.6 | 78.08 | [5 empty] | 23.9 | 75.02 |  |  |  | 27 | 80.6 |  |  |  |  | 14.8 | 58.64 |  |  |  |  | 19.4 | 66.92 | [5 empty] | 19.4 | 66.92 |  |  |  | 19.4 | 66.92 |  |  |  |  | 20 | 68 |  |  |  |  | 20 | 68
2001-09-03 | 12:00 | 23.9 | 75.02 | WEEKDAY | #N/A | 1979-09-03 | 12:00 | 27.4 | 81.32 |  |  | 2003-09-03 | 12:00 | 17 | 62.6 |  |  | 1995-09-03 | 12:00 | 24.4 | 75.92 | [5 empty] | 24.4 | 75.92 |  |  |  | 27 | 80.6 |  |  |  |  | 16.3 | 61.34 |  |  |  |  | 20 | 68 | [5 empty] | 20 | 68 |  |  |  | 18.3 | 64.94 |  |  |  |  | 20.6 | 69.08 |  |  |  |  | 20.5 | 68.9
2001-09-03 | 13:00 | 25 | 77 | WEEKDAY | #N/A | 1979-09-03 | 13:00 | 28.3 | 82.94 |  |  | 2003-09-03 | 13:00 | 17 | 62.6 |  |  | 1995-09-03 | 13:00 | 23.9 | 75.02 | [5 empty] | 25 | 77 |  |  |  | 28 | 82.4 |  |  |  |  | 17.8 | 64.04 |  |  |  |  | 21.1 | 69.98 | [5 empty] | 20.6 | 69.08 |  |  |  | 19.4 | 66.92 |  |  |  |  | 18.9 | 66.02 |  |  |  |  | 21.1 | 69.98
2001-09-03 | 14:00 | 25 | 77 | WEEKDAY | #N/A | 1979-09-03 | 14:00 | 28.3 | 82.94 |  |  | 2003-09-03 | 14:00 | 17 | 62.6 |  |  | 1995-09-03 | 14:00 | 25 | 77 | [5 empty] | 24.4 | 75.92 |  |  |  | 29 | 84.2 |  |  |  |  | 18.3 | 64.94 |  |  |  |  | 21.7 | 71.06 | [5 empty] | 20.6 | 69.08 |  |  |  | 18.9 | 66.02 |  |  |  |  | 18.9 | 66.02 |  |  |  |  | 21.5 | 70.7
2001-09-03 | 15:00 | 25 | 77 | WEEKDAY | #N/A | 1979-09-03 | 15:00 | 28.3 | 82.94 |  |  | 2003-09-03 | 15:00 | 17 | 62.6 |  |  | 1995-09-03 | 15:00 | 25 | 77 | [5 empty] | 23.9 | 75.02 |  |  |  | 30 | 86 |  |  |  |  | 18.9 | 66.02 |  |  |  |  | 22.8 | 73.04 | [5 empty] | 21.7 | 71.06 |  |  |  | 18.9 | 66.02 |  |  |  |  | 18.3 | 64.94 |  |  |  |  | 21.8 | 71.24
2001-09-03 | 16:00 | 24.4 | 75.92 | WEEKDAY | #N/A | 1979-09-03 | 16:00 | 28.3 | 82.94 |  |  | 2003-09-03 | 16:00 | 17 | 62.6 |  |  | 1995-09-03 | 16:00 | 25 | 77 | [5 empty] | 23.9 | 75.02 |  |  |  | 30 | 86 |  |  |  |  | 19.4 | 66.92 |  |  |  |  | 22.8 | 73.04 | [5 empty] | 21.7 | 71.06 |  |  |  | 18.3 | 64.94 |  |  |  |  | 20 | 68 |  |  |  |  | 22.2 | 71.96
2001-09-03 | 17:00 | 23.3 | 73.94 | WEEKDAY | #N/A | 1979-09-03 | 17:00 | 27.9 | 82.22 |  |  | 2003-09-03 | 17:00 | 17 | 62.6 |  |  | 1995-09-03 | 17:00 | 24.4 | 75.92 | [5 empty] | 23.3 | 73.94 |  |  |  | 29 | 84.2 |  |  |  |  | 18.1 | 64.58 |  |  |  |  | 22.2 | 71.96 | [5 empty] | 21.7 | 71.06 |  |  |  | 18.9 | 66.02 |  |  |  |  | 20.6 | 69.08 |  |  |  |  | 20.9 | 69.62
2001-09-03 | 18:00 | 22.2 | 71.96 | WEEKDAY | #N/A | 1979-09-03 | 18:00 | 27.6 | 81.68 |  |  | 2003-09-03 | 18:00 | 16.3 | 61.34 |  |  | 1995-09-03 | 18:00 | 23.3 | 73.94 | [5 empty] | 22.2 | 71.96 |  |  |  | 24 | 75.2 |  |  |  |  | 16.9 | 62.42 |  |  |  |  | 21.1 | 69.98 | [5 empty] | 20.6 | 69.08 |  |  |  | 17.2 | 62.96 |  |  |  |  | 20 | 68 |  |  |  |  | 19.6 | 67.28
2001-09-03 | 19:00 | 21.7 | 71.06 | WEEKDAY | #N/A | 1979-09-03 | 19:00 | 27.2 | 80.96 |  |  | 2003-09-03 | 19:00 | 15.7 | 60.26 |  |  | 1995-09-03 | 19:00 | 22.8 | 73.04 | [5 empty] | 21.1 | 69.98 |  |  |  | 21 | 69.8 |  |  |  |  | 15.6 | 60.08 |  |  |  |  | 17.2 | 62.96 | [5 empty] | 18.9 | 66.02 |  |  |  | 16.1 | 60.98 |  |  |  |  | 18.3 | 64.94 |  |  |  |  | 18.3 | 64.94
2001-09-03 | 20:00 | 21.7 | 71.06 | WEEKDAY | #N/A | 1979-09-03 | 20:00 | 26.8 | 80.24 |  |  | 2003-09-03 | 20:00 | 15.8 | 60.44 |  |  | 1995-09-03 | 20:00 | 22.2 | 71.96 | [5 empty] | 21.1 | 69.98 |  |  |  | 20 | 68 |  |  |  |  | 15 | 59 |  |  |  |  | 14.4 | 57.92 | [5 empty] | 18.9 | 66.02 |  |  |  | 14.4 | 57.92 |  |  |  |  | 16.7 | 62.06 |  |  |  |  | 16.6 | 61.88
2001-09-03 | 21:00 | 21.1 | 69.98 | WEEKDAY | #N/A | 1979-09-03 | 21:00 | 26.5 | 79.7 |  |  | 2003-09-03 | 21:00 | 16 | 60.8 |  |  | 1995-09-03 | 21:00 | 21.7 | 71.06 | [5 empty] | 20.6 | 69.08 |  |  |  | 19 | 66.2 |  |  |  |  | 14.5 | 58.1 |  |  |  |  | 13.9 | 57.02 | [5 empty] | 18.3 | 64.94 |  |  |  | 13.3 | 55.94 |  |  |  |  | 16.1 | 60.98 |  |  |  |  | 15 | 59
2001-09-03 | 22:00 | 21.1 | 69.98 | WEEKDAY | #N/A | 1979-09-03 | 22:00 | 26.1 | 78.98 |  |  | 2003-09-03 | 22:00 | 16.5 | 61.7 |  |  | 1995-09-03 | 22:00 | 21.1 | 69.98 | [5 empty] | 20.6 | 69.08 |  |  |  | 18 | 64.4 |  |  |  |  | 13.9 | 57.02 |  |  |  |  | 13.9 | 57.02 | [5 empty] | 18.9 | 66.02 |  |  |  | 12.2 | 53.96 |  |  |  |  | 16.1 | 60.98 |  |  |  |  | 13.3 | 55.94
2001-09-03 | 23:00 | 21.1 | 69.98 | WEEKDAY | #N/A | 1979-09-03 | 23:00 | 25.7 | 78.26 |  |  | 2003-09-03 | 23:00 | 16.9 | 62.42 |  |  | 1995-09-03 | 23:00 | 21.1 | 69.98 | [5 empty] | 19.4 | 66.92 |  |  |  | 17 | 62.6 |  |  |  |  | 13.7 | 56.66 |  |  |  |  | 13.3 | 55.94 | [5 empty] | 18.3 | 64.94 |  |  |  | 11.1 | 51.98 |  |  |  |  | 14.4 | 57.92 |  |  |  |  | 12.6 | 54.68
2001-09-03 | 24:00 | 21.1 | 69.98 | WEEKDAY | #N/A | 1979-09-03 | 24:00 | 25.4 | 77.72 |  |  | 2003-09-03 | 24:00 | 17.4 | 63.32 |  |  | 1995-09-03 | 24:00 | 20.6 | 69.08 | [5 empty] | 20.6 | 69.08 |  |  |  | 17 | 62.6 |  |  |  |  | 13.5 | 56.3 |  |  |  |  | 12.8 | 55.04 | [5 empty] | 17.2 | 62.96 |  |  |  | 10 | 50 |  |  |  |  | 13.9 | 57.02 |  |  |  |  | 11.8 | 53.24
2001-09-04 | 1:00 | 20.6 | 69.08 | WEEKDAY | #N/A | 1979-09-04 | 1:00 | 25 | 77 |  |  | 2003-09-04 | 1:00 | 18.1 | 64.58 |  |  | 1995-09-04 | 1:00 | 20 | 68 | [5 empty] | 19.4 | 66.92 |  |  |  | 16 | 60.8 |  |  |  |  | 13.3 | 55.94 |  |  |  |  | 11.7 | 53.06 | [5 empty] | 17.8 | 64.04 |  |  |  | 9.4 | 48.92 |  |  |  |  | 12.8 | 55.04 |  |  |  |  | 11.1 | 51.98
2001-09-04 | 2:00 | 20.6 | 69.08 | WEEKDAY | #N/A | 1979-09-04 | 2:00 | 24.3 | 75.74 |  |  | 2003-09-04 | 2:00 | 18.6 | 65.48 |  |  | 1995-09-04 | 2:00 | 20.6 | 69.08 | [5 empty] | 18.9 | 66.02 |  |  |  | 16 | 60.8 |  |  |  |  | 12.9 | 55.22 |  |  |  |  | 10.6 | 51.08 | [5 empty] | 17.8 | 64.04 |  |  |  | 9.4 | 48.92 |  |  |  |  | 12.8 | 55.04 |  |  |  |  | 11.1 | 51.98
2001-09-04 | 3:00 | 20.6 | 69.08 | WEEKDAY | #N/A | 1979-09-04 | 3:00 | 23.5 | 74.3 |  |  | 2003-09-04 | 3:00 | 19.1 | 66.38 |  |  | 1995-09-04 | 3:00 | 20 | 68 | [5 empty] | 18.3 | 64.94 |  |  |  | 15 | 59 |  |  |  |  | 12.6 | 54.68 |  |  |  |  | 10.6 | 51.08 | [5 empty] | 17.8 | 64.04 |  |  |  | 8.9 | 48.02 |  |  |  |  | 12.2 | 53.96 |  |  |  |  | 11.1 | 51.98
2001-09-04 | 4:00 | 20.6 | 69.08 | WEEKDAY | #N/A | 1979-09-04 | 4:00 | 22.8 | 73.04 |  |  | 2003-09-04 | 4:00 | 19.9 | 67.82 |  |  | 1995-09-04 | 4:00 | 19.4 | 66.92 | [5 empty] | 18.3 | 64.94 |  |  |  | 15 | 59 |  |  |  |  | 12.2 | 53.96 |  |  |  |  | 10 | 50 | [5 empty] | 18.3 | 64.94 |  |  |  | 7.8 | 46.04 |  |  |  |  | 11.7 | 53.06 |  |  |  |  | 11.1 | 51.98
2001-09-04 | 5:00 | 20.6 | 69.08 | WEEKDAY | #N/A | 1979-09-04 | 5:00 | 23.2 | 73.76 |  |  | 2003-09-04 | 5:00 | 20.3 | 68.54 |  |  | 1995-09-04 | 5:00 | 19.4 | 66.92 | [5 empty] | 18.3 | 64.94 |  |  |  | 15 | 59 |  |  |  |  | 12.6 | 54.68 |  |  |  |  | 9.4 | 48.92 | [5 empty] | 18.3 | 64.94 |  |  |  | 7.8 | 46.04 |  |  |  |  | 11.1 | 51.98 |  |  |  |  | 12 | 53.6
2001-09-04 | 6:00 | 21.1 | 69.98 | WEEKDAY | #N/A | 1979-09-04 | 6:00 | 23.5 | 74.3 |  |  | 2003-09-04 | 6:00 | 21 | 69.8 |  |  | 1995-09-04 | 6:00 | 20 | 68 | [5 empty] | 18.3 | 64.94 |  |  |  | 16 | 60.8 |  |  |  |  | 12.9 | 55.22 |  |  |  |  | 9.4 | 48.92 | [5 empty] | 18.3 | 64.94 |  |  |  | 7.2 | 44.96 |  |  |  |  | 11.1 | 51.98 |  |  |  |  | 13 | 55.4
2001-09-04 | 7:00 | 21.7 | 71.06 | WEEKDAY | #N/A | 1979-09-04 | 7:00 | 23.9 | 75.02 |  |  | 2003-09-04 | 7:00 | 22 | 71.6 |  |  | 1995-09-04 | 7:00 | 20.6 | 69.08 | [5 empty] | 20 | 68 |  |  |  | 17 | 62.6 |  |  |  |  | 13.3 | 55.94 |  |  |  |  | 11.1 | 51.98 | [5 empty] | 17.8 | 64.04 |  |  |  | 9.4 | 48.92 |  |  |  |  | 12.2 | 53.96 |  |  |  |  | 13.9 | 57.02
2001-09-04 | 8:00 | 23.3 | 73.94 | WEEKDAY | #N/A | 1979-09-04 | 8:00 | 24.8 | 76.64 |  |  | 2003-09-04 | 8:00 | 23 | 73.4 |  |  | 1995-09-04 | 8:00 | 22.8 | 73.04 | [5 empty] | 21.1 | 69.98 |  |  |  | 18 | 64.4 |  |  |  |  | 14.4 | 57.92 |  |  |  |  | 13.3 | 55.94 | [5 empty] | 17.8 | 64.04 |  |  |  | 12.8 | 55.04 |  |  |  |  | 14.4 | 57.92 |  |  |  |  | 16.3 | 61.34
2001-09-04 | 9:00 | 25 | 77 | WEEKDAY | #N/A | 1979-09-04 | 9:00 | 25.8 | 78.44 |  |  | 2003-09-04 | 9:00 | 22 | 71.6 |  |  | 1995-09-04 | 9:00 | 23.9 | 75.02 | [5 empty] | 23.9 | 75.02 |  |  |  | 19 | 66.2 |  |  |  |  | 15.6 | 60.08 |  |  |  |  | 17.8 | 64.04 | [5 empty] | 17.2 | 62.96 |  |  |  | 16.7 | 62.06 |  |  |  |  | 15.6 | 60.08 |  |  |  |  | 18.7 | 65.66
2001-09-04 | 10:00 | 25.6 | 78.08 | WEEKDAY | #N/A | 1979-09-04 | 10:00 | 26.7 | 80.06 |  |  | 2003-09-04 | 10:00 | 22 | 71.6 |  |  | 1995-09-04 | 10:00 | 25.6 | 78.08 | [5 empty] | 25.6 | 78.08 |  |  |  | 21 | 69.8 |  |  |  |  | 16.7 | 62.06 |  |  |  |  | 21.1 | 69.98 | [5 empty] | 16.7 | 62.06 |  |  |  | 17.8 | 64.04 |  |  |  |  | 18.3 | 64.94 |  |  |  |  | 21.1 | 69.98
2001-09-04 | 11:00 | 25.6 | 78.08 | WEEKDAY | #N/A | 1979-09-04 | 11:00 | 27.4 | 81.32 |  |  | 2003-09-04 | 11:00 | 22 | 71.6 |  |  | 1995-09-04 | 11:00 | 25.6 | 78.08 | [5 empty] | 26.7 | 80.06 |  |  |  | 23 | 73.4 |  |  |  |  | 18 | 64.4 |  |  |  |  | 22.2 | 71.96 | [5 empty] | 17.2 | 62.96 |  |  |  | 18.9 | 66.02 |  |  |  |  | 19.4 | 66.92 |  |  |  |  | 22 | 71.6
2001-09-04 | 12:00 | 23 | 73.4 | WEEKDAY | #N/A | 1979-09-04 | 12:00 | 28.2 | 82.76 |  |  | 2003-09-04 | 12:00 | 22 | 71.6 |  |  | 1995-09-04 | 12:00 | 26.1 | 78.98 | [5 empty] | 27.8 | 82.04 |  |  |  | 26 | 78.8 |  |  |  |  | 19.3 | 66.74 |  |  |  |  | 22.8 | 73.04 | [5 empty] | 18.3 | 64.94 |  |  |  | 18.9 | 66.02 |  |  |  |  | 20.6 | 69.08 |  |  |  |  | 23 | 73.4
2001-09-04 | 13:00 | 24.4 | 75.92 | WEEKDAY | #N/A | 1979-09-04 | 13:00 | 28.9 | 84.02 |  |  | 2003-09-04 | 13:00 | 22 | 71.6 |  |  | 1995-09-04 | 13:00 | 26.1 | 78.98 | [5 empty] | 27.2 | 80.96 |  |  |  | 26 | 78.8 |  |  |  |  | 20.6 | 69.08 |  |  |  |  | 23.3 | 73.94 | [5 empty] | 16.1 | 60.98 |  |  |  | 19.4 | 66.92 |  |  |  |  | 20.6 | 69.08 |  |  |  |  | 23.9 | 75.02
2001-09-04 | 14:00 | 25.6 | 78.08 | WEEKDAY | #N/A | 1979-09-04 | 14:00 | 28.7 | 83.66 |  |  | 2003-09-04 | 14:00 | 23 | 73.4 |  |  | 1995-09-04 | 14:00 | 26.1 | 78.98 | [5 empty] | 27.2 | 80.96 |  |  |  | 27 | 80.6 |  |  |  |  | 20.8 | 69.44 |  |  |  |  | 23.9 | 75.02 | [5 empty] | 15 | 59 |  |  |  | 17.8 | 64.04 |  |  |  |  | 20 | 68 |  |  |  |  | 23.9 | 75.02
2001-09-04 | 15:00 | 26.1 | 78.98 | WEEKDAY | #N/A | 1979-09-04 | 15:00 | 28.5 | 83.3 |  |  | 2003-09-04 | 15:00 | 23 | 73.4 |  |  | 1995-09-04 | 15:00 | 25 | 77 | [5 empty] | 27.2 | 80.96 |  |  |  | 27 | 80.6 |  |  |  |  | 20.9 | 69.62 |  |  |  |  | 23.9 | 75.02 | [5 empty] | 15 | 59 |  |  |  | 18.9 | 66.02 |  |  |  |  | 20.6 | 69.08 |  |  |  |  | 23.9 | 75.02
2001-09-04 | 16:00 | 25.6 | 78.08 | WEEKDAY | #N/A | 1979-09-04 | 16:00 | 28.3 | 82.94 |  |  | 2003-09-04 | 16:00 | 23 | 73.4 |  |  | 1995-09-04 | 16:00 | 25.6 | 78.08 | [5 empty] | 26.7 | 80.06 |  |  |  | 25 | 77 |  |  |  |  | 21.1 | 69.98 |  |  |  |  | 23.9 | 75.02 | [5 empty] | 16.1 | 60.98 |  |  |  | 18.3 | 64.94 |  |  |  |  | 20 | 68 |  |  |  |  | 23.9 | 75.02
2001-09-04 | 17:00 | 26.1 | 78.98 | WEEKDAY | #N/A | 1979-09-04 | 17:00 | 27.4 | 81.32 |  |  | 2003-09-04 | 17:00 | 22 | 71.6 |  |  | 1995-09-04 | 17:00 | 24.4 | 75.92 | [5 empty] | 25.6 | 78.08 |  |  |  | 24 | 75.2 |  |  |  |  | 20.5 | 68.9 |  |  |  |  | 23.3 | 73.94 | [5 empty] | 17.8 | 64.04 |  |  |  | 18.3 | 64.94 |  |  |  |  | 20.6 | 69.08 |  |  |  |  | 22.4 | 72.32
2001-09-04 | 18:00 | 25.6 | 78.08 | WEEKDAY | #N/A | 1979-09-04 | 18:00 | 26.5 | 79.7 |  |  | 2003-09-04 | 18:00 | 22 | 71.6 |  |  | 1995-09-04 | 18:00 | 23.9 | 75.02 | [5 empty] | 24.4 | 75.92 |  |  |  | 24 | 75.2 |  |  |  |  | 20 | 68 |  |  |  |  | 21.7 | 71.06 | [5 empty] | 15.6 | 60.08 |  |  |  | 16.7 | 62.06 |  |  |  |  | 18.9 | 66.02 |  |  |  |  | 20.9 | 69.62
2001-09-04 | 19:00 | 24.4 | 75.92 | WEEKDAY | #N/A | 1979-09-04 | 19:00 | 25.6 | 78.08 |  |  | 2003-09-04 | 19:00 | 21 | 69.8 |  |  | 1995-09-04 | 19:00 | 23.3 | 73.94 | [5 empty] | 23.3 | 73.94 |  |  |  | 23 | 73.4 |  |  |  |  | 19.4 | 66.92 |  |  |  |  | 20 | 68 | [5 empty] | 13.9 | 57.02 |  |  |  | 14.4 | 57.92 |  |  |  |  | 17.8 | 64.04 |  |  |  |  | 19.4 | 66.92
2001-09-04 | 20:00 | 23.9 | 75.02 | WEEKDAY | #N/A | 1979-09-04 | 20:00 | 25.2 | 77.36 |  |  | 2003-09-04 | 20:00 | 21 | 69.8 |  |  | 1995-09-04 | 20:00 | 23.3 | 73.94 | [5 empty] | 22.8 | 73.04 |  |  |  | 21 | 69.8 |  |  |  |  | 19.2 | 66.56 |  |  |  |  | 19.4 | 66.92 | [5 empty] | 13.3 | 55.94 |  |  |  | 13.3 | 55.94 |  |  |  |  | 14.4 | 57.92 |  |  |  |  | 18.5 | 65.3
2001-09-04 | 21:00 | 24.4 | 75.92 | WEEKDAY | #N/A | 1979-09-04 | 21:00 | 24.8 | 76.64 |  |  | 2003-09-04 | 21:00 | 21 | 69.8 |  |  | 1995-09-04 | 21:00 | 22.8 | 73.04 | [5 empty] | 21.7 | 71.06 |  |  |  | 21 | 69.8 |  |  |  |  | 19.1 | 66.38 |  |  |  |  | 18.3 | 64.94 | [5 empty] | 12.2 | 53.96 |  |  |  | 11.7 | 53.06 |  |  |  |  | 13.3 | 55.94 |  |  |  |  | 17.6 | 63.68
2001-09-04 | 22:00 | 23.3 | 73.94 | WEEKDAY | #N/A | 1979-09-04 | 22:00 | 24.4 | 75.92 |  |  | 2003-09-04 | 22:00 | 20 | 68 |  |  | 1995-09-04 | 22:00 | 22.2 | 71.96 | [5 empty] | 21.7 | 71.06 |  |  |  | 20 | 68 |  |  |  |  | 18.9 | 66.02 |  |  |  |  | 18.3 | 64.94 | [5 empty] | 11.1 | 51.98 |  |  |  | 11.1 | 51.98 |  |  |  |  | 12.8 | 55.04 |  |  |  |  | 16.7 | 62.06
2001-09-04 | 23:00 | 23.3 | 73.94 | WEEKDAY | #N/A | 1979-09-04 | 23:00 | 24.2 | 75.56 |  |  | 2003-09-04 | 23:00 | 19.4 | 66.92 |  |  | 1995-09-04 | 23:00 | 21.7 | 71.06 | [5 empty] | 21.1 | 69.98 |  |  |  | 19 | 66.2 |  |  |  |  | 18.3 | 64.94 |  |  |  |  | 18.3 | 64.94 | [5 empty] | 9.4 | 48.92 |  |  |  | 10 | 50 |  |  |  |  | 14.4 | 57.92 |  |  |  |  | 16.9 | 62.42
2001-09-04 | 24:00 | 22.8 | 73.04 | WEEKDAY | #N/A | 1979-09-04 | 24:00 | 24.1 | 75.38 |  |  | 2003-09-04 | 24:00 | 18.9 | 66.02 |  |  | 1995-09-04 | 24:00 | 21.1 | 69.98 | [5 empty] | 20.6 | 69.08 |  |  |  | 19 | 66.2 |  |  |  |  | 17.8 | 64.04 |  |  |  |  | 17.8 | 64.04 | [5 empty] | 7.8 | 46.04 |  |  |  | 8.9 | 48.02 |  |  |  |  | 13.9 | 57.02 |  |  |  |  | 17 | 62.6
2001-09-05 | 1:00 | 21.7 | 71.06 | WEEKDAY | #N/A | 1979-09-05 | 1:00 | 23.9 | 75.02 |  |  | 2003-09-05 | 1:00 | 18.5 | 65.3 |  |  | 1995-09-05 | 1:00 | 21.1 | 69.98 | [5 empty] | 19.4 | 66.92 |  |  |  | 19.1 | 66.38 |  |  |  |  | 17.2 | 62.96 |  |  |  |  | 17.8 | 64.04 | [5 empty] | 7.2 | 44.96 |  |  |  | 8.3 | 46.94 |  |  |  |  | 11.7 | 53.06 |  |  |  |  | 17.2 | 62.96
2001-09-05 | 2:00 | 21.1 | 69.98 | WEEKDAY | #N/A | 1979-09-05 | 2:00 | 23.9 | 75.02 |  |  | 2003-09-05 | 2:00 | 18 | 64.4 |  |  | 1995-09-05 | 2:00 | 20.6 | 69.08 | [5 empty] | 18.3 | 64.94 |  |  |  | 19.1 | 66.38 |  |  |  |  | 17 | 62.6 |  |  |  |  | 17.2 | 62.96 | [5 empty] | 6.1 | 42.98 |  |  |  | 7.8 | 46.04 |  |  |  |  | 11.7 | 53.06 |  |  |  |  | 17 | 62.6
2001-09-05 | 3:00 | 20.6 | 69.08 | WEEKDAY | #N/A | 1979-09-05 | 3:00 | 23.9 | 75.02 |  |  | 2003-09-05 | 3:00 | 17 | 62.6 |  |  | 1995-09-05 | 3:00 | 20.5 | 68.9 | [5 empty] | 18.3 | 64.94 |  |  |  | 19 | 66.2 |  |  |  |  | 16.9 | 62.42 |  |  |  |  | 17.2 | 62.96 | [5 empty] | 5.6 | 42.08 |  |  |  | 7.2 | 44.96 |  |  |  |  | 11.7 | 53.06 |  |  |  |  | 16.9 | 62.42
2001-09-05 | 4:00 | 20 | 68 | WEEKDAY | #N/A | 1979-09-05 | 4:00 | 23.9 | 75.02 |  |  | 2003-09-05 | 4:00 | 17 | 62.6 |  |  | 1995-09-05 | 4:00 | 20.5 | 68.9 | [5 empty] | 18.3 | 64.94 |  |  |  | 19 | 66.2 |  |  |  |  | 16.7 | 62.06 |  |  |  |  | 16.7 | 62.06 | [5 empty] | 5 | 41 |  |  |  | 6.7 | 44.06 |  |  |  |  | 10.6 | 51.08 |  |  |  |  | 16.7 | 62.06
2001-09-05 | 5:00 | 19.4 | 66.92 | WEEKDAY | #N/A | 1979-09-05 | 5:00 | 24.1 | 75.38 |  |  | 2003-09-05 | 5:00 | 16 | 60.8 |  |  | 1995-09-05 | 5:00 | 20.6 | 69.08 | [5 empty] | 18.3 | 64.94 |  |  |  | 19 | 66.2 |  |  |  |  | 15.8 | 60.44 |  |  |  |  | 16.1 | 60.98 | [5 empty] | 5 | 41 |  |  |  | 6.7 | 44.06 |  |  |  |  | 10.6 | 51.08 |  |  |  |  | 18.2 | 64.76
2001-09-05 | 6:00 | 18.9 | 66.02 | WEEKDAY | #N/A | 1979-09-05 | 6:00 | 24.2 | 75.56 |  |  | 2003-09-05 | 6:00 | 16 | 60.8 |  |  | 1995-09-05 | 6:00 | 20.6 | 69.08 | [5 empty] | 18.3 | 64.94 |  |  |  | 19 | 66.2 |  |  |  |  | 14.8 | 58.64 |  |  |  |  | 16.1 | 60.98 | [5 empty] | 5 | 41 |  |  |  | 6.1 | 42.98 |  |  |  |  | 11.1 | 51.98 |  |  |  |  | 19.6 | 67.28
2001-09-05 | 7:00 | 19.4 | 66.92 | WEEKDAY | #N/A | 1979-09-05 | 7:00 | 24.4 | 75.92 |  |  | 2003-09-05 | 7:00 | 17 | 62.6 |  |  | 1995-09-05 | 7:00 | 21.7 | 71.06 | [5 empty] | 18.3 | 64.94 |  |  |  | 19 | 66.2 |  |  |  |  | 13.9 | 57.02 |  |  |  |  | 17.2 | 62.96 | [5 empty] | 8.3 | 46.94 |  |  |  | 7.8 | 46.04 |  |  |  |  | 12.8 | 55.04 |  |  |  |  | 21.1 | 69.98
2001-09-05 | 8:00 | 21.1 | 69.98 | WEEKDAY | #N/A | 1979-09-05 | 8:00 | 25.3 | 77.54 |  |  | 2003-09-05 | 8:00 | 17 | 62.6 |  |  | 1995-09-05 | 8:00 | 22.8 | 73.04 | [5 empty] | 18.9 | 66.02 |  |  |  | 21 | 69.8 |  |  |  |  | 14.6 | 58.28 |  |  |  |  | 17.8 | 64.04 | [5 empty] | 10.6 | 51.08 |  |  |  | 11.1 | 51.98 |  |  |  |  | 15.6 | 60.08 |  |  |  |  | 22 | 71.6
2001-09-05 | 9:00 | 20.6 | 69.08 | WEEKDAY | #N/A | 1979-09-05 | 9:00 | 26.3 | 79.34 |  |  | 2003-09-05 | 9:00 | 19 | 66.2 |  |  | 1995-09-05 | 9:00 | 23.9 | 75.02 | [5 empty] | 18.9 | 66.02 |  |  |  | 22 | 71.6 |  |  |  |  | 15.4 | 59.72 |  |  |  |  | 18.3 | 64.94 | [5 empty] | 12.2 | 53.96 |  |  |  | 15 | 59 |  |  |  |  | 17.8 | 64.04 |  |  |  |  | 23 | 73.4
2001-09-05 | 10:00 | 20.6 | 69.08 | WEEKDAY | #N/A | 1979-09-05 | 10:00 | 27.2 | 80.96 |  |  | 2003-09-05 | 10:00 | 21 | 69.8 |  |  | 1995-09-05 | 10:00 | 24.4 | 75.92 | [5 empty] | 20 | 68 |  |  |  | 22 | 71.6 |  |  |  |  | 16.1 | 60.98 |  |  |  |  | 18.9 | 66.02 | [5 empty] | 13.9 | 57.02 |  |  |  | 17.2 | 62.96 |  |  |  |  | 18.9 | 66.02 |  |  |  |  | 23.9 | 75.02
2001-09-05 | 11:00 | 21.7 | 71.06 | WEEKDAY | #N/A | 1979-09-05 | 11:00 | 27.6 | 81.68 |  |  | 2003-09-05 | 11:00 | 22 | 71.6 |  |  | 1995-09-05 | 11:00 | 25.6 | 78.08 | [5 empty] | 20.6 | 69.08 |  |  |  | 25 | 77 |  |  |  |  | 16.1 | 60.98 |  |  |  |  | 21.1 | 69.98 | [5 empty] | 14.4 | 57.92 |  |  |  | 17.8 | 64.04 |  |  |  |  | 20 | 68 |  |  |  |  | 24.8 | 76.64
2001-09-05 | 12:00 | 22.2 | 71.96 | WEEKDAY | #N/A | 1979-09-05 | 12:00 | 27.9 | 82.22 |  |  | 2003-09-05 | 12:00 | 23 | 73.4 |  |  | 1995-09-05 | 12:00 | 26.7 | 80.06 | [5 empty] | 21.1 | 69.98 |  |  |  | 28 | 82.4 |  |  |  |  | 16.1 | 60.98 |  |  |  |  | 21.1 | 69.98 | [5 empty] | 15.6 | 60.08 |  |  |  | 18.3 | 64.94 |  |  |  |  | 21.1 | 69.98 |  |  |  |  | 25.8 | 78.44
2001-09-05 | 13:00 | 22.8 | 73.04 | WEEKDAY | #N/A | 1979-09-05 | 13:00 | 28.3 | 82.94 |  |  | 2003-09-05 | 13:00 | 24 | 75.2 |  |  | 1995-09-05 | 13:00 | 26.7 | 80.06 | [5 empty] | 20.6 | 69.08 |  |  |  | 28 | 82.4 |  |  |  |  | 16.1 | 60.98 |  |  |  |  | 21.1 | 69.98 | [5 empty] | 16.7 | 62.06 |  |  |  | 19.4 | 66.92 |  |  |  |  | 22.2 | 71.96 |  |  |  |  | 26.7 | 80.06
2001-09-05 | 14:00 | 23.9 | 75.02 | WEEKDAY | #N/A | 1979-09-05 | 14:00 | 27.9 | 82.22 |  |  | 2003-09-05 | 14:00 | 23 | 73.4 |  |  | 1995-09-05 | 14:00 | 26.1 | 78.98 | [5 empty] | 20 | 68 |  |  |  | 30 | 86 |  |  |  |  | 16.1 | 60.98 |  |  |  |  | 21.7 | 71.06 | [5 empty] | 16.1 | 60.98 |  |  |  | 18.9 | 66.02 |  |  |  |  | 23.3 | 73.94 |  |  |  |  | 26.3 | 79.34
2001-09-05 | 15:00 | 25 | 77 | WEEKDAY | #N/A | 1979-09-05 | 15:00 | 27.6 | 81.68 |  |  | 2003-09-05 | 15:00 | 23 | 73.4 |  |  | 1995-09-05 | 15:00 | 26.1 | 78.98 | [5 empty] | 19.4 | 66.92 |  |  |  | 29 | 84.2 |  |  |  |  | 16.1 | 60.98 |  |  |  |  | 23.9 | 75.02 | [5 empty] | 17.2 | 62.96 |  |  |  | 19.4 | 66.92 |  |  |  |  | 23.9 | 75.02 |  |  |  |  | 26 | 78.8
2001-09-05 | 16:00 | 25 | 77 | WEEKDAY | #N/A | 1979-09-05 | 16:00 | 27.2 | 80.96 |  |  | 2003-09-05 | 16:00 | 22 | 71.6 |  |  | 1995-09-05 | 16:00 | 25.6 | 78.08 | [5 empty] | 18.9 | 66.02 |  |  |  | 29 | 84.2 |  |  |  |  | 16.1 | 60.98 |  |  |  |  | 24.4 | 75.92 | [5 empty] | 17.2 | 62.96 |  |  |  | 20 | 68 |  |  |  |  | 24.4 | 75.92 |  |  |  |  | 25.6 | 78.08
2001-09-05 | 17:00 | 24.4 | 75.92 | WEEKDAY | #N/A | 1979-09-05 | 17:00 | 26.8 | 80.24 |  |  | 2003-09-05 | 17:00 | 22 | 71.6 |  |  | 1995-09-05 | 17:00 | 24.4 | 75.92 | [5 empty] | 18.3 | 64.94 |  |  |  | 29 | 84.2 |  |  |  |  | 14.8 | 58.64 |  |  |  |  | 23.9 | 75.02 | [5 empty] | 15.6 | 60.08 |  |  |  | 19.4 | 66.92 |  |  |  |  | 24.4 | 75.92 |  |  |  |  | 24.1 | 75.38
2001-09-05 | 18:00 | 23.9 | 75.02 | WEEKDAY | #N/A | 1979-09-05 | 18:00 | 26.5 | 79.7 |  |  | 2003-09-05 | 18:00 | 20 | 68 |  |  | 1995-09-05 | 18:00 | 23.9 | 75.02 | [5 empty] | 17.8 | 64.04 |  |  |  | 27 | 80.6 |  |  |  |  | 13.5 | 56.3 |  |  |  |  | 23.3 | 73.94 | [5 empty] | 13.9 | 57.02 |  |  |  | 17.8 | 64.04 |  |  |  |  | 22.2 | 71.96 |  |  |  |  | 22.6 | 72.68
2001-09-05 | 19:00 | 23.3 | 73.94 | WEEKDAY | #N/A | 1979-09-05 | 19:00 | 26.1 | 78.98 |  |  | 2003-09-05 | 19:00 | 18 | 64.4 |  |  | 1995-09-05 | 19:00 | 23.9 | 75.02 | [5 empty] | 17.2 | 62.96 |  |  |  | 24 | 75.2 |  |  |  |  | 12.2 | 53.96 |  |  |  |  | 22.2 | 71.96 | [5 empty] | 11.7 | 53.06 |  |  |  | 15.6 | 60.08 |  |  |  |  | 21.1 | 69.98 |  |  |  |  | 21.1 | 69.98
2001-09-05 | 20:00 | 22.2 | 71.96 | WEEKDAY | #N/A | 1979-09-05 | 20:00 | 25.9 | 78.62 |  |  | 2003-09-05 | 20:00 | 17 | 62.6 |  |  | 1995-09-05 | 20:00 | 23.9 | 75.02 | [5 empty] | 17.2 | 62.96 |  |  |  | 22 | 71.6 |  |  |  |  | 11.5 | 52.7 |  |  |  |  | 22.2 | 71.96 | [5 empty] | 11.1 | 51.98 |  |  |  | 13.9 | 57.02 |  |  |  |  | 18.9 | 66.02 |  |  |  |  | 19.8 | 67.64
2001-09-05 | 21:00 | 22.2 | 71.96 | WEEKDAY | #N/A | 1979-09-05 | 21:00 | 25.8 | 78.44 |  |  | 2003-09-05 | 21:00 | 16 | 60.8 |  |  | 1995-09-05 | 21:00 | 23.9 | 75.02 | [5 empty] | 17.2 | 62.96 |  |  |  | 21 | 69.8 |  |  |  |  | 10.7 | 51.26 |  |  |  |  | 21.1 | 69.98 | [5 empty] | 8.9 | 48.02 |  |  |  | 12.2 | 53.96 |  |  |  |  | 18.3 | 64.94 |  |  |  |  | 18.5 | 65.3
2001-09-05 | 22:00 | 21.1 | 69.98 | WEEKDAY | #N/A | 1979-09-05 | 22:00 | 25.6 | 78.08 |  |  | 2003-09-05 | 22:00 | 17 | 62.6 |  |  | 1995-09-05 | 22:00 | 23.9 | 75.02 | [5 empty] | 16.1 | 60.98 |  |  |  | 21 | 69.8 |  |  |  |  | 10 | 50 |  |  |  |  | 20.6 | 69.08 | [5 empty] | 8.3 | 46.94 |  |  |  | 11.1 | 51.98 |  |  |  |  | 19.4 | 66.92 |  |  |  |  | 17.2 | 62.96
2001-09-05 | 23:00 | 20.6 | 69.08 | WEEKDAY | #N/A | 1979-09-05 | 23:00 | 25.6 | 78.08 |  |  | 2003-09-05 | 23:00 | 16 | 60.8 |  |  | 1995-09-05 | 23:00 | 23.3 | 73.94 | [5 empty] | 15 | 59 |  |  |  | 20 | 68 |  |  |  |  | 10 | 50 |  |  |  |  | 19.4 | 66.92 | [5 empty] | 6.7 | 44.06 |  |  |  | 10 | 50 |  |  |  |  | 18.3 | 64.94 |  |  |  |  | 16.5 | 61.7
2001-09-05 | 24:00 | 20 | 68 | WEEKDAY | #N/A | 1979-09-05 | 24:00 | 25.6 | 78.08 |  |  | 2003-09-05 | 24:00 | 16 | 60.8 |  |  | 1995-09-05 | 24:00 | 22.8 | 73.04 | [5 empty] | 14.4 | 57.92 |  |  |  | 19 | 66.2 |  |  |  |  | 10 | 50 |  |  |  |  | 18.9 | 66.02 | [5 empty] | 7.2 | 44.96 |  |  |  | 9.4 | 48.92 |  |  |  |  | 17.2 | 62.96 |  |  |  |  | 15.7 | 60.26
2001-09-06 | 1:00 | 20 | 68 | WEEKDAY | #N/A | 1979-09-06 | 1:00 | 25.6 | 78.08 |  |  | 2003-09-06 | 1:00 | 16 | 60.8 |  |  | 1995-09-06 | 1:00 | 22.2 | 71.96 | [5 empty] | 14.4 | 57.92 |  |  |  | 19 | 66.2 |  |  |  |  | 10 | 50 |  |  |  |  | 17.8 | 64.04 | [5 empty] | 6.7 | 44.06 |  |  |  | 8.9 | 48.02 |  |  |  |  | 17.2 | 62.96 |  |  |  |  | 15 | 59
2001-09-06 | 2:00 | 19.4 | 66.92 | WEEKDAY | #N/A | 1979-09-06 | 2:00 | 25.4 | 77.72 |  |  | 2003-09-06 | 2:00 | 15 | 59 |  |  | 1995-09-06 | 2:00 | 22.2 | 71.96 | [5 empty] | 13.9 | 57.02 |  |  |  | 18 | 64.4 |  |  |  |  | 9.6 | 49.28 |  |  |  |  | 17.2 | 62.96 | [5 empty] | 6.1 | 42.98 |  |  |  | 7.8 | 46.04 |  |  |  |  | 16.1 | 60.98 |  |  |  |  | 14.4 | 57.92
2001-09-06 | 3:00 | 18.3 | 64.94 | WEEKDAY | #N/A | 1979-09-06 | 3:00 | 25.2 | 77.36 |  |  | 2003-09-06 | 3:00 | 14 | 57.2 |  |  | 1995-09-06 | 3:00 | 21.7 | 71.06 | [5 empty] | 13.3 | 55.94 |  |  |  | 18 | 64.4 |  |  |  |  | 9.3 | 48.74 |  |  |  |  | 17.2 | 62.96 | [5 empty] | 5.6 | 42.08 |  |  |  | 7.2 | 44.96 |  |  |  |  | 15.6 | 60.08 |  |  |  |  | 13.9 | 57.02
2001-09-06 | 4:00 | 18.3 | 64.94 | WEEKDAY | #N/A | 1979-09-06 | 4:00 | 25 | 77 |  |  | 2003-09-06 | 4:00 | 13 | 55.4 |  |  | 1995-09-06 | 4:00 | 21.1 | 69.98 | [5 empty] | 13.3 | 55.94 |  |  |  | 17 | 62.6 |  |  |  |  | 8.9 | 48.02 |  |  |  |  | 17.8 | 64.04 | [5 empty] | 5 | 41 |  |  |  | 6.7 | 44.06 |  |  |  |  | 15.6 | 60.08 |  |  |  |  | 13.3 | 55.94
2001-09-06 | 5:00 | 16.7 | 62.06 | WEEKDAY | #N/A | 1979-09-06 | 5:00 | 24.8 | 76.64 |  |  | 2003-09-06 | 5:00 | 12 | 53.6 |  |  | 1995-09-06 | 5:00 | 21.7 | 71.06 | [5 empty] | 12.8 | 55.04 |  |  |  | 17 | 62.6 |  |  |  |  | 8.7 | 47.66 |  |  |  |  | 18.3 | 64.94 | [5 empty] | 4.4 | 39.92 |  |  |  | 6.1 | 42.98 |  |  |  |  | 15.6 | 60.08 |  |  |  |  | 14.2 | 57.56
2001-09-06 | 6:00 | 16.7 | 62.06 | WEEKDAY | #N/A | 1979-09-06 | 6:00 | 24.6 | 76.28 |  |  | 2003-09-06 | 6:00 | 13 | 55.4 |  |  | 1995-09-06 | 6:00 | 20.6 | 69.08 | [5 empty] | 13.9 | 57.02 |  |  |  | 17 | 62.6 |  |  |  |  | 8.5 | 47.3 |  |  |  |  | 17.8 | 64.04 | [5 empty] | 4.4 | 39.92 |  |  |  | 6.1 | 42.98 |  |  |  |  | 15.6 | 60.08 |  |  |  |  | 15.2 | 59.36
2001-09-06 | 7:00 | 17.2 | 62.96 | WEEKDAY | #N/A | 1979-09-06 | 7:00 | 24.4 | 75.92 |  |  | 2003-09-06 | 7:00 | 15 | 59 |  |  | 1995-09-06 | 7:00 | 23.3 | 73.94 | [5 empty] | 16.1 | 60.98 |  |  |  | 18 | 64.4 |  |  |  |  | 8.3 | 46.94 |  |  |  |  | 18.9 | 66.02 | [5 empty] | 6.1 | 42.98 |  |  |  | 7.2 | 44.96 |  |  |  |  | 17.8 | 64.04 |  |  |  |  | 16.1 | 60.98
2001-09-06 | 8:00 | 18.3 | 64.94 | WEEKDAY | #N/A | 1979-09-06 | 8:00 | 24.2 | 75.56 |  |  | 2003-09-06 | 8:00 | 17 | 62.6 |  |  | 1995-09-06 | 8:00 | 23.9 | 75.02 | [5 empty] | 17.8 | 64.04 |  |  |  | 22 | 71.6 |  |  |  |  | 10 | 50 |  |  |  |  | 20 | 68 | [5 empty] | 10.6 | 51.08 |  |  |  | 10.6 | 51.08 |  |  |  |  | 20.6 | 69.08 |  |  |  |  | 17.8 | 64.04
2001-09-06 | 9:00 | 20 | 68 | WEEKDAY | #N/A | 1979-09-06 | 9:00 | 24.1 | 75.38 |  |  | 2003-09-06 | 9:00 | 18 | 64.4 |  |  | 1995-09-06 | 9:00 | 25.6 | 78.08 | [5 empty] | 18.9 | 66.02 |  |  |  | 24 | 75.2 |  |  |  |  | 11.6 | 52.88 |  |  |  |  | 22.2 | 71.96 | [5 empty] | 12.8 | 55.04 |  |  |  | 15 | 59 |  |  |  |  | 22.8 | 73.04 |  |  |  |  | 19.4 | 66.92
2001-09-06 | 10:00 | 20.6 | 69.08 | WEEKDAY | #N/A | 1979-09-06 | 10:00 | 23.9 | 75.02 |  |  | 2003-09-06 | 10:00 | 20 | 68 |  |  | 1995-09-06 | 10:00 | 26.7 | 80.06 | [5 empty] | 20.6 | 69.08 |  |  |  | 26 | 78.8 |  |  |  |  | 13.3 | 55.94 |  |  |  |  | 23.3 | 73.94 | [5 empty] | 15.6 | 60.08 |  |  |  | 16.7 | 62.06 |  |  |  |  | 25.6 | 78.08 |  |  |  |  | 21.1 | 69.98
2001-09-06 | 11:00 | 22.2 | 71.96 | WEEKDAY | #N/A | 1979-09-06 | 11:00 | 23.9 | 75.02 |  |  | 2003-09-06 | 11:00 | 20 | 68 |  |  | 1995-09-06 | 11:00 | 28.3 | 82.94 | [5 empty] | 21.7 | 71.06 |  |  |  | 28 | 82.4 |  |  |  |  | 14.4 | 57.92 |  |  |  |  | 25.6 | 78.08 | [5 empty] | 17.2 | 62.96 |  |  |  | 18.3 | 64.94 |  |  |  |  | 27.2 | 80.96 |  |  |  |  | 21.8 | 71.24
2001-09-06 | 12:00 | 22.8 | 73.04 | WEEKDAY | #N/A | 1979-09-06 | 12:00 | 23.9 | 75.02 |  |  | 2003-09-06 | 12:00 | 22 | 71.6 |  |  | 1995-09-06 | 12:00 | 26.7 | 80.06 | [5 empty] | 22.8 | 73.04 |  |  |  | 28 | 82.4 |  |  |  |  | 15.6 | 60.08 |  |  |  |  | 26.7 | 80.06 | [5 empty] | 18.3 | 64.94 |  |  |  | 19.4 | 66.92 |  |  |  |  | 26.7 | 80.06 |  |  |  |  | 22.6 | 72.68
2001-09-06 | 13:00 | 24.4 | 75.92 | WEEKDAY | #N/A | 1979-09-06 | 13:00 | 23.9 | 75.02 |  |  | 2003-09-06 | 13:00 | 22 | 71.6 |  |  | 1995-09-06 | 13:00 | 26.7 | 80.06 | [5 empty] | 22.8 | 73.04 |  |  |  | 27 | 80.6 |  |  |  |  | 16.7 | 62.06 |  |  |  |  | 27.8 | 82.04 | [5 empty] | 19.4 | 66.92 |  |  |  | 18.3 | 64.94 |  |  |  |  | 26.7 | 80.06 |  |  |  |  | 23.3 | 73.94
2001-09-06 | 14:00 | 25.6 | 78.08 | WEEKDAY | #N/A | 1979-09-06 | 14:00 | 25.4 | 77.72 |  |  | 2003-09-06 | 14:00 | 22 | 71.6 |  |  | 1995-09-06 | 14:00 | 27.2 | 80.96 | [5 empty] | 22.2 | 71.96 |  |  |  | 29 | 84.2 |  |  |  |  | 16.5 | 61.7 |  |  |  |  | 26.7 | 80.06 | [5 empty] | 19.4 | 66.92 |  |  |  | 16.7 | 62.06 |  |  |  |  | 28.3 | 82.94 |  |  |  |  | 23.5 | 74.3
2001-09-06 | 15:00 | 26.1 | 78.98 | WEEKDAY | #N/A | 1979-09-06 | 15:00 | 26.8 | 80.24 |  |  | 2003-09-06 | 15:00 | 22 | 71.6 |  |  | 1995-09-06 | 15:00 | 26.1 | 78.98 | [5 empty] | 22.2 | 71.96 |  |  |  | 29 | 84.2 |  |  |  |  | 16.3 | 61.34 |  |  |  |  | 28.3 | 82.94 | [5 empty] | 20 | 68 |  |  |  | 16.7 | 62.06 |  |  |  |  | 28.9 | 84.02 |  |  |  |  | 23.7 | 74.66
2001-09-06 | 16:00 | 25.6 | 78.08 | WEEKDAY | #N/A | 1979-09-06 | 16:00 | 28.3 | 82.94 |  |  | 2003-09-06 | 16:00 | 22 | 71.6 |  |  | 1995-09-06 | 16:00 | 25.6 | 78.08 | [5 empty] | 21.7 | 71.06 |  |  |  | 27 | 80.6 |  |  |  |  | 16.1 | 60.98 |  |  |  |  | 27.2 | 80.96 | [5 empty] | 20 | 68 |  |  |  | 17.2 | 62.96 |  |  |  |  | 28.9 | 84.02 |  |  |  |  | 23.9 | 75.02
2001-09-06 | 17:00 | 24.4 | 75.92 | WEEKDAY | #N/A | 1979-09-06 | 17:00 | 27.8 | 82.04 |  |  | 2003-09-06 | 17:00 | 22 | 71.6 |  |  | 1995-09-06 | 17:00 | 24.4 | 75.92 | [5 empty] | 20.6 | 69.08 |  |  |  | 26 | 78.8 |  |  |  |  | 15 | 59 |  |  |  |  | 26.1 | 78.98 | [5 empty] | 19.4 | 66.92 |  |  |  | 16.7 | 62.06 |  |  |  |  | 27.8 | 82.04 |  |  |  |  | 22.2 | 71.96
2001-09-06 | 18:00 | 23.3 | 73.94 | WEEKDAY | #N/A | 1979-09-06 | 18:00 | 27.2 | 80.96 |  |  | 2003-09-06 | 18:00 | 18 | 64.4 |  |  | 1995-09-06 | 18:00 | 23.3 | 73.94 | [5 empty] | 20 | 68 |  |  |  | 24.1 | 75.38 |  |  |  |  | 13.9 | 57.02 |  |  |  |  | 24.4 | 75.92 | [5 empty] | 17.8 | 64.04 |  |  |  | 16.7 | 62.06 |  |  |  |  | 26.7 | 80.06 |  |  |  |  | 20.6 | 69.08
2001-09-06 | 19:00 | 22.2 | 71.96 | WEEKDAY | #N/A | 1979-09-06 | 19:00 | 26.7 | 80.06 |  |  | 2003-09-06 | 19:00 | 17 | 62.6 |  |  | 1995-09-06 | 19:00 | 22.8 | 73.04 | [5 empty] | 19.4 | 66.92 |  |  |  | 22 | 71.6 |  |  |  |  | 12.8 | 55.04 |  |  |  |  | 23.3 | 73.94 | [5 empty] | 15 | 59 |  |  |  | 16.1 | 60.98 |  |  |  |  | 25.6 | 78.08 |  |  |  |  | 18.9 | 66.02
2001-09-06 | 20:00 | 21.7 | 71.06 | WEEKDAY | #N/A | 1979-09-06 | 20:00 | 26.5 | 79.7 |  |  | 2003-09-06 | 20:00 | 16 | 60.8 |  |  | 1995-09-06 | 20:00 | 22.8 | 73.04 | [5 empty] | 18.9 | 66.02 |  |  |  | 21 | 69.8 |  |  |  |  | 12.1 | 53.78 |  |  |  |  | 21.7 | 71.06 | [5 empty] | 12.8 | 55.04 |  |  |  | 15 | 59 |  |  |  |  | 24.4 | 75.92 |  |  |  |  | 18.3 | 64.94
2001-09-06 | 21:00 | 21.7 | 71.06 | WEEKDAY | #N/A | 1979-09-06 | 21:00 | 26.3 | 79.34 |  |  | 2003-09-06 | 21:00 | 15 | 59 |  |  | 1995-09-06 | 21:00 | 22.8 | 73.04 | [5 empty] | 18.9 | 66.02 |  |  |  | 21 | 69.8 |  |  |  |  | 11.3 | 52.34 |  |  |  |  | 21.7 | 71.06 | [5 empty] | 11.1 | 51.98 |  |  |  | 15 | 59 |  |  |  |  | 23.9 | 75.02 |  |  |  |  | 17.8 | 64.04
2001-09-06 | 22:00 | 21.7 | 71.06 | WEEKDAY | #N/A | 1979-09-06 | 22:00 | 26.1 | 78.98 |  |  | 2003-09-06 | 22:00 | 15 | 59 |  |  | 1995-09-06 | 22:00 | 22.2 | 71.96 | [5 empty] | 18.9 | 66.02 |  |  |  | 21 | 69.8 |  |  |  |  | 10.6 | 51.08 |  |  |  |  | 21.7 | 71.06 | [5 empty] | 11.1 | 51.98 |  |  |  | 15 | 59 |  |  |  |  | 23.3 | 73.94 |  |  |  |  | 17.2 | 62.96
2001-09-06 | 23:00 | 21.7 | 71.06 | WEEKDAY | #N/A | 1979-09-06 | 23:00 | 25.5 | 77.9 |  |  | 2003-09-06 | 23:00 | 13 | 55.4 |  |  | 1995-09-06 | 23:00 | 22.2 | 71.96 | [5 empty] | 18.9 | 66.02 |  |  |  | 21 | 69.8 |  |  |  |  | 10 | 50 |  |  |  |  | 21.7 | 71.06 | [5 empty] | 10.6 | 51.08 |  |  |  | 15 | 59 |  |  |  |  | 22.8 | 73.04 |  |  |  |  | 15.5 | 59.9
2001-09-06 | 24:00 | 21.1 | 69.98 | WEEKDAY | #N/A | 1979-09-06 | 24:00 | 25 | 77 |  |  | 2003-09-06 | 24:00 | 14 | 57.2 |  |  | 1995-09-06 | 24:00 | 22.2 | 71.96 | [5 empty] | 18.9 | 66.02 |  |  |  | 21 | 69.8 |  |  |  |  | 9.5 | 49.1 |  |  |  |  | 21.7 | 71.06 | [5 empty] | 10 | 50 |  |  |  | 16.7 | 62.06 |  |  |  |  | 18.3 | 64.94 |  |  |  |  | 13.9 | 57.02
2001-09-07 | 1:00 | 21.1 | 69.98 | WEEKDAY | #N/A | 1979-09-07 | 1:00 | 24.4 | 75.92 |  |  | 2003-09-07 | 1:00 | 13 | 55.4 |  |  | 1995-09-07 | 1:00 | 22.2 | 71.96 | [5 empty] | 18.9 | 66.02 |  |  |  | 22 | 71.6 |  |  |  |  | 8.9 | 48.02 |  |  |  |  | 21.1 | 69.98 | [5 empty] | 8.9 | 48.02 |  |  |  | 15.6 | 60.08 |  |  |  |  | 18.3 | 64.94 |  |  |  |  | 12.2 | 53.96
2001-09-07 | 2:00 | 20.6 | 69.08 | WEEKDAY | #N/A | 1979-09-07 | 2:00 | 23.7 | 74.66 |  |  | 2003-09-07 | 2:00 | 13 | 55.4 |  |  | 1995-09-07 | 2:00 | 22.2 | 71.96 | [5 empty] | 18.3 | 64.94 |  |  |  | 21 | 69.8 |  |  |  |  | 9.1 | 48.38 |  |  |  |  | 21.1 | 69.98 | [5 empty] | 8.9 | 48.02 |  |  |  | 15.6 | 60.08 |  |  |  |  | 17.8 | 64.04 |  |  |  |  | 11.7 | 53.06
2001-09-07 | 3:00 | 20 | 68 | WEEKDAY | #N/A | 1979-09-07 | 3:00 | 22.9 | 73.22 |  |  | 2003-09-07 | 3:00 | 13 | 55.4 |  |  | 1995-09-07 | 3:00 | 22.2 | 71.96 | [5 empty] | 18.3 | 64.94 |  |  |  | 22 | 71.6 |  |  |  |  | 9.2 | 48.56 |  |  |  |  | 21.7 | 71.06 | [5 empty] | 9.4 | 48.92 |  |  |  | 15 | 59 |  |  |  |  | 17.8 | 64.04 |  |  |  |  | 11.1 | 51.98
2001-09-07 | 4:00 | 20 | 68 | WEEKDAY | #N/A | 1979-09-07 | 4:00 | 22.2 | 71.96 |  |  | 2003-09-07 | 4:00 | 13 | 55.4 |  |  | 1995-09-07 | 4:00 | 22.2 | 71.96 | [5 empty] | 18.9 | 66.02 |  |  |  | 22 | 71.6 |  |  |  |  | 9.4 | 48.92 |  |  |  |  | 21.7 | 71.06 | [5 empty] | 8.9 | 48.02 |  |  |  | 14.4 | 57.92 |  |  |  |  | 18.3 | 64.94 |  |  |  |  | 10.6 | 51.08
2001-09-07 | 5:00 | 20 | 68 | WEEKDAY | #N/A | 1979-09-07 | 5:00 | 22.4 | 72.32 |  |  | 2003-09-07 | 5:00 | 13 | 55.4 |  |  | 1995-09-07 | 5:00 | 22.2 | 71.96 | [5 empty] | 18.9 | 66.02 |  |  |  | 22 | 71.6 |  |  |  |  | 9.6 | 49.28 |  |  |  |  | 21.1 | 69.98 | [5 empty] | 8.3 | 46.94 |  |  |  | 13.3 | 55.94 |  |  |  |  | 18 | 64.4 |  |  |  |  | 12.1 | 53.78
2001-09-07 | 6:00 | 20 | 68 | WEEKDAY | #N/A | 1979-09-07 | 6:00 | 22.6 | 72.68 |  |  | 2003-09-07 | 6:00 | 13 | 55.4 |  |  | 1995-09-07 | 6:00 | 22.2 | 71.96 | [5 empty] | 19.4 | 66.92 |  |  |  | 23 | 73.4 |  |  |  |  | 9.8 | 49.64 |  |  |  |  | 20.6 | 69.08 | [5 empty] | 8.9 | 48.02 |  |  |  | 12.8 | 55.04 |  |  |  |  | 18.3 | 64.94 |  |  |  |  | 13.5 | 56.3
2001-09-07 | 7:00 | 21.1 | 69.98 | WEEKDAY | #N/A | 1979-09-07 | 7:00 | 22.8 | 73.04 |  |  | 2003-09-07 | 7:00 | 16 | 60.8 |  |  | 1995-09-07 | 7:00 | 22.2 | 71.96 | [5 empty] | 20 | 68 |  |  |  | 22 | 71.6 |  |  |  |  | 10 | 50 |  |  |  |  | 20.6 | 69.08 | [5 empty] | 9.4 | 48.92 |  |  |  | 13.9 | 57.02 |  |  |  |  | 18.3 | 64.94 |  |  |  |  | 15 | 59
2001-09-07 | 8:00 | 22.8 | 73.04 | WEEKDAY | #N/A | 1979-09-07 | 8:00 | 23.3 | 73.94 |  |  | 2003-09-07 | 8:00 | 18 | 64.4 |  |  | 1995-09-07 | 8:00 | 22.2 | 71.96 | [5 empty] | 20.6 | 69.08 |  |  |  | 23 | 73.4 |  |  |  |  | 11.9 | 53.42 |  |  |  |  | 21.1 | 69.98 | [5 empty] | 13.9 | 57.02 |  |  |  | 14.4 | 57.92 |  |  |  |  | 18.3 | 64.94 |  |  |  |  | 16.1 | 60.98
2001-09-07 | 9:00 | 24.4 | 75.92 | WEEKDAY | #N/A | 1979-09-07 | 9:00 | 23.9 | 75.02 |  |  | 2003-09-07 | 9:00 | 20 | 68 |  |  | 1995-09-07 | 9:00 | 23.9 | 75.02 | [5 empty] | 22.2 | 71.96 |  |  |  | 23 | 73.4 |  |  |  |  | 13.7 | 56.66 |  |  |  |  | 21.7 | 71.06 | [5 empty] | 16.7 | 62.06 |  |  |  | 15.6 | 60.08 |  |  |  |  | 16.7 | 62.06 |  |  |  |  | 17.2 | 62.96
2001-09-07 | 10:00 | 26.1 | 78.98 | WEEKDAY | #N/A | 1979-09-07 | 10:00 | 24.4 | 75.92 |  |  | 2003-09-07 | 10:00 | 22 | 71.6 |  |  | 1995-09-07 | 10:00 | 25 | 77 | [5 empty] | 23.9 | 75.02 |  |  |  | 23 | 73.4 |  |  |  |  | 15.6 | 60.08 |  |  |  |  | 21.7 | 71.06 | [5 empty] | 18.9 | 66.02 |  |  |  | 17.2 | 62.96 |  |  |  |  | 16.1 | 60.98 |  |  |  |  | 18.3 | 64.94
2001-09-07 | 11:00 | 26.7 | 80.06 | WEEKDAY | #N/A | 1979-09-07 | 11:00 | 25.2 | 77.36 |  |  | 2003-09-07 | 11:00 | 23 | 73.4 |  |  | 1995-09-07 | 11:00 | 25.6 | 78.08 | [5 empty] | 24.4 | 75.92 |  |  |  | 23 | 73.4 |  |  |  |  | 17.4 | 63.32 |  |  |  |  | 21.1 | 69.98 | [5 empty] | 21.1 | 69.98 |  |  |  | 17.8 | 64.04 |  |  |  |  | 16.1 | 60.98 |  |  |  |  | 19.4 | 66.92
2001-09-07 | 12:00 | 28.3 | 82.94 | WEEKDAY | #N/A | 1979-09-07 | 12:00 | 25.9 | 78.62 |  |  | 2003-09-07 | 12:00 | 23 | 73.4 |  |  | 1995-09-07 | 12:00 | 26.1 | 78.98 | [5 empty] | 23.9 | 75.02 |  |  |  | 23 | 73.4 |  |  |  |  | 19.3 | 66.74 |  |  |  |  | 21.7 | 71.06 | [5 empty] | 22.8 | 73.04 |  |  |  | 18.3 | 64.94 |  |  |  |  | 16.7 | 62.06 |  |  |  |  | 20.6 | 69.08
2001-09-07 | 13:00 | 27.8 | 82.04 | WEEKDAY | #N/A | 1979-09-07 | 13:00 | 26.7 | 80.06 |  |  | 2003-09-07 | 13:00 | 24 | 75.2 |  |  | 1995-09-07 | 13:00 | 26.7 | 80.06 | [5 empty] | 25.6 | 78.08 |  |  |  | 24 | 75.2 |  |  |  |  | 21.1 | 69.98 |  |  |  |  | 22.8 | 73.04 | [5 empty] | 23.9 | 75.02 |  |  |  | 21.1 | 69.98 |  |  |  |  | 18.3 | 64.94 |  |  |  |  | 21.7 | 71.06
2001-09-07 | 14:00 | 29.4 | 84.92 | WEEKDAY | #N/A | 1979-09-07 | 14:00 | 26.7 | 80.06 |  |  | 2003-09-07 | 14:00 | 24 | 75.2 |  |  | 1995-09-07 | 14:00 | 27.2 | 80.96 | [5 empty] | 25 | 77 |  |  |  | 22 | 71.6 |  |  |  |  | 21.7 | 71.06 |  |  |  |  | 22.8 | 73.04 | [5 empty] | 24.4 | 75.92 |  |  |  | 20 | 68 |  |  |  |  | 19.4 | 66.92 |  |  |  |  | 21.7 | 71.06
2001-09-07 | 15:00 | 27.8 | 82.04 | WEEKDAY | #N/A | 1979-09-07 | 15:00 | 26.7 | 80.06 |  |  | 2003-09-07 | 15:00 | 24 | 75.2 |  |  | 1995-09-07 | 15:00 | 26.7 | 80.06 | [5 empty] | 25 | 77 |  |  |  | 23 | 73.4 |  |  |  |  | 22.2 | 71.96 |  |  |  |  | 22.2 | 71.96 | [5 empty] | 25.6 | 78.08 |  |  |  | 21.1 | 69.98 |  |  |  |  | 19.4 | 66.92 |  |  |  |  | 21.7 | 71.06
2001-09-07 | 16:00 | 27.2 | 80.96 | WEEKDAY | #N/A | 1979-09-07 | 16:00 | 26.7 | 80.06 |  |  | 2003-09-07 | 16:00 | 24 | 75.2 |  |  | 1995-09-07 | 16:00 | 26.1 | 78.98 | [5 empty] | 25 | 77 |  |  |  | 23 | 73.4 |  |  |  |  | 22.8 | 73.04 |  |  |  |  | 23.3 | 73.94 | [5 empty] | 25.6 | 78.08 |  |  |  | 21.1 | 69.98 |  |  |  |  | 20.6 | 69.08 |  |  |  |  | 21.7 | 71.06
2001-09-07 | 17:00 | 26.1 | 78.98 | WEEKDAY | #N/A | 1979-09-07 | 17:00 | 26.1 | 78.98 |  |  | 2003-09-07 | 17:00 | 23 | 73.4 |  |  | 1995-09-07 | 17:00 | 26.1 | 78.98 | [5 empty] | 25 | 77 |  |  |  | 22 | 71.6 |  |  |  |  | 21.7 | 71.06 |  |  |  |  | 23.9 | 75.02 | [5 empty] | 24.4 | 75.92 |  |  |  | 21.1 | 69.98 |  |  |  |  | 19.4 | 66.92 |  |  |  |  | 20.2 | 68.36
2001-09-07 | 18:00 | 25 | 77 | WEEKDAY | #N/A | 1979-09-07 | 18:00 | 25.6 | 78.08 |  |  | 2003-09-07 | 18:00 | 21 | 69.8 |  |  | 1995-09-07 | 18:00 | 25 | 77 | [5 empty] | 23.3 | 73.94 |  |  |  | 22 | 71.6 |  |  |  |  | 20.5 | 68.9 |  |  |  |  | 18.3 | 64.94 | [5 empty] | 22.2 | 71.96 |  |  |  | 20 | 68 |  |  |  |  | 18.9 | 66.02 |  |  |  |  | 18.7 | 65.66
2001-09-07 | 19:00 | 24.4 | 75.92 | WEEKDAY | #N/A | 1979-09-07 | 19:00 | 25 | 77 |  |  | 2003-09-07 | 19:00 | 18 | 64.4 |  |  | 1995-09-07 | 19:00 | 24.4 | 75.92 | [5 empty] | 22.2 | 71.96 |  |  |  | 22 | 71.6 |  |  |  |  | 19.4 | 66.92 |  |  |  |  | 17.8 | 64.04 | [5 empty] | 20 | 68 |  |  |  | 18.9 | 66.02 |  |  |  |  | 16.7 | 62.06 |  |  |  |  | 17.2 | 62.96
2001-09-07 | 20:00 | 23.9 | 75.02 | WEEKDAY | #N/A | 1979-09-07 | 20:00 | 24.1 | 75.38 |  |  | 2003-09-07 | 20:00 | 17 | 62.6 |  |  | 1995-09-07 | 20:00 | 23.9 | 75.02 | [5 empty] | 22.2 | 71.96 |  |  |  | 21 | 69.8 |  |  |  |  | 18.9 | 66.02 |  |  |  |  | 16.7 | 62.06 | [5 empty] | 19.4 | 66.92 |  |  |  | 18.9 | 66.02 |  |  |  |  | 15.6 | 60.08 |  |  |  |  | 15.2 | 59.36
2001-09-07 | 21:00 | 23.9 | 75.02 | WEEKDAY | #N/A | 1979-09-07 | 21:00 | 23.1 | 73.58 |  |  | 2003-09-07 | 21:00 | 17 | 62.6 |  |  | 1995-09-07 | 21:00 | 23.9 | 75.02 | [5 empty] | 22.2 | 71.96 |  |  |  | 21 | 69.8 |  |  |  |  | 18.3 | 64.94 |  |  |  |  | 15.6 | 60.08 | [5 empty] | 18.3 | 64.94 |  |  |  | 18.9 | 66.02 |  |  |  |  | 15 | 59 |  |  |  |  | 13.1 | 55.58
2001-09-07 | 22:00 | 22.8 | 73.04 | WEEKDAY | #N/A | 1979-09-07 | 22:00 | 22.2 | 71.96 |  |  | 2003-09-07 | 22:00 | 17 | 62.6 |  |  | 1995-09-07 | 22:00 | 23.3 | 73.94 | [5 empty] | 22.2 | 71.96 |  |  |  | 21 | 69.8 |  |  |  |  | 17.8 | 64.04 |  |  |  |  | 14.4 | 57.92 | [5 empty] | 17.8 | 64.04 |  |  |  | 18.9 | 66.02 |  |  |  |  | 14.4 | 57.92 |  |  |  |  | 11.1 | 51.98
2001-09-07 | 23:00 | 22.2 | 71.96 | WEEKDAY | #N/A | 1979-09-07 | 23:00 | 21.8 | 71.24 |  |  | 2003-09-07 | 23:00 | 17 | 62.6 |  |  | 1995-09-07 | 23:00 | 22.8 | 73.04 | [5 empty] | 22.2 | 71.96 |  |  |  | 21 | 69.8 |  |  |  |  | 17.1 | 62.78 |  |  |  |  | 13.9 | 57.02 | [5 empty] | 17.2 | 62.96 |  |  |  | 17.2 | 62.96 |  |  |  |  | 13.9 | 57.02 |  |  |  |  | 10.5 | 50.9
2001-09-07 | 24:00 | 21.7 | 71.06 | WEEKDAY | #N/A | 1979-09-07 | 24:00 | 21.5 | 70.7 |  |  | 2003-09-07 | 24:00 | 17 | 62.6 |  |  | 1995-09-07 | 24:00 | 22.8 | 73.04 | [5 empty] | 22.2 | 71.96 |  |  |  | 21 | 69.8 |  |  |  |  | 16.3 | 61.34 |  |  |  |  | 13.9 | 57.02 | [5 empty] | 16.7 | 62.06 |  |  |  | 17.8 | 64.04 |  |  |  |  | 12.8 | 55.04 |  |  |  |  | 10 | 50
2001-09-08 | 1:00 | 21.1 | 69.98 | SATURDAY | #N/A | 1979-09-08 | 1:00 | 21.1 | 69.98 |  |  | 2003-09-08 | 1:00 | 17 | 62.6 |  |  | 1995-09-08 | 1:00 | 22.8 | 73.04 | [5 empty] | 21.7 | 71.06 |  |  |  | 20 | 68 |  |  |  |  | 15.6 | 60.08 |  |  |  |  | 12.8 | 55.04 | [5 empty] | 16.7 | 62.06 |  |  |  | 18.9 | 66.02 |  |  |  |  | 12.2 | 53.96 |  |  |  |  | 9.4 | 48.92
2001-09-08 | 2:00 | 21.1 | 69.98 | SATURDAY | #N/A | 1979-09-08 | 2:00 | 20.5 | 68.9 |  |  | 2003-09-08 | 2:00 | 17 | 62.6 |  |  | 1995-09-08 | 2:00 | 22.2 | 71.96 | [5 empty] | 21.1 | 69.98 |  |  |  | 19 | 66.2 |  |  |  |  | 15.4 | 59.72 |  |  |  |  | 11.7 | 53.06 | [5 empty] | 15.6 | 60.08 |  |  |  | 17.8 | 64.04 |  |  |  |  | 12.2 | 53.96 |  |  |  |  | 8.9 | 48.02
2001-09-08 | 3:00 | 20.6 | 69.08 | SATURDAY | #N/A | 1979-09-08 | 3:00 | 20 | 68 |  |  | 2003-09-08 | 3:00 | 17 | 62.6 |  |  | 1995-09-08 | 3:00 | 22.2 | 71.96 | [5 empty] | 22.2 | 71.96 |  |  |  | 19 | 66.2 |  |  |  |  | 15.2 | 59.36 |  |  |  |  | 10 | 50 | [5 empty] | 15 | 59 |  |  |  | 16.7 | 62.06 |  |  |  |  | 12.8 | 55.04 |  |  |  |  | 8.3 | 46.94
2001-09-08 | 4:00 | 20.6 | 69.08 | SATURDAY | #N/A | 1979-09-08 | 4:00 | 19.4 | 66.92 |  |  | 2003-09-08 | 4:00 | 18 | 64.4 |  |  | 1995-09-08 | 4:00 | 21.7 | 71.06 | [5 empty] | 22.2 | 71.96 |  |  |  | 19 | 66.2 |  |  |  |  | 15 | 59 |  |  |  |  | 10 | 50 | [5 empty] | 15 | 59 |  |  |  | 17.2 | 62.96 |  |  |  |  | 12.2 | 53.96 |  |  |  |  | 7.8 | 46.04
2001-09-08 | 5:00 | 20 | 68 | SATURDAY | #N/A | 1979-09-08 | 5:00 | 19.2 | 66.56 |  |  | 2003-09-08 | 5:00 | 17 | 62.6 |  |  | 1995-09-08 | 5:00 | 21.7 | 71.06 | [5 empty] | 22.8 | 73.04 |  |  |  | 19 | 66.2 |  |  |  |  | 15 | 59 |  |  |  |  | 8.3 | 46.94 | [5 empty] | 14.4 | 57.92 |  |  |  | 17.8 | 64.04 |  |  |  |  | 11.7 | 53.06 |  |  |  |  | 9.1 | 48.38
2001-09-08 | 6:00 | 20 | 68 | SATURDAY | #N/A | 1979-09-08 | 6:00 | 19.1 | 66.38 |  |  | 2003-09-08 | 6:00 | 17 | 62.6 |  |  | 1995-09-08 | 6:00 | 21.7 | 71.06 | [5 empty] | 22.8 | 73.04 |  |  |  | 18 | 64.4 |  |  |  |  | 15 | 59 |  |  |  |  | 8.9 | 48.02 | [5 empty] | 12.8 | 55.04 |  |  |  | 18.3 | 64.94 |  |  |  |  | 11.7 | 53.06 |  |  |  |  | 10.4 | 50.72
2001-09-08 | 7:00 | 20.6 | 69.08 | SATURDAY | #N/A | 1979-09-08 | 7:00 | 18.9 | 66.02 |  |  | 2003-09-08 | 7:00 | 18 | 64.4 |  |  | 1995-09-08 | 7:00 | 22.8 | 73.04 | [5 empty] | 22.8 | 73.04 |  |  |  | 18 | 64.4 |  |  |  |  | 15 | 59 |  |  |  |  | 10.6 | 51.08 | [5 empty] | 15.6 | 60.08 |  |  |  | 18.3 | 64.94 |  |  |  |  | 11.7 | 53.06 |  |  |  |  | 11.7 | 53.06
2001-09-08 | 8:00 | 21.7 | 71.06 | SATURDAY | #N/A | 1979-09-08 | 8:00 | 19.1 | 66.38 |  |  | 2003-09-08 | 8:00 | 19 | 66.2 |  |  | 1995-09-08 | 8:00 | 23.3 | 73.94 | [5 empty] | 23.3 | 73.94 |  |  |  | 18 | 64.4 |  |  |  |  | 17 | 62.6 |  |  |  |  | 12.2 | 53.96 | [5 empty] | 18.3 | 64.94 |  |  |  | 19.4 | 66.92 |  |  |  |  | 13.3 | 55.94 |  |  |  |  | 13.2 | 55.76
2001-09-08 | 9:00 | 23.3 | 73.94 | SATURDAY | #N/A | 1979-09-08 | 9:00 | 19.2 | 66.56 |  |  | 2003-09-08 | 9:00 | 20 | 68 |  |  | 1995-09-08 | 9:00 | 24.4 | 75.92 | [5 empty] | 23.3 | 73.94 |  |  |  | 19 | 66.2 |  |  |  |  | 19.1 | 66.38 |  |  |  |  | 13.3 | 55.94 | [5 empty] | 21.1 | 69.98 |  |  |  | 21.1 | 69.98 |  |  |  |  | 14.4 | 57.92 |  |  |  |  | 14.6 | 58.28
2001-09-08 | 10:00 | 23.9 | 75.02 | SATURDAY | #N/A | 1979-09-08 | 10:00 | 19.4 | 66.92 |  |  | 2003-09-08 | 10:00 | 21 | 69.8 |  |  | 1995-09-08 | 10:00 | 25.6 | 78.08 | [5 empty] | 23.9 | 75.02 |  |  |  | 19 | 66.2 |  |  |  |  | 21.1 | 69.98 |  |  |  |  | 13.9 | 57.02 | [5 empty] | 23.9 | 75.02 |  |  |  | 21.7 | 71.06 |  |  |  |  | 14.4 | 57.92 |  |  |  |  | 16.1 | 60.98
2001-09-08 | 11:00 | 24.4 | 75.92 | SATURDAY | #N/A | 1979-09-08 | 11:00 | 20 | 68 |  |  | 2003-09-08 | 11:00 | 22 | 71.6 |  |  | 1995-09-08 | 11:00 | 25 | 77 | [5 empty] | 24.4 | 75.92 |  |  |  | 20.6 | 69.08 |  |  |  |  | 22.4 | 72.32 |  |  |  |  | 15.6 | 60.08 | [5 empty] | 24.4 | 75.92 |  |  |  | 22.2 | 71.96 |  |  |  |  | 16.1 | 60.98 |  |  |  |  | 17.2 | 62.96
2001-09-08 | 12:00 | 26.1 | 78.98 | SATURDAY | #N/A | 1979-09-08 | 12:00 | 20.5 | 68.9 |  |  | 2003-09-08 | 12:00 | 23 | 73.4 |  |  | 1995-09-08 | 12:00 | 25 | 77 | [5 empty] | 25.6 | 78.08 |  |  |  | 22 | 71.6 |  |  |  |  | 23.7 | 74.66 |  |  |  |  | 16.7 | 62.06 | [5 empty] | 25.6 | 78.08 |  |  |  | 22.8 | 73.04 |  |  |  |  | 15.6 | 60.08 |  |  |  |  | 18.3 | 64.94
2001-09-08 | 13:00 | 27.2 | 80.96 | SATURDAY | #N/A | 1979-09-08 | 13:00 | 21.1 | 69.98 |  |  | 2003-09-08 | 13:00 | 23 | 73.4 |  |  | 1995-09-08 | 13:00 | 24.4 | 75.92 | [5 empty] | 26.1 | 78.98 |  |  |  | 22 | 71.6 |  |  |  |  | 25 | 77 |  |  |  |  | 18.3 | 64.94 | [5 empty] | 26.7 | 80.06 |  |  |  | 22.2 | 71.96 |  |  |  |  | 15 | 59 |  |  |  |  | 19.4 | 66.92
2001-09-08 | 14:00 | 27.2 | 80.96 | SATURDAY | #N/A | 1979-09-08 | 14:00 | 21.3 | 70.34 |  |  | 2003-09-08 | 14:00 | 23 | 73.4 |  |  | 1995-09-08 | 14:00 | 22.2 | 71.96 | [5 empty] | 24.4 | 75.92 |  |  |  | 22 | 71.6 |  |  |  |  | 25 | 77 |  |  |  |  | 19.4 | 66.92 | [5 empty] | 25 | 77 |  |  |  | 22.8 | 73.04 |  |  |  |  | 14.4 | 57.92 |  |  |  |  | 19.6 | 67.28
2001-09-08 | 15:00 | 27.8 | 82.04 | SATURDAY | #N/A | 1979-09-08 | 15:00 | 21.5 | 70.7 |  |  | 2003-09-08 | 15:00 | 22 | 71.6 |  |  | 1995-09-08 | 15:00 | 21.1 | 69.98 | [5 empty] | 23.3 | 73.94 |  |  |  | 21 | 69.8 |  |  |  |  | 25 | 77 |  |  |  |  | 19.4 | 66.92 | [5 empty] | 23.9 | 75.02 |  |  |  | 22.8 | 73.04 |  |  |  |  | 14.4 | 57.92 |  |  |  |  | 19.8 | 67.64
2001-09-08 | 16:00 | 27.2 | 80.96 | SATURDAY | #N/A | 1979-09-08 | 16:00 | 21.7 | 71.06 |  |  | 2003-09-08 | 16:00 | 23 | 73.4 |  |  | 1995-09-08 | 16:00 | 21.1 | 69.98 | [5 empty] | 22.8 | 73.04 |  |  |  | 21 | 69.8 |  |  |  |  | 25 | 77 |  |  |  |  | 20 | 68 | [5 empty] | 23.3 | 73.94 |  |  |  | 22.8 | 73.04 |  |  |  |  | 13.9 | 57.02 |  |  |  |  | 20 | 68
2001-09-08 | 17:00 | 26.1 | 78.98 | SATURDAY | #N/A | 1979-09-08 | 17:00 | 21.1 | 69.98 |  |  | 2003-09-08 | 17:00 | 22 | 71.6 |  |  | 1995-09-08 | 17:00 | 21.1 | 69.98 | [5 empty] | 23.3 | 73.94 |  |  |  | 21 | 69.8 |  |  |  |  | 23.5 | 74.3 |  |  |  |  | 19.4 | 66.92 | [5 empty] | 22.2 | 71.96 |  |  |  | 21.7 | 71.06 |  |  |  |  | 16.7 | 62.06 |  |  |  |  | 17.6 | 63.68
2001-09-08 | 18:00 | 25 | 77 | SATURDAY | #N/A | 1979-09-08 | 18:00 | 20.6 | 69.08 |  |  | 2003-09-08 | 18:00 | 21 | 69.8 |  |  | 1995-09-08 | 18:00 | 20.6 | 69.08 | [5 empty] | 22.8 | 73.04 |  |  |  | 21 | 69.8 |  |  |  |  | 22.1 | 71.78 |  |  |  |  | 17.8 | 64.04 | [5 empty] | 21.7 | 71.06 |  |  |  | 21.1 | 69.98 |  |  |  |  | 15.6 | 60.08 |  |  |  |  | 15.2 | 59.36
2001-09-08 | 19:00 | 24.4 | 75.92 | SATURDAY | #N/A | 1979-09-08 | 19:00 | 20 | 68 |  |  | 2003-09-08 | 19:00 | 18 | 64.4 |  |  | 1995-09-08 | 19:00 | 20 | 68 | [5 empty] | 22.8 | 73.04 |  |  |  | 21 | 69.8 |  |  |  |  | 20.6 | 69.08 |  |  |  |  | 12.8 | 55.04 | [5 empty] | 21.1 | 69.98 |  |  |  | 21.1 | 69.98 |  |  |  |  | 11.7 | 53.06 |  |  |  |  | 12.8 | 55.04
2001-09-08 | 20:00 | 23.9 | 75.02 | SATURDAY | #N/A | 1979-09-08 | 20:00 | 19.4 | 66.92 |  |  | 2003-09-08 | 20:00 | 17 | 62.6 |  |  | 1995-09-08 | 20:00 | 20 | 68 | [5 empty] | 22.8 | 73.04 |  |  |  | 20 | 68 |  |  |  |  | 19.7 | 67.46 |  |  |  |  | 11.7 | 53.06 | [5 empty] | 19.4 | 66.92 |  |  |  | 21.1 | 69.98 |  |  |  |  | 12.2 | 53.96 |  |  |  |  | 11.3 | 52.34
2001-09-08 | 21:00 | 23.9 | 75.02 | SATURDAY | #N/A | 1979-09-08 | 21:00 | 18.9 | 66.02 |  |  | 2003-09-08 | 21:00 | 18 | 64.4 |  |  | 1995-09-08 | 21:00 | 20 | 68 | [5 empty] | 22.2 | 71.96 |  |  |  | 20 | 68 |  |  |  |  | 18.7 | 65.66 |  |  |  |  | 10 | 50 | [5 empty] | 20 | 68 |  |  |  | 21.1 | 69.98 |  |  |  |  | 12.8 | 55.04 |  |  |  |  | 9.8 | 49.64
2001-09-08 | 22:00 | 23.9 | 75.02 | SATURDAY | #N/A | 1979-09-08 | 22:00 | 18.3 | 64.94 |  |  | 2003-09-08 | 22:00 | 17 | 62.6 |  |  | 1995-09-08 | 22:00 | 19.4 | 66.92 | [5 empty] | 21.1 | 69.98 |  |  |  | 19 | 66.2 |  |  |  |  | 17.8 | 64.04 |  |  |  |  | 9.4 | 48.92 | [5 empty] | 20 | 68 |  |  |  | 20.6 | 69.08 |  |  |  |  | 13.3 | 55.94 |  |  |  |  | 8.3 | 46.94
2001-09-08 | 23:00 | 23.3 | 73.94 | SATURDAY | #N/A | 1979-09-08 | 23:00 | 17.4 | 63.32 |  |  | 2003-09-08 | 23:00 | 17 | 62.6 |  |  | 1995-09-08 | 23:00 | 19.4 | 66.92 | [5 empty] | 21.1 | 69.98 |  |  |  | 20 | 68 |  |  |  |  | 17.2 | 62.96 |  |  |  |  | 8.9 | 48.02 | [5 empty] | 20 | 68 |  |  |  | 18.9 | 66.02 |  |  |  |  | 13.3 | 55.94 |  |  |  |  | 7.6 | 45.68
2001-09-08 | 24:00 | 22.8 | 73.04 | SATURDAY | #N/A | 1979-09-08 | 24:00 | 16.5 | 61.7 |  |  | 2003-09-08 | 24:00 | 16 | 60.8 |  |  | 1995-09-08 | 24:00 | 19.4 | 66.92 | [5 empty] | 22.2 | 71.96 |  |  |  | 19 | 66.2 |  |  |  |  | 16.7 | 62.06 |  |  |  |  | 7.2 | 44.96 | [5 empty] | 20 | 68 |  |  |  | 20.6 | 69.08 |  |  |  |  | 13.3 | 55.94 |  |  |  |  | 6.8 | 44.24
2001-09-09 | 1:00 | 22.8 | 73.04 | SUNDAY | #N/A | 1979-09-09 | 1:00 | 15.6 | 60.08 |  |  | 2003-09-09 | 1:00 | 16 | 60.8 |  |  | 1995-09-09 | 1:00 | 18.9 | 66.02 | [5 empty] | 22.8 | 73.04 |  |  |  | 20 | 68 |  |  |  |  | 16.1 | 60.98 |  |  |  |  | 7.8 | 46.04 | [5 empty] | 20 | 68 |  |  |  | 20 | 68 |  |  |  |  | 13.3 | 55.94 |  |  |  |  | 6.1 | 42.98
2001-09-09 | 2:00 | 22.8 | 73.04 | SUNDAY | #N/A | 1979-09-09 | 2:00 | 14.8 | 58.64 |  |  | 2003-09-09 | 2:00 | 16 | 60.8 |  |  | 1995-09-09 | 2:00 | 18.3 | 64.94 | [5 empty] | 22.8 | 73.04 |  |  |  | 20 | 68 |  |  |  |  | 16.3 | 61.34 |  |  |  |  | 7.2 | 44.96 | [5 empty] | 19.4 | 66.92 |  |  |  | 19.4 | 66.92 |  |  |  |  | 12.8 | 55.04 |  |  |  |  | 5.7 | 42.26
2001-09-09 | 3:00 | 22.8 | 73.04 | SUNDAY | #N/A | 1979-09-09 | 3:00 | 14.1 | 57.38 |  |  | 2003-09-09 | 3:00 | 16 | 60.8 |  |  | 1995-09-09 | 3:00 | 18.3 | 64.94 | [5 empty] | 22.8 | 73.04 |  |  |  | 19 | 66.2 |  |  |  |  | 16.5 | 61.7 |  |  |  |  | 6.7 | 44.06 | [5 empty] | 20 | 68 |  |  |  | 17.8 | 64.04 |  |  |  |  | 12.2 | 53.96 |  |  |  |  | 5.4 | 41.72
2001-09-09 | 4:00 | 22.8 | 73.04 | SUNDAY | #N/A | 1979-09-09 | 4:00 | 13.3 | 55.94 |  |  | 2003-09-09 | 4:00 | 16 | 60.8 |  |  | 1995-09-09 | 4:00 | 17.8 | 64.04 | [5 empty] | 22.8 | 73.04 |  |  |  | 18 | 64.4 |  |  |  |  | 16.7 | 62.06 |  |  |  |  | 6.1 | 42.98 | [5 empty] | 19 | 66.2 |  |  |  | 17.2 | 62.96 |  |  |  |  | 12.2 | 53.96 |  |  |  |  | 5 | 41
2001-09-09 | 5:00 | 22.2 | 71.96 | SUNDAY | #N/A | 1979-09-09 | 5:00 | 13.1 | 55.58 |  |  | 2003-09-09 | 5:00 | 15 | 59 |  |  | 1995-09-09 | 5:00 | 17.8 | 64.04 | [5 empty] | 22.8 | 73.04 |  |  |  | 18 | 64.4 |  |  |  |  | 15.2 | 59.36 |  |  |  |  | 5 | 41 | [5 empty] | 19.4 | 66.92 |  |  |  | 17.2 | 62.96 |  |  |  |  | 12.2 | 53.96 |  |  |  |  | 6.1 | 42.98
2001-09-09 | 6:00 | 22.2 | 71.96 | SUNDAY | #N/A | 1979-09-09 | 6:00 | 13 | 55.4 |  |  | 2003-09-09 | 6:00 | 15 | 59 |  |  | 1995-09-09 | 6:00 | 17.8 | 64.04 | [5 empty] | 22.8 | 73.04 |  |  |  | 18 | 64.4 |  |  |  |  | 13.7 | 56.66 |  |  |  |  | 6.1 | 42.98 | [5 empty] | 18.9 | 66.02 |  |  |  | 16.1 | 60.98 |  |  |  |  | 13 | 55.4 |  |  |  |  | 7.2 | 44.96
2001-09-09 | 7:00 | 23.3 | 73.94 | SUNDAY | #N/A | 1979-09-09 | 7:00 | 12.8 | 55.04 |  |  | 2003-09-09 | 7:00 | 16 | 60.8 |  |  | 1995-09-09 | 7:00 | 17.8 | 64.04 | [5 empty] | 23.3 | 73.94 |  |  |  | 20 | 68 |  |  |  |  | 12.2 | 53.96 |  |  |  |  | 9.4 | 48.92 | [5 empty] | 18.9 | 66.02 |  |  |  | 16.1 | 60.98 |  |  |  |  | 12.8 | 55.04 |  |  |  |  | 8.3 | 46.94
2001-09-09 | 8:00 | 23.9 | 75.02 | SUNDAY | #N/A | 1979-09-09 | 8:00 | 14.5 | 58.1 |  |  | 2003-09-09 | 8:00 | 17.5 | 63.5 |  |  | 1995-09-09 | 8:00 | 18.3 | 64.94 | [5 empty] | 23.3 | 73.94 |  |  |  | 22 | 71.6 |  |  |  |  | 13.9 | 57.02 |  |  |  |  | 12.2 | 53.96 | [5 empty] | 18 | 64.4 |  |  |  | 18.3 | 64.94 |  |  |  |  | 14.4 | 57.92 |  |  |  |  | 12.2 | 53.96
2001-09-09 | 9:00 | 25 | 77 | SUNDAY | #N/A | 1979-09-09 | 9:00 | 16.1 | 60.98 |  |  | 2003-09-09 | 9:00 | 18.8 | 65.84 |  |  | 1995-09-09 | 9:00 | 20 | 68 | [5 empty] | 23.3 | 73.94 |  |  |  | 24 | 75.2 |  |  |  |  | 15.5 | 59.9 |  |  |  |  | 15.6 | 60.08 | [5 empty] | 18.3 | 64.94 |  |  |  | 18.9 | 66.02 |  |  |  |  | 14.4 | 57.92 |  |  |  |  | 16.1 | 60.98
2001-09-09 | 10:00 | 26.1 | 78.98 | SUNDAY | #N/A | 1979-09-09 | 10:00 | 17.8 | 64.04 |  |  | 2003-09-09 | 10:00 | 20.1 | 68.18 |  |  | 1995-09-09 | 10:00 | 22.2 | 71.96 | [5 empty] | 24.4 | 75.92 |  |  |  | 26 | 78.8 |  |  |  |  | 17.2 | 62.96 |  |  |  |  | 17.2 | 62.96 | [5 empty] | 18.9 | 66.02 |  |  |  | 21.1 | 69.98 |  |  |  |  | 15 | 59 |  |  |  |  | 20 | 68
2001-09-09 | 11:00 | 27.2 | 80.96 | SUNDAY | #N/A | 1979-09-09 | 11:00 | 18.7 | 65.66 |  |  | 2003-09-09 | 11:00 | 21 | 69.8 |  |  | 1995-09-09 | 11:00 | 23.3 | 73.94 | [5 empty] | 26.1 | 78.98 |  |  |  | 27 | 80.6 |  |  |  |  | 19.2 | 66.56 |  |  |  |  | 18.9 | 66.02 | [5 empty] | 19.4 | 66.92 |  |  |  | 21.1 | 69.98 |  |  |  |  | 15 | 59 |  |  |  |  | 20.9 | 69.62
2001-09-09 | 12:00 | 27.8 | 82.04 | SUNDAY | #N/A | 1979-09-09 | 12:00 | 19.7 | 67.46 |  |  | 2003-09-09 | 12:00 | 21 | 69.8 |  |  | 1995-09-09 | 12:00 | 23.3 | 73.94 | [5 empty] | 26.7 | 80.06 |  |  |  | 27 | 80.6 |  |  |  |  | 21.3 | 70.34 |  |  |  |  | 20 | 68 | [5 empty] | 20 | 68 |  |  |  | 22.2 | 71.96 |  |  |  |  | 15 | 59 |  |  |  |  | 21.9 | 71.42
2001-09-09 | 13:00 | 27.8 | 82.04 | SUNDAY | #N/A | 1979-09-09 | 13:00 | 20.6 | 69.08 |  |  | 2003-09-09 | 13:00 | 21 | 69.8 |  |  | 1995-09-09 | 13:00 | 23.9 | 75.02 | [5 empty] | 26.1 | 78.98 |  |  |  | 28 | 82.4 |  |  |  |  | 23.3 | 73.94 |  |  |  |  | 20 | 68 | [5 empty] | 21.1 | 69.98 |  |  |  | 21.1 | 69.98 |  |  |  |  | 15 | 59 |  |  |  |  | 22.8 | 73.04
2001-09-09 | 14:00 | 27.2 | 80.96 | SUNDAY | #N/A | 1979-09-09 | 14:00 | 21 | 69.8 |  |  | 2003-09-09 | 14:00 | 20 | 68 |  |  | 1995-09-09 | 14:00 | 23.9 | 75.02 | [5 empty] | 25.6 | 78.08 |  |  |  | 29 | 84.2 |  |  |  |  | 23.7 | 74.66 |  |  |  |  | 18.3 | 64.94 | [5 empty] | 22.8 | 73.04 |  |  |  | 22.8 | 73.04 |  |  |  |  | 15.6 | 60.08 |  |  |  |  | 22.2 | 71.96
2001-09-09 | 15:00 | 27.2 | 80.96 | SUNDAY | #N/A | 1979-09-09 | 15:00 | 21.3 | 70.34 |  |  | 2003-09-09 | 15:00 | 20.2 | 68.36 |  |  | 1995-09-09 | 15:00 | 23.3 | 73.94 | [5 empty] | 25 | 77 |  |  |  | 29 | 84.2 |  |  |  |  | 24 | 75.2 |  |  |  |  | 16.1 | 60.98 | [5 empty] | 23.9 | 75.02 |  |  |  | 20.6 | 69.08 |  |  |  |  | 14.4 | 57.92 |  |  |  |  | 21.7 | 71.06
2001-09-09 | 16:00 | 26.7 | 80.06 | SUNDAY | #N/A | 1979-09-09 | 16:00 | 21.7 | 71.06 |  |  | 2003-09-09 | 16:00 | 20 | 68 |  |  | 1995-09-09 | 16:00 | 22.8 | 73.04 | [5 empty] | 25.6 | 78.08 |  |  |  | 28 | 82.4 |  |  |  |  | 24.4 | 75.92 |  |  |  |  | 14.4 | 57.92 | [5 empty] | 24.4 | 75.92 |  |  |  | 21.1 | 69.98 |  |  |  |  | 16.1 | 60.98 |  |  |  |  | 21.1 | 69.98
2001-09-09 | 17:00 | 26.1 | 78.98 | SUNDAY | #N/A | 1979-09-09 | 17:00 | 20.9 | 69.62 |  |  | 2003-09-09 | 17:00 | 19 | 66.2 |  |  | 1995-09-09 | 17:00 | 22.2 | 71.96 | [5 empty] | 24.4 | 75.92 |  |  |  | 28 | 82.4 |  |  |  |  | 23.3 | 73.94 |  |  |  |  | 12.8 | 55.04 | [5 empty] | 23.9 | 75.02 |  |  |  | 20.6 | 69.08 |  |  |  |  | 15.6 | 60.08 |  |  |  |  | 20 | 68
2001-09-09 | 18:00 | 25 | 77 | SUNDAY | #N/A | 1979-09-09 | 18:00 | 20.2 | 68.36 |  |  | 2003-09-09 | 18:00 | 18 | 64.4 |  |  | 1995-09-09 | 18:00 | 21.7 | 71.06 | [5 empty] | 23.3 | 73.94 |  |  |  | 26 | 78.8 |  |  |  |  | 22.2 | 71.96 |  |  |  |  | 12.8 | 55.04 | [5 empty] | 22.8 | 73.04 |  |  |  | 18.3 | 64.94 |  |  |  |  | 15 | 59 |  |  |  |  | 18.9 | 66.02
2001-09-09 | 19:00 | 24.4 | 75.92 | SUNDAY | #N/A | 1979-09-09 | 19:00 | 19.4 | 66.92 |  |  | 2003-09-09 | 19:00 | 17 | 62.6 |  |  | 1995-09-09 | 19:00 | 21.1 | 69.98 | [5 empty] | 23.3 | 73.94 |  |  |  | 22 | 71.6 |  |  |  |  | 21.1 | 69.98 |  |  |  |  | 12.8 | 55.04 | [5 empty] | 19.4 | 66.92 |  |  |  | 16.7 | 62.06 |  |  |  |  | 13.9 | 57.02 |  |  |  |  | 17.8 | 64.04
2001-09-09 | 20:00 | 24.4 | 75.92 | SUNDAY | #N/A | 1979-09-09 | 20:00 | 19 | 66.2 |  |  | 2003-09-09 | 20:00 | 17 | 62.6 |  |  | 1995-09-09 | 20:00 | 21.1 | 69.98 | [5 empty] | 23.3 | 73.94 |  |  |  | 21 | 69.8 |  |  |  |  | 20.4 | 68.72 |  |  |  |  | 13.3 | 55.94 | [5 empty] | 17.8 | 64.04 |  |  |  | 15 | 59 |  |  |  |  | 13.3 | 55.94 |  |  |  |  | 16.9 | 62.42
2001-09-09 | 21:00 | 23.9 | 75.02 | SUNDAY | #N/A | 1979-09-09 | 21:00 | 18.7 | 65.66 |  |  | 2003-09-09 | 21:00 | 16 | 60.8 |  |  | 1995-09-09 | 21:00 | 20.6 | 69.08 | [5 empty] | 23.3 | 73.94 |  |  |  | 21 | 69.8 |  |  |  |  | 19.6 | 67.28 |  |  |  |  | 13.3 | 55.94 | [5 empty] | 16.1 | 60.98 |  |  |  | 13.9 | 57.02 |  |  |  |  | 13.9 | 57.02 |  |  |  |  | 15.9 | 60.62
2001-09-09 | 22:00 | 24.4 | 75.92 | SUNDAY | #N/A | 1979-09-09 | 22:00 | 18.3 | 64.94 |  |  | 2003-09-09 | 22:00 | 16 | 60.8 |  |  | 1995-09-09 | 22:00 | 21.1 | 69.98 | [5 empty] | 22.8 | 73.04 |  |  |  | 19 | 66.2 |  |  |  |  | 18.9 | 66.02 |  |  |  |  | 13.9 | 57.02 | [5 empty] | 15.6 | 60.08 |  |  |  | 12.8 | 55.04 |  |  |  |  | 13.9 | 57.02 |  |  |  |  | 15 | 59
2001-09-09 | 23:00 | 23.9 | 75.02 | SUNDAY | #N/A | 1979-09-09 | 23:00 | 17.8 | 64.04 |  |  | 2003-09-09 | 23:00 | 16 | 60.8 |  |  | 1995-09-09 | 23:00 | 20.6 | 69.08 | [5 empty] | 22.2 | 71.96 |  |  |  | 19 | 66.2 |  |  |  |  | 18.5 | 65.3 |  |  |  |  | 13.3 | 55.94 | [5 empty] | 15.6 | 60.08 |  |  |  | 12.2 | 53.96 |  |  |  |  | 12.2 | 53.96 |  |  |  |  | 13.9 | 57.02
2001-09-09 | 24:00 | 23.3 | 73.94 | SUNDAY | #N/A | 1979-09-09 | 24:00 | 17.2 | 62.96 |  |  | 2003-09-09 | 24:00 | 16 | 60.8 |  |  | 1995-09-09 | 24:00 | 21.7 | 71.06 | [5 empty] | 21.1 | 69.98 |  |  |  | 18 | 64.4 |  |  |  |  | 18.2 | 64.76 |  |  |  |  | 12.8 | 55.04 | [5 empty] | 15 | 59 |  |  |  | 11.1 | 51.98 |  |  |  |  | 10 | 50 |  |  |  |  | 12.8 | 55.04
2001-09-10 | 1:00 | 22.8 | 73.04 | WEEKDAY | #N/A | 1979-09-10 | 1:00 | 16.7 | 62.06 |  |  | 2003-09-10 | 1:00 | 14 | 57.2 |  |  | 1995-09-10 | 1:00 | 21.7 | 71.06 | [5 empty] | 20 | 68 |  |  |  | 18 | 64.4 |  |  |  |  | 17.8 | 64.04 |  |  |  |  | 13.3 | 55.94 | [5 empty] | 15 | 59 |  |  |  | 10 | 50 |  |  |  |  | 10 | 50 |  |  |  |  | 11.7 | 53.06
2001-09-10 | 2:00 | 22.8 | 73.04 | WEEKDAY | #N/A | 1979-09-10 | 2:00 | 16.1 | 60.98 |  |  | 2003-09-10 | 2:00 | 13 | 55.4 |  |  | 1995-09-10 | 2:00 | 20.6 | 69.08 | [5 empty] | 19.4 | 66.92 |  |  |  | 18.6 | 65.48 |  |  |  |  | 17.4 | 63.32 |  |  |  |  | 13.3 | 55.94 | [5 empty] | 15 | 59 |  |  |  | 10.6 | 51.08 |  |  |  |  | 9.4 | 48.92 |  |  |  |  | 11.3 | 52.34
2001-09-10 | 3:00 | 22.8 | 73.04 | WEEKDAY | #N/A | 1979-09-10 | 3:00 | 15.6 | 60.08 |  |  | 2003-09-10 | 3:00 | 12 | 53.6 |  |  | 1995-09-10 | 3:00 | 19.4 | 66.92 | [5 empty] | 18.9 | 66.02 |  |  |  | 19 | 66.2 |  |  |  |  | 17.1 | 62.78 |  |  |  |  | 13.9 | 57.02 | [5 empty] | 14.4 | 57.92 |  |  |  | 9.4 | 48.92 |  |  |  |  | 8.3 | 46.94 |  |  |  |  | 11 | 51.8
2001-09-10 | 4:00 | 22.8 | 73.04 | WEEKDAY | #N/A | 1979-09-10 | 4:00 | 15 | 59 |  |  | 2003-09-10 | 4:00 | 11 | 51.8 |  |  | 1995-09-10 | 4:00 | 19.4 | 66.92 | [5 empty] | 18.3 | 64.94 |  |  |  | 18 | 64.4 |  |  |  |  | 16.7 | 62.06 |  |  |  |  | 13.9 | 57.02 | [5 empty] | 13.9 | 57.02 |  |  |  | 9.4 | 48.92 |  |  |  |  | 8.3 | 46.94 |  |  |  |  | 10.6 | 51.08
2001-09-10 | 5:00 | 23.3 | 73.94 | WEEKDAY | #N/A | 1979-09-10 | 5:00 | 15.7 | 60.26 |  |  | 2003-09-10 | 5:00 | 10 | 50 |  |  | 1995-09-10 | 5:00 | 17.8 | 64.04 | [5 empty] | 18.3 | 64.94 |  |  |  | 19 | 66.2 |  |  |  |  | 16.5 | 61.7 |  |  |  |  | 13.9 | 57.02 | [5 empty] | 13.9 | 57.02 |  |  |  | 9.4 | 48.92 |  |  |  |  | 7.8 | 46.04 |  |  |  |  | 10.8 | 51.44
2001-09-10 | 6:00 | 23.3 | 73.94 | WEEKDAY | #N/A | 1979-09-10 | 6:00 | 16.5 | 61.7 |  |  | 2003-09-10 | 6:00 | 10 | 50 |  |  | 1995-09-10 | 6:00 | 17.2 | 62.96 | [5 empty] | 18.3 | 64.94 |  |  |  | 18 | 64.4 |  |  |  |  | 16.3 | 61.34 |  |  |  |  | 13.9 | 57.02 | [5 empty] | 14.4 | 57.92 |  |  |  | 8.3 | 46.94 |  |  |  |  | 8.9 | 48.02 |  |  |  |  | 10.9 | 51.62
2001-09-10 | 7:00 | 23.9 | 75.02 | WEEKDAY | #N/A | 1979-09-10 | 7:00 | 17.2 | 62.96 |  |  | 2003-09-10 | 7:00 | 14 | 57.2 |  |  | 1995-09-10 | 7:00 | 17.8 | 64.04 | [5 empty] | 19.4 | 66.92 |  |  |  | 19 | 66.2 |  |  |  |  | 16.1 | 60.98 |  |  |  |  | 13.9 | 57.02 | [5 empty] | 15 | 59 |  |  |  | 10 | 50 |  |  |  |  | 10 | 50 |  |  |  |  | 11.1 | 51.98
2001-09-10 | 8:00 | 25.6 | 78.08 | WEEKDAY | #N/A | 1979-09-10 | 8:00 | 18.5 | 65.3 |  |  | 2003-09-10 | 8:00 | 16 | 60.8 |  |  | 1995-09-10 | 8:00 | 18.9 | 66.02 | [5 empty] | 21.1 | 69.98 |  |  |  | 22 | 71.6 |  |  |  |  | 15.5 | 59.9 |  |  |  |  | 15.6 | 60.08 | [5 empty] | 16.7 | 62.06 |  |  |  | 13.3 | 55.94 |  |  |  |  | 12.8 | 55.04 |  |  |  |  | 12.4 | 54.32
2001-09-10 | 9:00 | 26.1 | 78.98 | WEEKDAY | #N/A | 1979-09-10 | 9:00 | 19.8 | 67.64 |  |  | 2003-09-10 | 9:00 | 17 | 62.6 |  |  | 1995-09-10 | 9:00 | 20 | 68 | [5 empty] | 22.2 | 71.96 |  |  |  | 24 | 75.2 |  |  |  |  | 15 | 59 |  |  |  |  | 16.7 | 62.06 | [5 empty] | 17.8 | 64.04 |  |  |  | 14.4 | 57.92 |  |  |  |  | 15 | 59 |  |  |  |  | 13.7 | 56.66
2001-09-10 | 10:00 | 26.1 | 78.98 | WEEKDAY | #N/A | 1979-09-10 | 10:00 | 21.1 | 69.98 |  |  | 2003-09-10 | 10:00 | 19 | 66.2 |  |  | 1995-09-10 | 10:00 | 21.7 | 71.06 | [5 empty] | 23.3 | 73.94 |  |  |  | 26 | 78.8 |  |  |  |  | 14.4 | 57.92 |  |  |  |  | 18.3 | 64.94 | [5 empty] | 22.2 | 71.96 |  |  |  | 15.6 | 60.08 |  |  |  |  | 16.1 | 60.98 |  |  |  |  | 15 | 59
2001-09-10 | 11:00 | 27.8 | 82.04 | WEEKDAY | #N/A | 1979-09-10 | 11:00 | 22 | 71.6 |  |  | 2003-09-10 | 11:00 | 21 | 69.8 |  |  | 1995-09-10 | 11:00 | 22.2 | 71.96 | [5 empty] | 23.9 | 75.02 |  |  |  | 27 | 80.6 |  |  |  |  | 15.2 | 59.36 |  |  |  |  | 18.9 | 66.02 | [5 empty] | 24.4 | 75.92 |  |  |  | 16.1 | 60.98 |  |  |  |  | 16.7 | 62.06 |  |  |  |  | 15.6 | 60.08
2001-09-10 | 12:00 | 28.3 | 82.94 | WEEKDAY | #N/A | 1979-09-10 | 12:00 | 23 | 73.4 |  |  | 2003-09-10 | 12:00 | 22 | 71.6 |  |  | 1995-09-10 | 12:00 | 22.8 | 73.04 | [5 empty] | 25 | 77 |  |  |  | 28 | 82.4 |  |  |  |  | 15.9 | 60.62 |  |  |  |  | 20.6 | 69.08 | [5 empty] | 26.7 | 80.06 |  |  |  | 16.7 | 62.06 |  |  |  |  | 17.8 | 64.04 |  |  |  |  | 16.1 | 60.98
2001-09-10 | 13:00 | 27.8 | 82.04 | WEEKDAY | #N/A | 1979-09-10 | 13:00 | 23.9 | 75.02 |  |  | 2003-09-10 | 13:00 | 23 | 73.4 |  |  | 1995-09-10 | 13:00 | 23.9 | 75.02 | [5 empty] | 26.1 | 78.98 |  |  |  | 27.4 | 81.32 |  |  |  |  | 16.7 | 62.06 |  |  |  |  | 22.2 | 71.96 | [5 empty] | 27.8 | 82.04 |  |  |  | 17.2 | 62.96 |  |  |  |  | 18.3 | 64.94 |  |  |  |  | 16.7 | 62.06
2001-09-10 | 14:00 | 27.8 | 82.04 | WEEKDAY | #N/A | 1979-09-10 | 14:00 | 23.2 | 73.76 |  |  | 2003-09-10 | 14:00 | 23 | 73.4 |  |  | 1995-09-10 | 14:00 | 24.4 | 75.92 | [5 empty] | 26.1 | 78.98 |  |  |  | 27 | 80.6 |  |  |  |  | 16.7 | 62.06 |  |  |  |  | 23.9 | 75.02 | [5 empty] | 27.2 | 80.96 |  |  |  | 17.2 | 62.96 |  |  |  |  | 20 | 68 |  |  |  |  | 17.1 | 62.78
2001-09-10 | 15:00 | 26.1 | 78.98 | WEEKDAY | #N/A | 1979-09-10 | 15:00 | 22.4 | 72.32 |  |  | 2003-09-10 | 15:00 | 23 | 73.4 |  |  | 1995-09-10 | 15:00 | 24.4 | 75.92 | [5 empty] | 26.1 | 78.98 |  |  |  | 27 | 80.6 |  |  |  |  | 16.7 | 62.06 |  |  |  |  | 24.4 | 75.92 | [5 empty] | 28.9 | 84.02 |  |  |  | 17.2 | 62.96 |  |  |  |  | 19.4 | 66.92 |  |  |  |  | 17.4 | 63.32
2001-09-10 | 16:00 | 25.6 | 78.08 | WEEKDAY | #N/A | 1979-09-10 | 16:00 | 21.7 | 71.06 |  |  | 2003-09-10 | 16:00 | 23 | 73.4 |  |  | 1995-09-10 | 16:00 | 23.3 | 73.94 | [5 empty] | 26.1 | 78.98 |  |  |  | 25 | 77 |  |  |  |  | 16.7 | 62.06 |  |  |  |  | 25 | 77 | [5 empty] | 27.8 | 82.04 |  |  |  | 17.8 | 64.04 |  |  |  |  | 20 | 68 |  |  |  |  | 17.8 | 64.04
2001-09-10 | 17:00 | 24.4 | 75.92 | WEEKDAY | #N/A | 1979-09-10 | 17:00 | 21.1 | 69.98 |  |  | 2003-09-10 | 17:00 | 22 | 71.6 |  |  | 1995-09-10 | 17:00 | 22.8 | 73.04 | [5 empty] | 25.6 | 78.08 |  |  |  | 26 | 78.8 |  |  |  |  | 15.2 | 59.36 |  |  |  |  | 24.4 | 75.92 | [5 empty] | 27.2 | 80.96 |  |  |  | 16.1 | 60.98 |  |  |  |  | 19.4 | 66.92 |  |  |  |  | 16.5 | 61.7
2001-09-10 | 18:00 | 24.4 | 75.92 | WEEKDAY | #N/A | 1979-09-10 | 18:00 | 20.6 | 69.08 |  |  | 2003-09-10 | 18:00 | 18 | 64.4 |  |  | 1995-09-10 | 18:00 | 21.7 | 71.06 | [5 empty] | 23.9 | 75.02 |  |  |  | 24 | 75.2 |  |  |  |  | 13.7 | 56.66 |  |  |  |  | 22.2 | 71.96 | [5 empty] | 25.6 | 78.08 |  |  |  | 16.1 | 60.98 |  |  |  |  | 18.9 | 66.02 |  |  |  |  | 15.2 | 59.36
2001-09-10 | 19:00 | 23.3 | 73.94 | WEEKDAY | #N/A | 1979-09-10 | 19:00 | 20 | 68 |  |  | 2003-09-10 | 19:00 | 16 | 60.8 |  |  | 1995-09-10 | 19:00 | 20.6 | 69.08 | [5 empty] | 21.7 | 71.06 |  |  |  | 21 | 69.8 |  |  |  |  | 12.2 | 53.96 |  |  |  |  | 19.4 | 66.92 | [5 empty] | 24.4 | 75.92 |  |  |  | 14.4 | 57.92 |  |  |  |  | 16.7 | 62.06 |  |  |  |  | 13.9 | 57.02
2001-09-10 | 20:00 | 23 | 73.4 | WEEKDAY | #N/A | 1979-09-10 | 20:00 | 20 | 68 |  |  | 2003-09-10 | 20:00 | 17 | 62.6 |  |  | 1995-09-10 | 20:00 | 18.3 | 64.94 | [5 empty] | 21.1 | 69.98 |  |  |  | 20 | 68 |  |  |  |  | 11.3 | 52.34 |  |  |  |  | 19.4 | 66.92 | [5 empty] | 23.9 | 75.02 |  |  |  | 12.8 | 55.04 |  |  |  |  | 15.6 | 60.08 |  |  |  |  | 13.5 | 56.3
2001-09-10 | 21:00 | 22.8 | 73.04 | WEEKDAY | #N/A | 1979-09-10 | 21:00 | 20 | 68 |  |  | 2003-09-10 | 21:00 | 16 | 60.8 |  |  | 1995-09-10 | 21:00 | 17.8 | 64.04 | [5 empty] | 20.6 | 69.08 |  |  |  | 19 | 66.2 |  |  |  |  | 10.3 | 50.54 |  |  |  |  | 17.8 | 64.04 | [5 empty] | 23.3 | 73.94 |  |  |  | 11.1 | 51.98 |  |  |  |  | 13.3 | 55.94 |  |  |  |  | 13.2 | 55.76
2001-09-10 | 22:00 | 22.2 | 71.96 | WEEKDAY | #N/A | 1979-09-10 | 22:00 | 20 | 68 |  |  | 2003-09-10 | 22:00 | 14 | 57.2 |  |  | 1995-09-10 | 22:00 | 16.7 | 62.06 | [5 empty] | 20.6 | 69.08 |  |  |  | 18 | 64.4 |  |  |  |  | 9.4 | 48.92 |  |  |  |  | 17.8 | 64.04 | [5 empty] | 22.8 | 73.04 |  |  |  | 10.6 | 51.08 |  |  |  |  | 12.8 | 55.04 |  |  |  |  | 12.8 | 55.04
2001-09-10 | 23:00 | 21.7 | 71.06 | WEEKDAY | #N/A | 1979-09-10 | 23:00 | 19.6 | 67.28 |  |  | 2003-09-10 | 23:00 | 14 | 57.2 |  |  | 1995-09-10 | 23:00 | 15.6 | 60.08 | [5 empty] | 18.3 | 64.94 |  |  |  | 17 | 62.6 |  |  |  |  | 9 | 48.2 |  |  |  |  | 17.2 | 62.96 | [5 empty] | 23.3 | 73.94 |  |  |  | 10.6 | 51.08 |  |  |  |  | 12.8 | 55.04 |  |  |  |  | 12.8 | 55.04
2001-09-10 | 24:00 | 21.7 | 71.06 | WEEKDAY | #N/A | 1979-09-10 | 24:00 | 19.3 | 66.74 |  |  | 2003-09-10 | 24:00 | 14 | 57.2 |  |  | 1995-09-10 | 24:00 | 15.6 | 60.08 | [5 empty] | 18.3 | 64.94 |  |  |  | 17.3 | 63.14 |  |  |  |  | 8.7 | 47.66 |  |  |  |  | 16.7 | 62.06 | [5 empty] | 23.3 | 73.94 |  |  |  | 10.6 | 51.08 |  |  |  |  | 12.2 | 53.96 |  |  |  |  | 12.8 | 55.04
2001-09-11 | 1:00 | 21.1 | 69.98 | WEEKDAY | #N/A | 1979-09-11 | 1:00 | 18.9 | 66.02 |  |  | 2003-09-11 | 1:00 | 15 | 59 |  |  | 1995-09-11 | 1:00 | 15 | 59 | [5 empty] | 17.8 | 64.04 |  |  |  | 18 | 64.4 |  |  |  |  | 8.3 | 46.94 |  |  |  |  | 16.7 | 62.06 | [5 empty] | 23.9 | 75.02 |  |  |  | 10 | 50 |  |  |  |  | 11.1 | 51.98 |  |  |  |  | 12.8 | 55.04
2001-09-11 | 2:00 | 20.6 | 69.08 | WEEKDAY | #N/A | 1979-09-11 | 2:00 | 19.1 | 66.38 |  |  | 2003-09-11 | 2:00 | 16 | 60.8 |  |  | 1995-09-11 | 2:00 | 13.9 | 57.02 | [5 empty] | 17.2 | 62.96 |  |  |  | 18 | 64.4 |  |  |  |  | 7.9 | 46.22 |  |  |  |  | 17.2 | 62.96 | [5 empty] | 22.8 | 73.04 |  |  |  | 11.7 | 53.06 |  |  |  |  | 11.1 | 51.98 |  |  |  |  | 12.6 | 54.68
2001-09-11 | 3:00 | 20 | 68 | WEEKDAY | #N/A | 1979-09-11 | 3:00 | 19.2 | 66.56 |  |  | 2003-09-11 | 3:00 | 16 | 60.8 |  |  | 1995-09-11 | 3:00 | 12.8 | 55.04 | [5 empty] | 16.7 | 62.06 |  |  |  | 17.5 | 63.5 |  |  |  |  | 7.6 | 45.68 |  |  |  |  | 17.8 | 64.04 | [5 empty] | 23.3 | 73.94 |  |  |  | 10.6 | 51.08 |  |  |  |  | 10.6 | 51.08 |  |  |  |  | 12.4 | 54.32
2001-09-11 | 4:00 | 20.6 | 69.08 | WEEKDAY | #N/A | 1979-09-11 | 4:00 | 19.4 | 66.92 |  |  | 2003-09-11 | 4:00 | 16 | 60.8 |  |  | 1995-09-11 | 4:00 | 12.8 | 55.04 | [5 empty] | 16.1 | 60.98 |  |  |  | 17 | 62.6 |  |  |  |  | 7.2 | 44.96 |  |  |  |  | 17.2 | 62.96 | [5 empty] | 23.3 | 73.94 |  |  |  | 11.1 | 51.98 |  |  |  |  | 10 | 50 |  |  |  |  | 12.2 | 53.96
2001-09-11 | 5:00 | 19.4 | 66.92 | WEEKDAY | #N/A | 1979-09-11 | 5:00 | 19.4 | 66.92 |  |  | 2003-09-11 | 5:00 | 16 | 60.8 |  |  | 1995-09-11 | 5:00 | 12.2 | 53.96 | [5 empty] | 16.1 | 60.98 |  |  |  | 16 | 60.8 |  |  |  |  | 7.4 | 45.32 |  |  |  |  | 16.1 | 60.98 | [5 empty] | 21.1 | 69.98 |  |  |  | 11.1 | 51.98 |  |  |  |  | 11.1 | 51.98 |  |  |  |  | 12.9 | 55.22
2001-09-11 | 6:00 | 19.4 | 66.92 | WEEKDAY | #N/A | 1979-09-11 | 6:00 | 19.4 | 66.92 |  |  | 2003-09-11 | 6:00 | 16 | 60.8 |  |  | 1995-09-11 | 6:00 | 11.7 | 53.06 | [5 empty] | 16.1 | 60.98 |  |  |  | 16 | 60.8 |  |  |  |  | 7.6 | 45.68 |  |  |  |  | 15.6 | 60.08 | [5 empty] | 21.7 | 71.06 |  |  |  | 11.7 | 53.06 |  |  |  |  | 11.1 | 51.98 |  |  |  |  | 13.7 | 56.66
2001-09-11 | 7:00 | 19.4 | 66.92 | WEEKDAY | #N/A | 1979-09-11 | 7:00 | 19.4 | 66.92 |  |  | 2003-09-11 | 7:00 | 18 | 64.4 |  |  | 1995-09-11 | 7:00 | 13.9 | 57.02 | [5 empty] | 17.2 | 62.96 |  |  |  | 17 | 62.6 |  |  |  |  | 7.8 | 46.04 |  |  |  |  | 17.8 | 64.04 | [5 empty] | 21.7 | 71.06 |  |  |  | 11.7 | 53.06 |  |  |  |  | 12.8 | 55.04 |  |  |  |  | 14.4 | 57.92
2001-09-11 | 8:00 | 20 | 68 | WEEKDAY | #N/A | 1979-09-11 | 8:00 | 20.3 | 68.54 |  |  | 2003-09-11 | 8:00 | 20 | 68 |  |  | 1995-09-11 | 8:00 | 16.1 | 60.98 | [5 empty] | 18.3 | 64.94 |  |  |  | 19 | 66.2 |  |  |  |  | 8.9 | 48.02 |  |  |  |  | 20.6 | 69.08 | [5 empty] | 21.7 | 71.06 |  |  |  | 12.8 | 55.04 |  |  |  |  | 15.6 | 60.08 |  |  |  |  | 16.3 | 61.34
2001-09-11 | 9:00 | 22.2 | 71.96 | WEEKDAY | #N/A | 1979-09-11 | 9:00 | 21.3 | 70.34 |  |  | 2003-09-11 | 9:00 | 21 | 69.8 |  |  | 1995-09-11 | 9:00 | 17.2 | 62.96 | [5 empty] | 20 | 68 |  |  |  | 20 | 68 |  |  |  |  | 10 | 50 |  |  |  |  | 22.8 | 73.04 | [5 empty] | 21.7 | 71.06 |  |  |  | 13.9 | 57.02 |  |  |  |  | 19.4 | 66.92 |  |  |  |  | 18.1 | 64.58
2001-09-11 | 10:00 | 23.3 | 73.94 | WEEKDAY | #N/A | 1979-09-11 | 10:00 | 22.2 | 71.96 |  |  | 2003-09-11 | 10:00 | 23 | 73.4 |  |  | 1995-09-11 | 10:00 | 18.9 | 66.02 | [5 empty] | 20.6 | 69.08 |  |  |  | 21 | 69.8 |  |  |  |  | 11.1 | 51.98 |  |  |  |  | 24.4 | 75.92 | [5 empty] | 22.8 | 73.04 |  |  |  | 13.9 | 57.02 |  |  |  |  | 21.7 | 71.06 |  |  |  |  | 20 | 68
2001-09-11 | 11:00 | 24.4 | 75.92 | WEEKDAY | #N/A | 1979-09-11 | 11:00 | 22.8 | 73.04 |  |  | 2003-09-11 | 11:00 | 23 | 73.4 |  |  | 1995-09-11 | 11:00 | 20 | 68 | [5 empty] | 21.7 | 71.06 |  |  |  | 22 | 71.6 |  |  |  |  | 10.9 | 51.62 |  |  |  |  | 25.6 | 78.08 | [5 empty] | 22.8 | 73.04 |  |  |  | 15.6 | 60.08 |  |  |  |  | 22.8 | 73.04 |  |  |  |  | 20.6 | 69.08
2001-09-11 | 12:00 | 25 | 77 | WEEKDAY | #N/A | 1979-09-11 | 12:00 | 23.3 | 73.94 |  |  | 2003-09-11 | 12:00 | 23.5 | 74.3 |  |  | 1995-09-11 | 12:00 | 21.7 | 71.06 | [5 empty] | 21.7 | 71.06 |  |  |  | 23 | 73.4 |  |  |  |  | 10.8 | 51.44 |  |  |  |  | 26.1 | 78.98 | [5 empty] | 23.9 | 75.02 |  |  |  | 15.6 | 60.08 |  |  |  |  | 22.8 | 73.04 |  |  |  |  | 21.1 | 69.98
2001-09-11 | 13:00 | 26.1 | 78.98 | WEEKDAY | #N/A | 1979-09-11 | 13:00 | 23.9 | 75.02 |  |  | 2003-09-11 | 13:00 | 23.8 | 74.84 |  |  | 1995-09-11 | 13:00 | 20.6 | 69.08 | [5 empty] | 22.2 | 71.96 |  |  |  | 22 | 71.6 |  |  |  |  | 10.6 | 51.08 |  |  |  |  | 27.2 | 80.96 | [5 empty] | 24.4 | 75.92 |  |  |  | 17.2 | 62.96 |  |  |  |  | 24.4 | 75.92 |  |  |  |  | 21.7 | 71.06
2001-09-11 | 14:00 | 26.1 | 78.98 | WEEKDAY | #N/A | 1979-09-11 | 14:00 | 24.1 | 75.38 |  |  | 2003-09-11 | 14:00 | 24 | 75.2 |  |  | 1995-09-11 | 14:00 | 20.6 | 69.08 | [5 empty] | 22.2 | 71.96 |  |  |  | 23 | 73.4 |  |  |  |  | 10.8 | 51.44 |  |  |  |  | 26.7 | 80.06 | [5 empty] | 24.4 | 75.92 |  |  |  | 17.8 | 64.04 |  |  |  |  | 24.4 | 75.92 |  |  |  |  | 21.7 | 71.06
2001-09-11 | 15:00 | 26.7 | 80.06 | WEEKDAY | #N/A | 1979-09-11 | 15:00 | 24.2 | 75.56 |  |  | 2003-09-11 | 15:00 | 23 | 73.4 |  |  | 1995-09-11 | 15:00 | 20.6 | 69.08 | [5 empty] | 21.1 | 69.98 |  |  |  | 23 | 73.4 |  |  |  |  | 10.9 | 51.62 |  |  |  |  | 25 | 77 | [5 empty] | 23.9 | 75.02 |  |  |  | 17.8 | 64.04 |  |  |  |  | 24.4 | 75.92 |  |  |  |  | 21.7 | 71.06
2001-09-11 | 16:00 | 27.2 | 80.96 | WEEKDAY | #N/A | 1979-09-11 | 16:00 | 24.4 | 75.92 |  |  | 2003-09-11 | 16:00 | 23 | 73.4 |  |  | 1995-09-11 | 16:00 | 20 | 68 | [5 empty] | 21.1 | 69.98 |  |  |  | 23 | 73.4 |  |  |  |  | 11.1 | 51.98 |  |  |  |  | 25.6 | 78.08 | [5 empty] | 23.3 | 73.94 |  |  |  | 17.8 | 64.04 |  |  |  |  | 24.4 | 75.92 |  |  |  |  | 21.7 | 71.06
2001-09-11 | 17:00 | 26.7 | 80.06 | WEEKDAY | #N/A | 1979-09-11 | 17:00 | 23.3 | 73.94 |  |  | 2003-09-11 | 17:00 | 22 | 71.6 |  |  | 1995-09-11 | 17:00 | 20.6 | 69.08 | [5 empty] | 20.6 | 69.08 |  |  |  | 22 | 71.6 |  |  |  |  | 10.9 | 51.62 |  |  |  |  | 25 | 77 | [5 empty] | 23.3 | 73.94 |  |  |  | 18.3 | 64.94 |  |  |  |  | 23.9 | 75.02 |  |  |  |  | 20.8 | 69.44
2001-09-11 | 18:00 | 26.1 | 78.98 | WEEKDAY | #N/A | 1979-09-11 | 18:00 | 22.2 | 71.96 |  |  | 2003-09-11 | 18:00 | 21 | 69.8 |  |  | 1995-09-11 | 18:00 | 19.4 | 66.92 | [5 empty] | 19.4 | 66.92 |  |  |  | 20 | 68 |  |  |  |  | 10.8 | 51.44 |  |  |  |  | 22.2 | 71.96 | [5 empty] | 22.8 | 73.04 |  |  |  | 17.2 | 62.96 |  |  |  |  | 22.2 | 71.96 |  |  |  |  | 19.8 | 67.64
2001-09-11 | 19:00 | 25.6 | 78.08 | WEEKDAY | #N/A | 1979-09-11 | 19:00 | 21.1 | 69.98 |  |  | 2003-09-11 | 19:00 | 19 | 66.2 |  |  | 1995-09-11 | 19:00 | 18.9 | 66.02 | [5 empty] | 17.8 | 64.04 |  |  |  | 19 | 66.2 |  |  |  |  | 10.6 | 51.08 |  |  |  |  | 20.6 | 69.08 | [5 empty] | 21.7 | 71.06 |  |  |  | 15 | 59 |  |  |  |  | 20 | 68 |  |  |  |  | 18.9 | 66.02
2001-09-11 | 20:00 | 24.4 | 75.92 | WEEKDAY | #N/A | 1979-09-11 | 20:00 | 20.2 | 68.36 |  |  | 2003-09-11 | 20:00 | 19 | 66.2 |  |  | 1995-09-11 | 20:00 | 18.9 | 66.02 | [5 empty] | 17.8 | 64.04 |  |  |  | 18 | 64.4 |  |  |  |  | 10.2 | 50.36 |  |  |  |  | 18.9 | 66.02 | [5 empty] | 21.7 | 71.06 |  |  |  | 14.4 | 57.92 |  |  |  |  | 20 | 68 |  |  |  |  | 17.2 | 62.96
2001-09-11 | 21:00 | 23.3 | 73.94 | WEEKDAY | #N/A | 1979-09-11 | 21:00 | 19.2 | 66.56 |  |  | 2003-09-11 | 21:00 | 18 | 64.4 |  |  | 1995-09-11 | 21:00 | 18.9 | 66.02 | [5 empty] | 17.2 | 62.96 |  |  |  | 17 | 62.6 |  |  |  |  | 9.8 | 49.64 |  |  |  |  | 18.3 | 64.94 | [5 empty] | 21.7 | 71.06 |  |  |  | 14.4 | 57.92 |  |  |  |  | 20 | 68 |  |  |  |  | 15.6 | 60.08
2001-09-11 | 22:00 | 22.8 | 73.04 | WEEKDAY | #N/A | 1979-09-11 | 22:00 | 18.3 | 64.94 |  |  | 2003-09-11 | 22:00 | 17 | 62.6 |  |  | 1995-09-11 | 22:00 | 17.8 | 64.04 | [5 empty] | 16.7 | 62.06 |  |  |  | 17 | 62.6 |  |  |  |  | 9.4 | 48.92 |  |  |  |  | 17.2 | 62.96 | [5 empty] | 22.2 | 71.96 |  |  |  | 12.8 | 55.04 |  |  |  |  | 20 | 68 |  |  |  |  | 13.9 | 57.02
2001-09-11 | 23:00 | 21.7 | 71.06 | WEEKDAY | #N/A | 1979-09-11 | 23:00 | 17.6 | 63.68 |  |  | 2003-09-11 | 23:00 | 17 | 62.6 |  |  | 1995-09-11 | 23:00 | 18.3 | 64.94 | [5 empty] | 16.1 | 60.98 |  |  |  | 16 | 60.8 |  |  |  |  | 9 | 48.2 |  |  |  |  | 16.7 | 62.06 | [5 empty] | 21.7 | 71.06 |  |  |  | 11.7 | 53.06 |  |  |  |  | 19.4 | 66.92 |  |  |  |  | 13.5 | 56.3
2001-09-11 | 24:00 | 21.1 | 69.98 | WEEKDAY | #N/A | 1979-09-11 | 24:00 | 16.8 | 62.24 |  |  | 2003-09-11 | 24:00 | 16 | 60.8 |  |  | 1995-09-11 | 24:00 | 17.8 | 64.04 | [5 empty] | 15 | 59 |  |  |  | 16 | 60.8 |  |  |  |  | 8.7 | 47.66 |  |  |  |  | 16.7 | 62.06 | [5 empty] | 21.7 | 71.06 |  |  |  | 10.6 | 51.08 |  |  |  |  | 19.4 | 66.92 |  |  |  |  | 13.2 | 55.76
2001-09-12 | 1:00 | 20 | 68 | WEEKDAY | #N/A | 1979-09-12 | 1:00 | 16.1 | 60.98 |  |  | 2003-09-12 | 1:00 | 15 | 59 |  |  | 1995-09-12 | 1:00 | 17.8 | 64.04 | [5 empty] | 15 | 59 |  |  |  | 16 | 60.8 |  |  |  |  | 8.3 | 46.94 |  |  |  |  | 15 | 59 | [5 empty] | 22.2 | 71.96 |  |  |  | 10 | 50 |  |  |  |  | 20 | 68 |  |  |  |  | 12.8 | 55.04
2001-09-12 | 2:00 | 19.4 | 66.92 | WEEKDAY | #N/A | 1979-09-12 | 2:00 | 15.4 | 59.72 |  |  | 2003-09-12 | 2:00 | 14 | 57.2 |  |  | 1995-09-12 | 2:00 | 16.7 | 62.06 | [5 empty] | 14.4 | 57.92 |  |  |  | 16 | 60.8 |  |  |  |  | 7.9 | 46.22 |  |  |  |  | 14.4 | 57.92 | [5 empty] | 22.2 | 71.96 |  |  |  | 9.4 | 48.92 |  |  |  |  | 19.4 | 66.92 |  |  |  |  | 10.4 | 50.72
2001-09-12 | 3:00 | 18.9 | 66.02 | WEEKDAY | #N/A | 1979-09-12 | 3:00 | 14.6 | 58.28 |  |  | 2003-09-12 | 3:00 | 14 | 57.2 |  |  | 1995-09-12 | 3:00 | 16.7 | 62.06 | [5 empty] | 13.3 | 55.94 |  |  |  | 15.5 | 59.9 |  |  |  |  | 7.6 | 45.68 |  |  |  |  | 13.9 | 57.02 | [5 empty] | 22.2 | 71.96 |  |  |  | 8.9 | 48.02 |  |  |  |  | 19.4 | 66.92 |  |  |  |  | 8 | 46.4
2001-09-12 | 4:00 | 18.3 | 64.94 | WEEKDAY | #N/A | 1979-09-12 | 4:00 | 13.9 | 57.02 |  |  | 2003-09-12 | 4:00 | 14 | 57.2 |  |  | 1995-09-12 | 4:00 | 16.1 | 60.98 | [5 empty] | 12.8 | 55.04 |  |  |  | 15 | 59 |  |  |  |  | 7.2 | 44.96 |  |  |  |  | 13.3 | 55.94 | [5 empty] | 22.2 | 71.96 |  |  |  | 8.3 | 46.94 |  |  |  |  | 18.9 | 66.02 |  |  |  |  | 5.6 | 42.08
2001-09-12 | 5:00 | 17.8 | 64.04 | WEEKDAY | #N/A | 1979-09-12 | 5:00 | 14.3 | 57.74 |  |  | 2003-09-12 | 5:00 | 14 | 57.2 |  |  | 1995-09-12 | 5:00 | 16.1 | 60.98 | [5 empty] | 12.8 | 55.04 |  |  |  | 14.7 | 58.46 |  |  |  |  | 7.6 | 45.68 |  |  |  |  | 13.9 | 57.02 | [5 empty] | 22.2 | 71.96 |  |  |  | 9.4 | 48.92 |  |  |  |  | 18.9 | 66.02 |  |  |  |  | 6.3 | 43.34
2001-09-12 | 6:00 | 17.8 | 64.04 | WEEKDAY | #N/A | 1979-09-12 | 6:00 | 14.6 | 58.28 |  |  | 2003-09-12 | 6:00 | 14 | 57.2 |  |  | 1995-09-12 | 6:00 | 15 | 59 | [5 empty] | 13.3 | 55.94 |  |  |  | 14.4 | 57.92 |  |  |  |  | 7.9 | 46.22 |  |  |  |  | 13.9 | 57.02 | [5 empty] | 22.2 | 71.96 |  |  |  | 9.4 | 48.92 |  |  |  |  | 18.3 | 64.94 |  |  |  |  | 7.1 | 44.78
2001-09-12 | 7:00 | 18.3 | 64.94 | WEEKDAY | #N/A | 1979-09-12 | 7:00 | 15 | 59 |  |  | 2003-09-12 | 7:00 | 15 | 59 |  |  | 1995-09-12 | 7:00 | 18.3 | 64.94 | [5 empty] | 16.7 | 62.06 |  |  |  | 16 | 60.8 |  |  |  |  | 8.3 | 46.94 |  |  |  |  | 15.6 | 60.08 | [5 empty] | 22.2 | 71.96 |  |  |  | 10.6 | 51.08 |  |  |  |  | 19.4 | 66.92 |  |  |  |  | 7.8 | 46.04
2001-09-12 | 8:00 | 20 | 68 | WEEKDAY | #N/A | 1979-09-12 | 8:00 | 16.3 | 61.34 |  |  | 2003-09-12 | 8:00 | 16 | 60.8 |  |  | 1995-09-12 | 8:00 | 20 | 68 | [5 empty] | 19.4 | 66.92 |  |  |  | 17 | 62.6 |  |  |  |  | 10.9 | 51.62 |  |  |  |  | 17.2 | 62.96 | [5 empty] | 22.8 | 73.04 |  |  |  | 13.9 | 57.02 |  |  |  |  | 20.6 | 69.08 |  |  |  |  | 9.3 | 48.74
2001-09-12 | 9:00 | 21.1 | 69.98 | WEEKDAY | #N/A | 1979-09-12 | 9:00 | 17.6 | 63.68 |  |  | 2003-09-12 | 9:00 | 17 | 62.6 |  |  | 1995-09-12 | 9:00 | 20 | 68 | [5 empty] | 20.6 | 69.08 |  |  |  | 19 | 66.2 |  |  |  |  | 13.5 | 56.3 |  |  |  |  | 19.4 | 66.92 | [5 empty] | 23.9 | 75.02 |  |  |  | 18.3 | 64.94 |  |  |  |  | 21.1 | 69.98 |  |  |  |  | 10.7 | 51.26
2001-09-12 | 10:00 | 21.7 | 71.06 | WEEKDAY | #N/A | 1979-09-12 | 10:00 | 18.9 | 66.02 |  |  | 2003-09-12 | 10:00 | 18 | 64.4 |  |  | 1995-09-12 | 10:00 | 21.7 | 71.06 | [5 empty] | 21.1 | 69.98 |  |  |  | 21 | 69.8 |  |  |  |  | 16.1 | 60.98 |  |  |  |  | 22.8 | 73.04 | [5 empty] | 24.4 | 75.92 |  |  |  | 19.4 | 66.92 |  |  |  |  | 21.7 | 71.06 |  |  |  |  | 12.2 | 53.96
2001-09-12 | 11:00 | 22.8 | 73.04 | WEEKDAY | #N/A | 1979-09-12 | 11:00 | 19.8 | 67.64 |  |  | 2003-09-12 | 11:00 | 19 | 66.2 |  |  | 1995-09-12 | 11:00 | 22.2 | 71.96 | [5 empty] | 22.8 | 73.04 |  |  |  | 21 | 69.8 |  |  |  |  | 17.8 | 64.04 |  |  |  |  | 24.4 | 75.92 | [5 empty] | 26.7 | 80.06 |  |  |  | 20.6 | 69.08 |  |  |  |  | 22.8 | 73.04 |  |  |  |  | 13.1 | 55.58
2001-09-12 | 12:00 | 23.3 | 73.94 | WEEKDAY | #N/A | 1979-09-12 | 12:00 | 20.8 | 69.44 |  |  | 2003-09-12 | 12:00 | 19 | 66.2 |  |  | 1995-09-12 | 12:00 | 22.2 | 71.96 | [5 empty] | 23.3 | 73.94 |  |  |  | 22 | 71.6 |  |  |  |  | 19.4 | 66.92 |  |  |  |  | 26.1 | 78.98 | [5 empty] | 27.2 | 80.96 |  |  |  | 20.6 | 69.08 |  |  |  |  | 22.8 | 73.04 |  |  |  |  | 14.1 | 57.38
2001-09-12 | 13:00 | 24.4 | 75.92 | WEEKDAY | #N/A | 1979-09-12 | 13:00 | 21.7 | 71.06 |  |  | 2003-09-12 | 13:00 | 19 | 66.2 |  |  | 1995-09-12 | 13:00 | 22.2 | 71.96 | [5 empty] | 23.9 | 75.02 |  |  |  | 23 | 73.4 |  |  |  |  | 21.1 | 69.98 |  |  |  |  | 27.2 | 80.96 | [5 empty] | 27.8 | 82.04 |  |  |  | 21.1 | 69.98 |  |  |  |  | 24.4 | 75.92 |  |  |  |  | 15 | 59
2001-09-12 | 14:00 | 25 | 77 | WEEKDAY | #N/A | 1979-09-12 | 14:00 | 21.9 | 71.42 |  |  | 2003-09-12 | 14:00 | 19 | 66.2 |  |  | 1995-09-12 | 14:00 | 22.8 | 73.04 | [5 empty] | 23.9 | 75.02 |  |  |  | 22 | 71.6 |  |  |  |  | 22 | 71.6 |  |  |  |  | 27.2 | 80.96 | [5 empty] | 28.9 | 84.02 |  |  |  | 21.1 | 69.98 |  |  |  |  | 24.4 | 75.92 |  |  |  |  | 15.6 | 60.08
2001-09-12 | 15:00 | 25 | 77 | WEEKDAY | #N/A | 1979-09-12 | 15:00 | 22 | 71.6 |  |  | 2003-09-12 | 15:00 | 18.7 | 65.66 |  |  | 1995-09-12 | 15:00 | 22.2 | 71.96 | [5 empty] | 23.3 | 73.94 |  |  |  | 22 | 71.6 |  |  |  |  | 23 | 73.4 |  |  |  |  | 27.8 | 82.04 | [5 empty] | 28.3 | 82.94 |  |  |  | 21.7 | 71.06 |  |  |  |  | 24.4 | 75.92 |  |  |  |  | 16.1 | 60.98
2001-09-12 | 16:00 | 24.4 | 75.92 | WEEKDAY | #N/A | 1979-09-12 | 16:00 | 22.2 | 71.96 |  |  | 2003-09-12 | 16:00 | 18 | 64.4 |  |  | 1995-09-12 | 16:00 | 22.8 | 73.04 | [5 empty] | 22.8 | 73.04 |  |  |  | 21 | 69.8 |  |  |  |  | 23.9 | 75.02 |  |  |  |  | 26.1 | 78.98 | [5 empty] | 21.1 | 69.98 |  |  |  | 20.6 | 69.08 |  |  |  |  | 22.8 | 73.04 |  |  |  |  | 16.7 | 62.06
2001-09-12 | 17:00 | 23.3 | 73.94 | WEEKDAY | #N/A | 1979-09-12 | 17:00 | 21.5 | 70.7 |  |  | 2003-09-12 | 17:00 | 18 | 64.4 |  |  | 1995-09-12 | 17:00 | 22.2 | 71.96 | [5 empty] | 21.7 | 71.06 |  |  |  | 21 | 69.8 |  |  |  |  | 22.8 | 73.04 |  |  |  |  | 25.6 | 78.08 | [5 empty] | 22 | 71.6 |  |  |  | 20 | 68 |  |  |  |  | 22.2 | 71.96 |  |  |  |  | 14.5 | 58.1
2001-09-12 | 18:00 | 22.8 | 73.04 | WEEKDAY | #N/A | 1979-09-12 | 18:00 | 20.7 | 69.26 |  |  | 2003-09-12 | 18:00 | 17 | 62.6 |  |  | 1995-09-12 | 18:00 | 21.7 | 71.06 | [5 empty] | 20.6 | 69.08 |  |  |  | 19 | 66.2 |  |  |  |  | 21.7 | 71.06 |  |  |  |  | 25 | 77 | [5 empty] | 21.1 | 69.98 |  |  |  | 20 | 68 |  |  |  |  | 21.1 | 69.98 |  |  |  |  | 12.2 | 53.96
2001-09-12 | 19:00 | 21.7 | 71.06 | WEEKDAY | #N/A | 1979-09-12 | 19:00 | 20 | 68 |  |  | 2003-09-12 | 19:00 | 17 | 62.6 |  |  | 1995-09-12 | 19:00 | 21.7 | 71.06 | [5 empty] | 19.4 | 66.92 |  |  |  | 19 | 66.2 |  |  |  |  | 20.6 | 69.08 |  |  |  |  | 23.3 | 73.94 | [5 empty] | 20.6 | 69.08 |  |  |  | 20 | 68 |  |  |  |  | 21.1 | 69.98 |  |  |  |  | 10 | 50
2001-09-12 | 20:00 | 21.7 | 71.06 | WEEKDAY | #N/A | 1979-09-12 | 20:00 | 19.6 | 67.28 |  |  | 2003-09-12 | 20:00 | 17 | 62.6 |  |  | 1995-09-12 | 20:00 | 21.7 | 71.06 | [5 empty] | 19.4 | 66.92 |  |  |  | 18 | 64.4 |  |  |  |  | 19.5 | 67.1 |  |  |  |  | 21.7 | 71.06 | [5 empty] | 21.1 | 69.98 |  |  |  | 19.4 | 66.92 |  |  |  |  | 20 | 68 |  |  |  |  | 9.6 | 49.28
2001-09-12 | 21:00 | 21.7 | 71.06 | WEEKDAY | #N/A | 1979-09-12 | 21:00 | 19.3 | 66.74 |  |  | 2003-09-12 | 21:00 | 17 | 62.6 |  |  | 1995-09-12 | 21:00 | 22.2 | 71.96 | [5 empty] | 18.9 | 66.02 |  |  |  | 19 | 66.2 |  |  |  |  | 18.3 | 64.94 |  |  |  |  | 20.6 | 69.08 | [5 empty] | 21.1 | 69.98 |  |  |  | 19.4 | 66.92 |  |  |  |  | 19.4 | 66.92 |  |  |  |  | 9.3 | 48.74
2001-09-12 | 22:00 | 21.1 | 69.98 | WEEKDAY | #N/A | 1979-09-12 | 22:00 | 18.9 | 66.02 |  |  | 2003-09-12 | 22:00 | 17 | 62.6 |  |  | 1995-09-12 | 22:00 | 21.7 | 71.06 | [5 empty] | 17.8 | 64.04 |  |  |  | 19 | 66.2 |  |  |  |  | 17.2 | 62.96 |  |  |  |  | 20 | 68 | [5 empty] | 20 | 68 |  |  |  | 17.2 | 62.96 |  |  |  |  | 20 | 68 |  |  |  |  | 8.9 | 48.02
2001-09-12 | 23:00 | 20.6 | 69.08 | WEEKDAY | #N/A | 1979-09-12 | 23:00 | 18.5 | 65.3 |  |  | 2003-09-12 | 23:00 | 17 | 62.6 |  |  | 1995-09-12 | 23:00 | 21.7 | 71.06 | [5 empty] | 17.8 | 64.04 |  |  |  | 18 | 64.4 |  |  |  |  | 16.5 | 61.7 |  |  |  |  | 18.9 | 66.02 | [5 empty] | 18.9 | 66.02 |  |  |  | 17.8 | 64.04 |  |  |  |  | 18.9 | 66.02 |  |  |  |  | 8.9 | 48.02
2001-09-12 | 24:00 | 20.6 | 69.08 | WEEKDAY | #N/A | 1979-09-12 | 24:00 | 18.2 | 64.76 |  |  | 2003-09-12 | 24:00 | 17 | 62.6 |  |  | 1995-09-12 | 24:00 | 21.1 | 69.98 | [5 empty] | 17.8 | 64.04 |  |  |  | 18 | 64.4 |  |  |  |  | 15.7 | 60.26 |  |  |  |  | 17.8 | 64.04 | [5 empty] | 18.3 | 64.94 |  |  |  | 17.8 | 64.04 |  |  |  |  | 18.3 | 64.94 |  |  |  |  | 8.9 | 48.02
2001-09-13 | 1:00 | 20 | 68 | WEEKDAY | #N/A | 1979-09-13 | 1:00 | 17.8 | 64.04 |  |  | 2003-09-13 | 1:00 | 17 | 62.6 |  |  | 1995-09-13 | 1:00 | 21.1 | 69.98 | [5 empty] | 17.2 | 62.96 |  |  |  | 17 | 62.6 |  |  |  |  | 15 | 59 |  |  |  |  | 16.7 | 62.06 | [5 empty] | 17.8 | 64.04 |  |  |  | 18.3 | 64.94 |  |  |  |  | 17.8 | 64.04 |  |  |  |  | 8.9 | 48.02
2001-09-13 | 2:00 | 20 | 68 | WEEKDAY | #N/A | 1979-09-13 | 2:00 | 17.6 | 63.68 |  |  | 2003-09-13 | 2:00 | 16 | 60.8 |  |  | 1995-09-13 | 2:00 | 21.7 | 71.06 | [5 empty] | 17.2 | 62.96 |  |  |  | 17 | 62.6 |  |  |  |  | 14.4 | 57.92 |  |  |  |  | 15.6 | 60.08 | [5 empty] | 16.7 | 62.06 |  |  |  | 18.3 | 64.94 |  |  |  |  | 17.2 | 62.96 |  |  |  |  | 8.9 | 48.02
2001-09-13 | 3:00 | 19.4 | 66.92 | WEEKDAY | #N/A | 1979-09-13 | 3:00 | 17.4 | 63.32 |  |  | 2003-09-13 | 3:00 | 17 | 62.6 |  |  | 1995-09-13 | 3:00 | 21.7 | 71.06 | [5 empty] | 16.7 | 62.06 |  |  |  | 17 | 62.6 |  |  |  |  | 13.9 | 57.02 |  |  |  |  | 15 | 59 | [5 empty] | 16.7 | 62.06 |  |  |  | 18.3 | 64.94 |  |  |  |  | 16.1 | 60.98 |  |  |  |  | 8.9 | 48.02
2001-09-13 | 4:00 | 19.4 | 66.92 | WEEKDAY | #N/A | 1979-09-13 | 4:00 | 17.2 | 62.96 |  |  | 2003-09-13 | 4:00 | 17 | 62.6 |  |  | 1995-09-13 | 4:00 | 21.1 | 69.98 | [5 empty] | 16.7 | 62.06 |  |  |  | 17 | 62.6 |  |  |  |  | 13.3 | 55.94 |  |  |  |  | 14.4 | 57.92 | [5 empty] | 16.1 | 60.98 |  |  |  | 18.3 | 64.94 |  |  |  |  | 15 | 59 |  |  |  |  | 8.9 | 48.02
2001-09-13 | 5:00 | 19.4 | 66.92 | WEEKDAY | #N/A | 1979-09-13 | 5:00 | 17.6 | 63.68 |  |  | 2003-09-13 | 5:00 | 17 | 62.6 |  |  | 1995-09-13 | 5:00 | 21.7 | 71.06 | [5 empty] | 15.6 | 60.08 |  |  |  | 17 | 62.6 |  |  |  |  | 13.9 | 57.02 |  |  |  |  | 15 | 59 | [5 empty] | 15 | 59 |  |  |  | 18.3 | 64.94 |  |  |  |  | 14.4 | 57.92 |  |  |  |  | 9.3 | 48.74
2001-09-13 | 6:00 | 18.9 | 66.02 | WEEKDAY | #N/A | 1979-09-13 | 6:00 | 17.9 | 64.22 |  |  | 2003-09-13 | 6:00 | 17 | 62.6 |  |  | 1995-09-13 | 6:00 | 21.7 | 71.06 | [5 empty] | 17.8 | 64.04 |  |  |  | 16 | 60.8 |  |  |  |  | 14.4 | 57.92 |  |  |  |  | 14.4 | 57.92 | [5 empty] | 15 | 59 |  |  |  | 18.9 | 66.02 |  |  |  |  | 14.4 | 57.92 |  |  |  |  | 9.6 | 49.28
2001-09-13 | 7:00 | 20 | 68 | WEEKDAY | #N/A | 1979-09-13 | 7:00 | 18.3 | 64.94 |  |  | 2003-09-13 | 7:00 | 17 | 62.6 |  |  | 1995-09-13 | 7:00 | 21.7 | 71.06 | [5 empty] | 19.4 | 66.92 |  |  |  | 16 | 60.8 |  |  |  |  | 15 | 59 |  |  |  |  | 16.1 | 60.98 | [5 empty] | 15 | 59 |  |  |  | 20 | 68 |  |  |  |  | 15.6 | 60.08 |  |  |  |  | 10 | 50
2001-09-13 | 8:00 | 21.7 | 71.06 | WEEKDAY | #N/A | 1979-09-13 | 8:00 | 19.8 | 67.64 |  |  | 2003-09-13 | 8:00 | 18 | 64.4 |  |  | 1995-09-13 | 8:00 | 21.7 | 71.06 | [5 empty] | 21.7 | 71.06 |  |  |  | 17 | 62.6 |  |  |  |  | 16.7 | 62.06 |  |  |  |  | 20.6 | 69.08 | [5 empty] | 16.1 | 60.98 |  |  |  | 20.6 | 69.08 |  |  |  |  | 16.7 | 62.06 |  |  |  |  | 10.7 | 51.26
2001-09-13 | 9:00 | 23.3 | 73.94 | WEEKDAY | #N/A | 1979-09-13 | 9:00 | 21.3 | 70.34 |  |  | 2003-09-13 | 9:00 | 18 | 64.4 |  |  | 1995-09-13 | 9:00 | 22.2 | 71.96 | [5 empty] | 23.9 | 75.02 |  |  |  | 17 | 62.6 |  |  |  |  | 18.3 | 64.94 |  |  |  |  | 22.8 | 73.04 | [5 empty] | 17.2 | 62.96 |  |  |  | 21.1 | 69.98 |  |  |  |  | 18.9 | 66.02 |  |  |  |  | 11.5 | 52.7
2001-09-13 | 10:00 | 25 | 77 | WEEKDAY | #N/A | 1979-09-13 | 10:00 | 22.8 | 73.04 |  |  | 2003-09-13 | 10:00 | 18 | 64.4 |  |  | 1995-09-13 | 10:00 | 22.8 | 73.04 | [5 empty] | 25.6 | 78.08 |  |  |  | 17 | 62.6 |  |  |  |  | 20 | 68 |  |  |  |  | 24.4 | 75.92 | [5 empty] | 18.3 | 64.94 |  |  |  | 21.7 | 71.06 |  |  |  |  | 20 | 68 |  |  |  |  | 12.2 | 53.96
2001-09-13 | 11:00 | 26.7 | 80.06 | WEEKDAY | #N/A | 1979-09-13 | 11:00 | 23 | 73.4 |  |  | 2003-09-13 | 11:00 | 18 | 64.4 |  |  | 1995-09-13 | 11:00 | 25 | 77 | [5 empty] | 26.1 | 78.98 |  |  |  | 17.1 | 62.78 |  |  |  |  | 21.7 | 71.06 |  |  |  |  | 25 | 77 | [5 empty] | 18.9 | 66.02 |  |  |  | 22.8 | 73.04 |  |  |  |  | 21.7 | 71.06 |  |  |  |  | 13.1 | 55.58
2001-09-13 | 12:00 | 27.2 | 80.96 | WEEKDAY | #N/A | 1979-09-13 | 12:00 | 23.1 | 73.58 |  |  | 2003-09-13 | 12:00 | 19 | 66.2 |  |  | 1995-09-13 | 12:00 | 25 | 77 | [5 empty] | 26.1 | 78.98 |  |  |  | 17 | 62.6 |  |  |  |  | 23.3 | 73.94 |  |  |  |  | 26.7 | 80.06 | [5 empty] | 19.4 | 66.92 |  |  |  | 22.8 | 73.04 |  |  |  |  | 21.1 | 69.98 |  |  |  |  | 14.1 | 57.38
2001-09-13 | 13:00 | 28.9 | 84.02 | WEEKDAY | #N/A | 1979-09-13 | 13:00 | 23.3 | 73.94 |  |  | 2003-09-13 | 13:00 | 19 | 66.2 |  |  | 1995-09-13 | 13:00 | 26.1 | 78.98 | [5 empty] | 26.7 | 80.06 |  |  |  | 17 | 62.6 |  |  |  |  | 25 | 77 |  |  |  |  | 28.3 | 82.94 | [5 empty] | 20 | 68 |  |  |  | 22.2 | 71.96 |  |  |  |  | 22.8 | 73.04 |  |  |  |  | 15 | 59
2001-09-13 | 14:00 | 29.4 | 84.92 | WEEKDAY | #N/A | 1979-09-13 | 14:00 | 23.1 | 73.58 |  |  | 2003-09-13 | 14:00 | 19 | 66.2 |  |  | 1995-09-13 | 14:00 | 26.7 | 80.06 | [5 empty] | 26.7 | 80.06 |  |  |  | 17 | 62.6 |  |  |  |  | 25.2 | 77.36 |  |  |  |  | 28.3 | 82.94 | [5 empty] | 20 | 68 |  |  |  | 22.2 | 71.96 |  |  |  |  | 23.3 | 73.94 |  |  |  |  | 15.2 | 59.36
2001-09-13 | 15:00 | 29.4 | 84.92 | WEEKDAY | #N/A | 1979-09-13 | 15:00 | 23 | 73.4 |  |  | 2003-09-13 | 15:00 | 19 | 66.2 |  |  | 1995-09-13 | 15:00 | 25.6 | 78.08 | [5 empty] | 26.7 | 80.06 |  |  |  | 17 | 62.6 |  |  |  |  | 25.4 | 77.72 |  |  |  |  | 28.9 | 84.02 | [5 empty] | 20 | 68 |  |  |  | 22.2 | 71.96 |  |  |  |  | 21.7 | 71.06 |  |  |  |  | 15.4 | 59.72
2001-09-13 | 16:00 | 27.8 | 82.04 | WEEKDAY | #N/A | 1979-09-13 | 16:00 | 22.8 | 73.04 |  |  | 2003-09-13 | 16:00 | 19 | 66.2 |  |  | 1995-09-13 | 16:00 | 25.6 | 78.08 | [5 empty] | 26.1 | 78.98 |  |  |  | 16 | 60.8 |  |  |  |  | 25.6 | 78.08 |  |  |  |  | 28.3 | 82.94 | [5 empty] | 19.4 | 66.92 |  |  |  | 22.2 | 71.96 |  |  |  |  | 21.1 | 69.98 |  |  |  |  | 15.6 | 60.08
2001-09-13 | 17:00 | 26.7 | 80.06 | WEEKDAY | #N/A | 1979-09-13 | 17:00 | 22.2 | 71.96 |  |  | 2003-09-13 | 17:00 | 19 | 66.2 |  |  | 1995-09-13 | 17:00 | 24.4 | 75.92 | [5 empty] | 25.6 | 78.08 |  |  |  | 17 | 62.6 |  |  |  |  | 24.3 | 75.74 |  |  |  |  | 27.2 | 80.96 | [5 empty] | 18.3 | 64.94 |  |  |  | 21.7 | 71.06 |  |  |  |  | 19.4 | 66.92 |  |  |  |  | 14.8 | 58.64
2001-09-13 | 18:00 | 25.6 | 78.08 | WEEKDAY | #N/A | 1979-09-13 | 18:00 | 21.7 | 71.06 |  |  | 2003-09-13 | 18:00 | 19 | 66.2 |  |  | 1995-09-13 | 18:00 | 24.4 | 75.92 | [5 empty] | 23.3 | 73.94 |  |  |  | 17 | 62.6 |  |  |  |  | 23 | 73.4 |  |  |  |  | 25 | 77 | [5 empty] | 17.2 | 62.96 |  |  |  | 21.7 | 71.06 |  |  |  |  | 18.3 | 64.94 |  |  |  |  | 14.1 | 57.38
2001-09-13 | 19:00 | 25 | 77 | WEEKDAY | #N/A | 1979-09-13 | 19:00 | 21.1 | 69.98 |  |  | 2003-09-13 | 19:00 | 19 | 66.2 |  |  | 1995-09-13 | 19:00 | 23.9 | 75.02 | [5 empty] | 21.7 | 71.06 |  |  |  | 17 | 62.6 |  |  |  |  | 21.7 | 71.06 |  |  |  |  | 21.7 | 71.06 | [5 empty] | 14.4 | 57.92 |  |  |  | 21.7 | 71.06 |  |  |  |  | 17.2 | 62.96 |  |  |  |  | 13.3 | 55.94
2001-09-13 | 20:00 | 25 | 77 | WEEKDAY | #N/A | 1979-09-13 | 20:00 | 20.9 | 69.62 |  |  | 2003-09-13 | 20:00 | 19 | 66.2 |  |  | 1995-09-13 | 20:00 | 23.9 | 75.02 | [5 empty] | 22.2 | 71.96 |  |  |  | 17 | 62.6 |  |  |  |  | 20.6 | 69.08 |  |  |  |  | 20 | 68 | [5 empty] | 12.8 | 55.04 |  |  |  | 22.2 | 71.96 |  |  |  |  | 16.7 | 62.06 |  |  |  |  | 12.9 | 55.22
2001-09-13 | 21:00 | 25.6 | 78.08 | WEEKDAY | #N/A | 1979-09-13 | 21:00 | 20.8 | 69.44 |  |  | 2003-09-13 | 21:00 | 19 | 66.2 |  |  | 1995-09-13 | 21:00 | 23.9 | 75.02 | [5 empty] | 21.7 | 71.06 |  |  |  | 17 | 62.6 |  |  |  |  | 19.4 | 66.92 |  |  |  |  | 19.4 | 66.92 | [5 empty] | 11.7 | 53.06 |  |  |  | 22.2 | 71.96 |  |  |  |  | 17.2 | 62.96 |  |  |  |  | 12.6 | 54.68
2001-09-13 | 22:00 | 23.9 | 75.02 | WEEKDAY | #N/A | 1979-09-13 | 22:00 | 20.6 | 69.08 |  |  | 2003-09-13 | 22:00 | 19 | 66.2 |  |  | 1995-09-13 | 22:00 | 24.4 | 75.92 | [5 empty] | 20 | 68 |  |  |  | 17 | 62.6 |  |  |  |  | 18.3 | 64.94 |  |  |  |  | 18.3 | 64.94 | [5 empty] | 11.7 | 53.06 |  |  |  | 22.8 | 73.04 |  |  |  |  | 16.7 | 62.06 |  |  |  |  | 12.2 | 53.96
2001-09-13 | 23:00 | 22.2 | 71.96 | WEEKDAY | #N/A | 1979-09-13 | 23:00 | 21.3 | 70.34 |  |  | 2003-09-13 | 23:00 | 18.8 | 65.84 |  |  | 1995-09-13 | 23:00 | 23.9 | 75.02 | [5 empty] | 18.3 | 64.94 |  |  |  | 16 | 60.8 |  |  |  |  | 18.1 | 64.58 |  |  |  |  | 20.6 | 69.08 | [5 empty] | 10.6 | 51.08 |  |  |  | 21.7 | 71.06 |  |  |  |  | 17.2 | 62.96 |  |  |  |  | 12.4 | 54.32
2001-09-13 | 24:00 | 21.7 | 71.06 | WEEKDAY | #N/A | 1979-09-13 | 24:00 | 22.1 | 71.78 |  |  | 2003-09-13 | 24:00 | 18.9 | 66.02 |  |  | 1995-09-13 | 24:00 | 23.9 | 75.02 | [5 empty] | 18.9 | 66.02 |  |  |  | 15 | 59 |  |  |  |  | 18 | 64.4 |  |  |  |  | 20 | 68 | [5 empty] | 11.1 | 51.98 |  |  |  | 21.7 | 71.06 |  |  |  |  | 16.7 | 62.06 |  |  |  |  | 12.6 | 54.68
2001-09-14 | 1:00 | 17.2 | 62.96 | WEEKDAY | #N/A | 1979-09-14 | 1:00 | 22.8 | 73.04 |  |  | 2003-09-14 | 1:00 | 19 | 66.2 |  |  | 1995-09-14 | 1:00 | 22.2 | 71.96 | [5 empty] | 18.3 | 64.94 |  |  |  | 14 | 57.2 |  |  |  |  | 17.8 | 64.04 |  |  |  |  | 19.4 | 66.92 | [5 empty] | 10 | 50 |  |  |  | 21.1 | 69.98 |  |  |  |  | 16.1 | 60.98 |  |  |  |  | 12.8 | 55.04
2001-09-14 | 2:00 | 16.7 | 62.06 | WEEKDAY | #N/A | 1979-09-14 | 2:00 | 22.8 | 73.04 |  |  | 2003-09-14 | 2:00 | 19 | 66.2 |  |  | 1995-09-14 | 2:00 | 22.2 | 71.96 | [5 empty] | 18.3 | 64.94 |  |  |  | 14 | 57.2 |  |  |  |  | 17.2 | 62.96 |  |  |  |  | 18.9 | 66.02 | [5 empty] | 9.4 | 48.92 |  |  |  | 21.1 | 69.98 |  |  |  |  | 15.6 | 60.08 |  |  |  |  | 13.3 | 55.94
2001-09-14 | 3:00 | 15 | 59 | WEEKDAY | #N/A | 1979-09-14 | 3:00 | 22.8 | 73.04 |  |  | 2003-09-14 | 3:00 | 19 | 66.2 |  |  | 1995-09-14 | 3:00 | 22.2 | 71.96 | [5 empty] | 18.3 | 64.94 |  |  |  | 14 | 57.2 |  |  |  |  | 16.7 | 62.06 |  |  |  |  | 18.3 | 64.94 | [5 empty] | 9.4 | 48.92 |  |  |  | 20.6 | 69.08 |  |  |  |  | 16.1 | 60.98 |  |  |  |  | 13.9 | 57.02
2001-09-14 | 4:00 | 15 | 59 | WEEKDAY | #N/A | 1979-09-14 | 4:00 | 22.8 | 73.04 |  |  | 2003-09-14 | 4:00 | 20 | 68 |  |  | 1995-09-14 | 4:00 | 22.2 | 71.96 | [5 empty] | 17.2 | 62.96 |  |  |  | 14 | 57.2 |  |  |  |  | 16.1 | 60.98 |  |  |  |  | 18.3 | 64.94 | [5 empty] | 8.9 | 48.02 |  |  |  | 20.6 | 69.08 |  |  |  |  | 15.6 | 60.08 |  |  |  |  | 14.4 | 57.92
2001-09-14 | 5:00 | 15.6 | 60.08 | WEEKDAY | #N/A | 1979-09-14 | 5:00 | 23 | 73.4 |  |  | 2003-09-14 | 5:00 | 19.6 | 67.28 |  |  | 1995-09-14 | 5:00 | 22.2 | 71.96 | [5 empty] | 16.7 | 62.06 |  |  |  | 14 | 57.2 |  |  |  |  | 16.3 | 61.34 |  |  |  |  | 18.9 | 66.02 | [5 empty] | 8.9 | 48.02 |  |  |  | 20.6 | 69.08 |  |  |  |  | 13.9 | 57.02 |  |  |  |  | 14.2 | 57.56
2001-09-14 | 6:00 | 15 | 59 | WEEKDAY | #N/A | 1979-09-14 | 6:00 | 23.1 | 73.58 |  |  | 2003-09-14 | 6:00 | 19.4 | 66.92 |  |  | 1995-09-14 | 6:00 | 22.2 | 71.96 | [5 empty] | 17.2 | 62.96 |  |  |  | 15 | 59 |  |  |  |  | 16.5 | 61.7 |  |  |  |  | 19.4 | 66.92 | [5 empty] | 8.3 | 46.94 |  |  |  | 20.6 | 69.08 |  |  |  |  | 13.9 | 57.02 |  |  |  |  | 14.1 | 57.38
2001-09-14 | 7:00 | 13.9 | 57.02 | WEEKDAY | #N/A | 1979-09-14 | 7:00 | 23.3 | 73.94 |  |  | 2003-09-14 | 7:00 | 20.5 | 68.9 |  |  | 1995-09-14 | 7:00 | 22.8 | 73.04 | [5 empty] | 17.2 | 62.96 |  |  |  | 15.3 | 59.54 |  |  |  |  | 16.7 | 62.06 |  |  |  |  | 19.4 | 66.92 | [5 empty] | 10.6 | 51.08 |  |  |  | 20.6 | 69.08 |  |  |  |  | 16.1 | 60.98 |  |  |  |  | 13.9 | 57.02
2001-09-14 | 8:00 | 13.3 | 55.94 | WEEKDAY | #N/A | 1979-09-14 | 8:00 | 23.7 | 74.66 |  |  | 2003-09-14 | 8:00 | 21.8 | 71.24 |  |  | 1995-09-14 | 8:00 | 22.8 | 73.04 | [5 empty] | 18.3 | 64.94 |  |  |  | 16 | 60.8 |  |  |  |  | 18 | 64.4 |  |  |  |  | 20.6 | 69.08 | [5 empty] | 14.4 | 57.92 |  |  |  | 20.6 | 69.08 |  |  |  |  | 17.2 | 62.96 |  |  |  |  | 13.7 | 56.66
2001-09-14 | 9:00 | 12.8 | 55.04 | WEEKDAY | #N/A | 1979-09-14 | 9:00 | 24 | 75.2 |  |  | 2003-09-14 | 9:00 | 23 | 73.4 |  |  | 1995-09-14 | 9:00 | 23.3 | 73.94 | [5 empty] | 20.6 | 69.08 |  |  |  | 16 | 60.8 |  |  |  |  | 19.3 | 66.74 |  |  |  |  | 22.2 | 71.96 | [5 empty] | 18.9 | 66.02 |  |  |  | 20 | 68 |  |  |  |  | 19.4 | 66.92 |  |  |  |  | 13.5 | 56.3
2001-09-14 | 10:00 | 12.8 | 55.04 | WEEKDAY | #N/A | 1979-09-14 | 10:00 | 24.4 | 75.92 |  |  | 2003-09-14 | 10:00 | 24 | 75.2 |  |  | 1995-09-14 | 10:00 | 23.9 | 75.02 | [5 empty] | 20.6 | 69.08 |  |  |  | 17.2 | 62.96 |  |  |  |  | 20.6 | 69.08 |  |  |  |  | 23.9 | 75.02 | [5 empty] | 20.6 | 69.08 |  |  |  | 21.7 | 71.06 |  |  |  |  | 21.7 | 71.06 |  |  |  |  | 13.3 | 55.94
2001-09-14 | 11:00 | 13.3 | 55.94 | WEEKDAY | #N/A | 1979-09-14 | 11:00 | 24.4 | 75.92 |  |  | 2003-09-14 | 11:00 | 25 | 77 |  |  | 1995-09-14 | 11:00 | 26.1 | 78.98 | [5 empty] | 20 | 68 |  |  |  | 18 | 64.4 |  |  |  |  | 22.1 | 71.78 |  |  |  |  | 23.9 | 75.02 | [5 empty] | 21.7 | 71.06 |  |  |  | 22.2 | 71.96 |  |  |  |  | 23.9 | 75.02 |  |  |  |  | 13.1 | 55.58
2001-09-14 | 12:00 | 13.3 | 55.94 | WEEKDAY | #N/A | 1979-09-14 | 12:00 | 24.4 | 75.92 |  |  | 2003-09-14 | 12:00 | 25 | 77 |  |  | 1995-09-14 | 12:00 | 27.8 | 82.04 | [5 empty] | 20 | 68 |  |  |  | 19 | 66.2 |  |  |  |  | 23.5 | 74.3 |  |  |  |  | 25 | 77 | [5 empty] | 23.3 | 73.94 |  |  |  | 22.2 | 71.96 |  |  |  |  | 25.6 | 78.08 |  |  |  |  | 13 | 55.4
2001-09-14 | 13:00 | 13.3 | 55.94 | WEEKDAY | #N/A | 1979-09-14 | 13:00 | 24.4 | 75.92 |  |  | 2003-09-14 | 13:00 | 24 | 75.2 |  |  | 1995-09-14 | 13:00 | 28.9 | 84.02 | [5 empty] | 21.1 | 69.98 |  |  |  | 22 | 71.6 |  |  |  |  | 25 | 77 |  |  |  |  | 25.6 | 78.08 | [5 empty] | 23.3 | 73.94 |  |  |  | 22.8 | 73.04 |  |  |  |  | 26.7 | 80.06 |  |  |  |  | 12.8 | 55.04
2001-09-14 | 14:00 | 13.9 | 57.02 | WEEKDAY | #N/A | 1979-09-14 | 14:00 | 24.4 | 75.92 |  |  | 2003-09-14 | 14:00 | 24 | 75.2 |  |  | 1995-09-14 | 14:00 | 30.6 | 87.08 | [5 empty] | 20.6 | 69.08 |  |  |  | 21 | 69.8 |  |  |  |  | 25 | 77 |  |  |  |  | 26.1 | 78.98 | [5 empty] | 22.8 | 73.04 |  |  |  | 21.7 | 71.06 |  |  |  |  | 28.3 | 82.94 |  |  |  |  | 12.8 | 55.04
2001-09-14 | 15:00 | 13.9 | 57.02 | WEEKDAY | #N/A | 1979-09-14 | 15:00 | 24.4 | 75.92 |  |  | 2003-09-14 | 15:00 | 23 | 73.4 |  |  | 1995-09-14 | 15:00 | 30 | 86 | [5 empty] | 19.4 | 66.92 |  |  |  | 23 | 73.4 |  |  |  |  | 25 | 77 |  |  |  |  | 26.1 | 78.98 | [5 empty] | 22.8 | 73.04 |  |  |  | 22.2 | 71.96 |  |  |  |  | 28.9 | 84.02 |  |  |  |  | 12.8 | 55.04
2001-09-14 | 16:00 | 14.4 | 57.92 | WEEKDAY | #N/A | 1979-09-14 | 16:00 | 24.4 | 75.92 |  |  | 2003-09-14 | 16:00 | 23 | 73.4 |  |  | 1995-09-14 | 16:00 | 30 | 86 | [5 empty] | 19.4 | 66.92 |  |  |  | 23 | 73.4 |  |  |  |  | 25 | 77 |  |  |  |  | 25.6 | 78.08 | [5 empty] | 23.3 | 73.94 |  |  |  | 23.3 | 73.94 |  |  |  |  | 28.3 | 82.94 |  |  |  |  | 12.8 | 55.04
2001-09-14 | 17:00 | 15.6 | 60.08 | WEEKDAY | #N/A | 1979-09-14 | 17:00 | 24.2 | 75.56 |  |  | 2003-09-14 | 17:00 | 23 | 73.4 |  |  | 1995-09-14 | 17:00 | 27.2 | 80.96 | [5 empty] | 18.3 | 64.94 |  |  |  | 21 | 69.8 |  |  |  |  | 23.9 | 75.02 |  |  |  |  | 25 | 77 | [5 empty] | 20.6 | 69.08 |  |  |  | 21.1 | 69.98 |  |  |  |  | 26.7 | 80.06 |  |  |  |  | 12.6 | 54.68
2001-09-14 | 18:00 | 15.6 | 60.08 | WEEKDAY | #N/A | 1979-09-14 | 18:00 | 24.1 | 75.38 |  |  | 2003-09-14 | 18:00 | 22 | 71.6 |  |  | 1995-09-14 | 18:00 | 27.8 | 82.04 | [5 empty] | 16.7 | 62.06 |  |  |  | 19.1 | 66.38 |  |  |  |  | 22.8 | 73.04 |  |  |  |  | 23.9 | 75.02 | [5 empty] | 19.4 | 66.92 |  |  |  | 21.1 | 69.98 |  |  |  |  | 25 | 77 |  |  |  |  | 12.4 | 54.32
2001-09-14 | 19:00 | 15 | 59 | WEEKDAY | #N/A | 1979-09-14 | 19:00 | 23.9 | 75.02 |  |  | 2003-09-14 | 19:00 | 22 | 71.6 |  |  | 1995-09-14 | 19:00 | 27.2 | 80.96 | [5 empty] | 15.6 | 60.08 |  |  |  | 17 | 62.6 |  |  |  |  | 21.7 | 71.06 |  |  |  |  | 23.3 | 73.94 | [5 empty] | 18.3 | 64.94 |  |  |  | 20 | 68 |  |  |  |  | 23.9 | 75.02 |  |  |  |  | 12.2 | 53.96
2001-09-14 | 20:00 | 14.4 | 57.92 | WEEKDAY | #N/A | 1979-09-14 | 20:00 | 23 | 73.4 |  |  | 2003-09-14 | 20:00 | 22 | 71.6 |  |  | 1995-09-14 | 20:00 | 26.1 | 78.98 | [5 empty] | 16.1 | 60.98 |  |  |  | 16 | 60.8 |  |  |  |  | 21.1 | 69.98 |  |  |  |  | 22.2 | 71.96 | [5 empty] | 17.8 | 64.04 |  |  |  | 19.4 | 66.92 |  |  |  |  | 22.8 | 73.04 |  |  |  |  | 12.2 | 53.96
2001-09-14 | 21:00 | 14.4 | 57.92 | WEEKDAY | #N/A | 1979-09-14 | 21:00 | 22 | 71.6 |  |  | 2003-09-14 | 21:00 | 21 | 69.8 |  |  | 1995-09-14 | 21:00 | 24.4 | 75.92 | [5 empty] | 15 | 59 |  |  |  | 15 | 59 |  |  |  |  | 20.6 | 69.08 |  |  |  |  | 21.7 | 71.06 | [5 empty] | 16.7 | 62.06 |  |  |  | 19.4 | 66.92 |  |  |  |  | 22.2 | 71.96 |  |  |  |  | 12.2 | 53.96
2001-09-14 | 22:00 | 15 | 59 | WEEKDAY | #N/A | 1979-09-14 | 22:00 | 21.1 | 69.98 |  |  | 2003-09-14 | 22:00 | 22 | 71.6 |  |  | 1995-09-14 | 22:00 | 22.8 | 73.04 | [5 empty] | 15.6 | 60.08 |  |  |  | 13 | 55.4 |  |  |  |  | 20 | 68 |  |  |  |  | 21.7 | 71.06 | [5 empty] | 17.2 | 62.96 |  |  |  | 19.4 | 66.92 |  |  |  |  | 22.2 | 71.96 |  |  |  |  | 12.2 | 53.96
2001-09-14 | 23:00 | 15.6 | 60.08 | WEEKDAY | #N/A | 1979-09-14 | 23:00 | 20.9 | 69.62 |  |  | 2003-09-14 | 23:00 | 21 | 69.8 |  |  | 1995-09-14 | 23:00 | 21.7 | 71.06 | [5 empty] | 15.6 | 60.08 |  |  |  | 13 | 55.4 |  |  |  |  | 19.6 | 67.28 |  |  |  |  | 21.7 | 71.06 | [5 empty] | 16.7 | 62.06 |  |  |  | 19.4 | 66.92 |  |  |  |  | 21.7 | 71.06 |  |  |  |  | 12.2 | 53.96
2001-09-14 | 24:00 | 15.6 | 60.08 | WEEKDAY | #N/A | 1979-09-14 | 24:00 | 20.8 | 69.44 |  |  | 2003-09-14 | 24:00 | 21 | 69.8 |  |  | 1995-09-14 | 24:00 | 20.6 | 69.08 | [5 empty] | 15.6 | 60.08 |  |  |  | 12 | 53.6 |  |  |  |  | 19.3 | 66.74 |  |  |  |  | 21.1 | 69.98 | [5 empty] | 15 | 59 |  |  |  | 18.9 | 66.02 |  |  |  |  | 21.1 | 69.98 |  |  |  |  | 12.2 | 53.96
2001-09-15 | 1:00 | 14.4 | 57.92 | SATURDAY | #N/A | 1979-09-15 | 1:00 | 20.6 | 69.08 |  |  | 2003-09-15 | 1:00 | 21 | 69.8 |  |  | 1995-09-15 | 1:00 | 19.4 | 66.92 | [5 empty] | 15.6 | 60.08 |  |  |  | 9 | 48.2 |  |  |  |  | 18.9 | 66.02 |  |  |  |  | 21.1 | 69.98 | [5 empty] | 15 | 59 |  |  |  | 18.3 | 64.94 |  |  |  |  | 20.6 | 69.08 |  |  |  |  | 12.2 | 53.96
2001-09-15 | 2:00 | 13.9 | 57.02 | SATURDAY | #N/A | 1979-09-15 | 2:00 | 19.5 | 67.1 |  |  | 2003-09-15 | 2:00 | 21 | 69.8 |  |  | 1995-09-15 | 2:00 | 17.8 | 64.04 | [5 empty] | 13.9 | 57.02 |  |  |  | 11 | 51.8 |  |  |  |  | 18.5 | 65.3 |  |  |  |  | 21.7 | 71.06 | [5 empty] | 14.4 | 57.92 |  |  |  | 18.9 | 66.02 |  |  |  |  | 20 | 68 |  |  |  |  | 12.4 | 54.32
2001-09-15 | 3:00 | 13.9 | 57.02 | SATURDAY | #N/A | 1979-09-15 | 3:00 | 18.3 | 64.94 |  |  | 2003-09-15 | 3:00 | 21 | 69.8 |  |  | 1995-09-15 | 3:00 | 17.2 | 62.96 | [5 empty] | 15 | 59 |  |  |  | 11 | 51.8 |  |  |  |  | 18.2 | 64.76 |  |  |  |  | 21.7 | 71.06 | [5 empty] | 14.4 | 57.92 |  |  |  | 18.3 | 64.94 |  |  |  |  | 19.4 | 66.92 |  |  |  |  | 12.6 | 54.68
2001-09-15 | 4:00 | 13.3 | 55.94 | SATURDAY | #N/A | 1979-09-15 | 4:00 | 17.2 | 62.96 |  |  | 2003-09-15 | 4:00 | 21 | 69.8 |  |  | 1995-09-15 | 4:00 | 16.7 | 62.06 | [5 empty] | 15 | 59 |  |  |  | 11 | 51.8 |  |  |  |  | 17.8 | 64.04 |  |  |  |  | 20.6 | 69.08 | [5 empty] | 14.4 | 57.92 |  |  |  | 18.3 | 64.94 |  |  |  |  | 21.7 | 71.06 |  |  |  |  | 12.8 | 55.04
2001-09-15 | 5:00 | 13.3 | 55.94 | SATURDAY | #N/A | 1979-09-15 | 5:00 | 17.2 | 62.96 |  |  | 2003-09-15 | 5:00 | 21 | 69.8 |  |  | 1995-09-15 | 5:00 | 16.1 | 60.98 | [5 empty] | 15.6 | 60.08 |  |  |  | 9 | 48.2 |  |  |  |  | 17.6 | 63.68 |  |  |  |  | 19.4 | 66.92 | [5 empty] | 13.9 | 57.02 |  |  |  | 18.3 | 64.94 |  |  |  |  | 20.6 | 69.08 |  |  |  |  | 12.2 | 53.96
2001-09-15 | 6:00 | 12.8 | 55.04 | SATURDAY | #N/A | 1979-09-15 | 6:00 | 17.2 | 62.96 |  |  | 2003-09-15 | 6:00 | 21 | 69.8 |  |  | 1995-09-15 | 6:00 | 15 | 59 | [5 empty] | 16.1 | 60.98 |  |  |  | 9 | 48.2 |  |  |  |  | 17.4 | 63.32 |  |  |  |  | 18.9 | 66.02 | [5 empty] | 14 | 57.2 |  |  |  | 18.3 | 64.94 |  |  |  |  | 21.1 | 69.98 |  |  |  |  | 11.7 | 53.06
2001-09-15 | 7:00 | 13.3 | 55.94 | SATURDAY | #N/A | 1979-09-15 | 7:00 | 17.2 | 62.96 |  |  | 2003-09-15 | 7:00 | 20 | 68 |  |  | 1995-09-15 | 7:00 | 17.2 | 62.96 | [5 empty] | 16.7 | 62.06 |  |  |  | 11 | 51.8 |  |  |  |  | 17.2 | 62.96 |  |  |  |  | 18.3 | 64.94 | [5 empty] | 13.9 | 57.02 |  |  |  | 18.3 | 64.94 |  |  |  |  | 20.6 | 69.08 |  |  |  |  | 11.1 | 51.98
2001-09-15 | 8:00 | 14.4 | 57.92 | SATURDAY | #N/A | 1979-09-15 | 8:00 | 18.3 | 64.94 |  |  | 2003-09-15 | 8:00 | 20.8 | 69.44 |  |  | 1995-09-15 | 8:00 | 18.3 | 64.94 | [5 empty] | 17.8 | 64.04 |  |  |  | 14 | 57.2 |  |  |  |  | 18.1 | 64.58 |  |  |  |  | 18.3 | 64.94 | [5 empty] | 13.3 | 55.94 |  |  |  | 18.9 | 66.02 |  |  |  |  | 21.1 | 69.98 |  |  |  |  | 12.4 | 54.32
2001-09-15 | 9:00 | 15.6 | 60.08 | SATURDAY | #N/A | 1979-09-15 | 9:00 | 19.5 | 67.1 |  |  | 2003-09-15 | 9:00 | 21.5 | 70.7 |  |  | 1995-09-15 | 9:00 | 20 | 68 | [5 empty] | 18.3 | 64.94 |  |  |  | 17 | 62.6 |  |  |  |  | 19.1 | 66.38 |  |  |  |  | 19.4 | 66.92 | [5 empty] | 13.9 | 57.02 |  |  |  | 21.1 | 69.98 |  |  |  |  | 21.1 | 69.98 |  |  |  |  | 13.7 | 56.66
2001-09-15 | 10:00 | 16.7 | 62.06 | SATURDAY | #N/A | 1979-09-15 | 10:00 | 20.6 | 69.08 |  |  | 2003-09-15 | 10:00 | 22 | 71.6 |  |  | 1995-09-15 | 10:00 | 21.7 | 71.06 | [5 empty] | 19.4 | 66.92 |  |  |  | 18 | 64.4 |  |  |  |  | 20 | 68 |  |  |  |  | 21.7 | 71.06 | [5 empty] | 15.6 | 60.08 |  |  |  | 23.3 | 73.94 |  |  |  |  | 22.2 | 71.96 |  |  |  |  | 15 | 59
2001-09-15 | 11:00 | 17.8 | 64.04 | SATURDAY | #N/A | 1979-09-15 | 11:00 | 20.8 | 69.44 |  |  | 2003-09-15 | 11:00 | 22 | 71.6 |  |  | 1995-09-15 | 11:00 | 21.7 | 71.06 | [5 empty] | 21.1 | 69.98 |  |  |  | 19 | 66.2 |  |  |  |  | 20.6 | 69.08 |  |  |  |  | 17.8 | 64.04 | [5 empty] | 15.6 | 60.08 |  |  |  | 23.9 | 75.02 |  |  |  |  | 23.3 | 73.94 |  |  |  |  | 15.9 | 60.62
2001-09-15 | 12:00 | 18.3 | 64.94 | SATURDAY | #N/A | 1979-09-15 | 12:00 | 20.9 | 69.62 |  |  | 2003-09-15 | 12:00 | 23 | 73.4 |  |  | 1995-09-15 | 12:00 | 21.7 | 71.06 | [5 empty] | 21.1 | 69.98 |  |  |  | 20.3 | 68.54 |  |  |  |  | 21.1 | 69.98 |  |  |  |  | 18.3 | 64.94 | [5 empty] | 16 | 60.8 |  |  |  | 26.1 | 78.98 |  |  |  |  | 25 | 77 |  |  |  |  | 16.9 | 62.42
2001-09-15 | 13:00 | 18.3 | 64.94 | SATURDAY | #N/A | 1979-09-15 | 13:00 | 21.1 | 69.98 |  |  | 2003-09-15 | 13:00 | 23 | 73.4 |  |  | 1995-09-15 | 13:00 | 22.2 | 71.96 | [5 empty] | 21.7 | 71.06 |  |  |  | 21.1 | 69.98 |  |  |  |  | 21.7 | 71.06 |  |  |  |  | 18.3 | 64.94 | [5 empty] | 17.8 | 64.04 |  |  |  | 25 | 77 |  |  |  |  | 25.6 | 78.08 |  |  |  |  | 17.8 | 64.04
2001-09-15 | 14:00 | 19.4 | 66.92 | SATURDAY | #N/A | 1979-09-15 | 14:00 | 21.3 | 70.34 |  |  | 2003-09-15 | 14:00 | 23 | 73.4 |  |  | 1995-09-15 | 14:00 | 22.8 | 73.04 | [5 empty] | 21.1 | 69.98 |  |  |  | 22 | 71.6 |  |  |  |  | 21.7 | 71.06 |  |  |  |  | 18.3 | 64.94 | [5 empty] | 18.3 | 64.94 |  |  |  | 25.6 | 78.08 |  |  |  |  | 26.1 | 78.98 |  |  |  |  | 18 | 64.4
2001-09-15 | 15:00 | 19.4 | 66.92 | SATURDAY | #N/A | 1979-09-15 | 15:00 | 21.5 | 70.7 |  |  | 2003-09-15 | 15:00 | 23 | 73.4 |  |  | 1995-09-15 | 15:00 | 22.8 | 73.04 | [5 empty] | 20.6 | 69.08 |  |  |  | 22 | 71.6 |  |  |  |  | 21.7 | 71.06 |  |  |  |  | 18.9 | 66.02 | [5 empty] | 18.3 | 64.94 |  |  |  | 24.4 | 75.92 |  |  |  |  | 26.1 | 78.98 |  |  |  |  | 18.1 | 64.58
2001-09-15 | 16:00 | 20 | 68 | SATURDAY | #N/A | 1979-09-15 | 16:00 | 21.7 | 71.06 |  |  | 2003-09-15 | 16:00 | 22 | 71.6 |  |  | 1995-09-15 | 16:00 | 22.2 | 71.96 | [5 empty] | 20 | 68 |  |  |  | 22 | 71.6 |  |  |  |  | 21.7 | 71.06 |  |  |  |  | 18.9 | 66.02 | [5 empty] | 16.7 | 62.06 |  |  |  | 23.3 | 73.94 |  |  |  |  | 26.1 | 78.98 |  |  |  |  | 18.3 | 64.94
2001-09-15 | 17:00 | 19.4 | 66.92 | SATURDAY | #N/A | 1979-09-15 | 17:00 | 20.9 | 69.62 |  |  | 2003-09-15 | 17:00 | 22 | 71.6 |  |  | 1995-09-15 | 17:00 | 21.7 | 71.06 | [5 empty] | 19.4 | 66.92 |  |  |  | 22 | 71.6 |  |  |  |  | 21.1 | 69.98 |  |  |  |  | 18.3 | 64.94 | [5 empty] | 15 | 59 |  |  |  | 23.3 | 73.94 |  |  |  |  | 25.6 | 78.08 |  |  |  |  | 16.6 | 61.88
2001-09-15 | 18:00 | 18.9 | 66.02 | SATURDAY | #N/A | 1979-09-15 | 18:00 | 20.2 | 68.36 |  |  | 2003-09-15 | 18:00 | 22 | 71.6 |  |  | 1995-09-15 | 18:00 | 20.6 | 69.08 | [5 empty] | 18.3 | 64.94 |  |  |  | 19 | 66.2 |  |  |  |  | 20.6 | 69.08 |  |  |  |  | 16.7 | 62.06 | [5 empty] | 13.9 | 57.02 |  |  |  | 22.2 | 71.96 |  |  |  |  | 22.8 | 73.04 |  |  |  |  | 15 | 59
2001-09-15 | 19:00 | 18.3 | 64.94 | SATURDAY | #N/A | 1979-09-15 | 19:00 | 19.4 | 66.92 |  |  | 2003-09-15 | 19:00 | 21 | 69.8 |  |  | 1995-09-15 | 19:00 | 20 | 68 | [5 empty] | 17.8 | 64.04 |  |  |  | 19 | 66.2 |  |  |  |  | 20 | 68 |  |  |  |  | 15.6 | 60.08 | [5 empty] | 12.2 | 53.96 |  |  |  | 21.7 | 71.06 |  |  |  |  | 23.3 | 73.94 |  |  |  |  | 13.3 | 55.94
2001-09-15 | 20:00 | 18.3 | 64.94 | SATURDAY | #N/A | 1979-09-15 | 20:00 | 18.9 | 66.02 |  |  | 2003-09-15 | 20:00 | 21 | 69.8 |  |  | 1995-09-15 | 20:00 | 18.3 | 64.94 | [5 empty] | 18.3 | 64.94 |  |  |  | 14 | 57.2 |  |  |  |  | 19.4 | 66.92 |  |  |  |  | 15 | 59 | [5 empty] | 11.7 | 53.06 |  |  |  | 22.2 | 71.96 |  |  |  |  | 22.8 | 73.04 |  |  |  |  | 11.6 | 52.88
2001-09-15 | 21:00 | 17.2 | 62.96 | SATURDAY | #N/A | 1979-09-15 | 21:00 | 18.3 | 64.94 |  |  | 2003-09-15 | 21:00 | 20 | 68 |  |  | 1995-09-15 | 21:00 | 18.3 | 64.94 | [5 empty] | 18.3 | 64.94 |  |  |  | 14 | 57.2 |  |  |  |  | 18.9 | 66.02 |  |  |  |  | 15 | 59 | [5 empty] | 11.7 | 53.06 |  |  |  | 21.7 | 71.06 |  |  |  |  | 22.8 | 73.04 |  |  |  |  | 10 | 50
2001-09-15 | 22:00 | 16.7 | 62.06 | SATURDAY | #N/A | 1979-09-15 | 22:00 | 17.8 | 64.04 |  |  | 2003-09-15 | 22:00 | 20 | 68 |  |  | 1995-09-15 | 22:00 | 17.8 | 64.04 | [5 empty] | 18.3 | 64.94 |  |  |  | 14 | 57.2 |  |  |  |  | 18.3 | 64.94 |  |  |  |  | 14.4 | 57.92 | [5 empty] | 11.7 | 53.06 |  |  |  | 21.1 | 69.98 |  |  |  |  | 21.7 | 71.06 |  |  |  |  | 8.3 | 46.94
2001-09-15 | 23:00 | 17.2 | 62.96 | SATURDAY | #N/A | 1979-09-15 | 23:00 | 17.2 | 62.96 |  |  | 2003-09-15 | 23:00 | 20 | 68 |  |  | 1995-09-15 | 23:00 | 16.7 | 62.06 | [5 empty] | 18.3 | 64.94 |  |  |  | 14 | 57.2 |  |  |  |  | 17.9 | 64.22 |  |  |  |  | 13.9 | 57.02 | [5 empty] | 10.6 | 51.08 |  |  |  | 21.1 | 69.98 |  |  |  |  | 20.6 | 69.08 |  |  |  |  | 8.1 | 46.58
2001-09-15 | 24:00 | 16.7 | 62.06 | SATURDAY | #N/A | 1979-09-15 | 24:00 | 16.7 | 62.06 |  |  | 2003-09-15 | 24:00 | 20 | 68 |  |  | 1995-09-15 | 24:00 | 16.1 | 60.98 | [5 empty] | 18.3 | 64.94 |  |  |  | 13 | 55.4 |  |  |  |  | 17.6 | 63.68 |  |  |  |  | 13.3 | 55.94 | [5 empty] | 10.6 | 51.08 |  |  |  | 21.1 | 69.98 |  |  |  |  | 20 | 68 |  |  |  |  | 8 | 46.4
2001-09-16 | 1:00 | 16.1 | 60.98 | SUNDAY | #N/A | 1979-09-16 | 1:00 | 16.1 | 60.98 |  |  | 2003-09-16 | 1:00 | 20 | 68 |  |  | 1995-09-16 | 1:00 | 15.6 | 60.08 | [5 empty] | 18.3 | 64.94 |  |  |  | 12 | 53.6 |  |  |  |  | 17.2 | 62.96 |  |  |  |  | 12.8 | 55.04 | [5 empty] | 8.9 | 48.02 |  |  |  | 21.1 | 69.98 |  |  |  |  | 20 | 68 |  |  |  |  | 7.8 | 46.04
2001-09-16 | 2:00 | 16.1 | 60.98 | SUNDAY | #N/A | 1979-09-16 | 2:00 | 15.4 | 59.72 |  |  | 2003-09-16 | 2:00 | 19 | 66.2 |  |  | 1995-09-16 | 2:00 | 15 | 59 | [5 empty] | 18.3 | 64.94 |  |  |  | 13 | 55.4 |  |  |  |  | 17 | 62.6 |  |  |  |  | 12.2 | 53.96 | [5 empty] | 10.6 | 51.08 |  |  |  | 21.1 | 69.98 |  |  |  |  | 20 | 68 |  |  |  |  | 7.1 | 44.78
2001-09-16 | 3:00 | 15.6 | 60.08 | SUNDAY | #N/A | 1979-09-16 | 3:00 | 14.6 | 58.28 |  |  | 2003-09-16 | 3:00 | 19 | 66.2 |  |  | 1995-09-16 | 3:00 | 13.9 | 57.02 | [5 empty] | 18.9 | 66.02 |  |  |  | 13 | 55.4 |  |  |  |  | 16.9 | 62.42 |  |  |  |  | 10.6 | 51.08 | [5 empty] | 10.6 | 51.08 |  |  |  | 21.1 | 69.98 |  |  |  |  | 18.9 | 66.02 |  |  |  |  | 6.3 | 43.34
2001-09-16 | 4:00 | 15 | 59 | SUNDAY | #N/A | 1979-09-16 | 4:00 | 13.9 | 57.02 |  |  | 2003-09-16 | 4:00 | 19 | 66.2 |  |  | 1995-09-16 | 4:00 | 13.9 | 57.02 | [5 empty] | 18.9 | 66.02 |  |  |  | 12 | 53.6 |  |  |  |  | 16.7 | 62.06 |  |  |  |  | 7.8 | 46.04 | [5 empty] | 9.4 | 48.92 |  |  |  | 20 | 68 |  |  |  |  | 17.8 | 64.04 |  |  |  |  | 5.6 | 42.08
2001-09-16 | 5:00 | 15 | 59 | SUNDAY | #N/A | 1979-09-16 | 5:00 | 14.5 | 58.1 |  |  | 2003-09-16 | 5:00 | 19 | 66.2 |  |  | 1995-09-16 | 5:00 | 14.4 | 57.92 | [5 empty] | 18.9 | 66.02 |  |  |  | 12 | 53.6 |  |  |  |  | 16.1 | 60.98 |  |  |  |  | 8.3 | 46.94 | [5 empty] | 9.4 | 48.92 |  |  |  | 21.1 | 69.98 |  |  |  |  | 16.7 | 62.06 |  |  |  |  | 6.7 | 44.06
2001-09-16 | 6:00 | 14.4 | 57.92 | SUNDAY | #N/A | 1979-09-16 | 6:00 | 15 | 59 |  |  | 2003-09-16 | 6:00 | 19 | 66.2 |  |  | 1995-09-16 | 6:00 | 14.4 | 57.92 | [5 empty] | 18.9 | 66.02 |  |  |  | 11 | 51.8 |  |  |  |  | 15.6 | 60.08 |  |  |  |  | 9.4 | 48.92 | [5 empty] | 8.3 | 46.94 |  |  |  | 21.7 | 71.06 |  |  |  |  | 16.1 | 60.98 |  |  |  |  | 7.8 | 46.04
2001-09-16 | 7:00 | 15 | 59 | SUNDAY | #N/A | 1979-09-16 | 7:00 | 15.6 | 60.08 |  |  | 2003-09-16 | 7:00 | 19 | 66.2 |  |  | 1995-09-16 | 7:00 | 15.6 | 60.08 | [5 empty] | 19.4 | 66.92 |  |  |  | 14 | 57.2 |  |  |  |  | 15 | 59 |  |  |  |  | 11.1 | 51.98 | [5 empty] | 10 | 50 |  |  |  | 21.7 | 71.06 |  |  |  |  | 16.1 | 60.98 |  |  |  |  | 8.9 | 48.02
2001-09-16 | 8:00 | 15.6 | 60.08 | SUNDAY | #N/A | 1979-09-16 | 8:00 | 16.9 | 62.42 |  |  | 2003-09-16 | 8:00 | 19 | 66.2 |  |  | 1995-09-16 | 8:00 | 18.9 | 66.02 | [5 empty] | 20.6 | 69.08 |  |  |  | 17 | 62.6 |  |  |  |  | 15.7 | 60.26 |  |  |  |  | 12.8 | 55.04 | [5 empty] | 11.7 | 53.06 |  |  |  | 22.8 | 73.04 |  |  |  |  | 15.6 | 60.08 |  |  |  |  | 11.9 | 53.42
2001-09-16 | 9:00 | 17.2 | 62.96 | SUNDAY | #N/A | 1979-09-16 | 9:00 | 18.1 | 64.58 |  |  | 2003-09-16 | 9:00 | 21 | 69.8 |  |  | 1995-09-16 | 9:00 | 19.4 | 66.92 | [5 empty] | 21.1 | 69.98 |  |  |  | 19 | 66.2 |  |  |  |  | 16.5 | 61.7 |  |  |  |  | 13.3 | 55.94 | [5 empty] | 12.2 | 53.96 |  |  |  | 23.9 | 75.02 |  |  |  |  | 15.6 | 60.08 |  |  |  |  | 14.8 | 58.64
2001-09-16 | 10:00 | 18.3 | 64.94 | SUNDAY | #N/A | 1979-09-16 | 10:00 | 19.4 | 66.92 |  |  | 2003-09-16 | 10:00 | 21 | 69.8 |  |  | 1995-09-16 | 10:00 | 21.1 | 69.98 | [5 empty] | 20.6 | 69.08 |  |  |  | 19 | 66.2 |  |  |  |  | 17.2 | 62.96 |  |  |  |  | 14.4 | 57.92 | [5 empty] | 12.8 | 55.04 |  |  |  | 23.9 | 75.02 |  |  |  |  | 15.6 | 60.08 |  |  |  |  | 17.8 | 64.04
2001-09-16 | 11:00 | 20 | 68 | SUNDAY | #N/A | 1979-09-16 | 11:00 | 20.2 | 68.36 |  |  | 2003-09-16 | 11:00 | 22 | 71.6 |  |  | 1995-09-16 | 11:00 | 21.7 | 71.06 | [5 empty] | 22.2 | 71.96 |  |  |  | 21 | 69.8 |  |  |  |  | 17.6 | 63.68 |  |  |  |  | 15.6 | 60.08 | [5 empty] | 12.8 | 55.04 |  |  |  | 26.1 | 78.98 |  |  |  |  | 16.1 | 60.98 |  |  |  |  | 18.9 | 66.02
2001-09-16 | 12:00 | 20.6 | 69.08 | SUNDAY | #N/A | 1979-09-16 | 12:00 | 20.9 | 69.62 |  |  | 2003-09-16 | 12:00 | 23 | 73.4 |  |  | 1995-09-16 | 12:00 | 21.1 | 69.98 | [5 empty] | 23.9 | 75.02 |  |  |  | 21 | 69.8 |  |  |  |  | 17.9 | 64.22 |  |  |  |  | 15.6 | 60.08 | [5 empty] | 15 | 59 |  |  |  | 26.7 | 80.06 |  |  |  |  | 16.1 | 60.98 |  |  |  |  | 20 | 68
2001-09-16 | 13:00 | 20.6 | 69.08 | SUNDAY | #N/A | 1979-09-16 | 13:00 | 21.7 | 71.06 |  |  | 2003-09-16 | 13:00 | 23 | 73.4 |  |  | 1995-09-16 | 13:00 | 20.6 | 69.08 | [5 empty] | 23.9 | 75.02 |  |  |  | 20.4 | 68.72 |  |  |  |  | 18.3 | 64.94 |  |  |  |  | 17.2 | 62.96 | [5 empty] | 16.1 | 60.98 |  |  |  | 27.2 | 80.96 |  |  |  |  | 17.8 | 64.04 |  |  |  |  | 21.1 | 69.98
2001-09-16 | 14:00 | 21.7 | 71.06 | SUNDAY | #N/A | 1979-09-16 | 14:00 | 22.1 | 71.78 |  |  | 2003-09-16 | 14:00 | 24 | 75.2 |  |  | 1995-09-16 | 14:00 | 20 | 68 | [5 empty] | 24.4 | 75.92 |  |  |  | 20 | 68 |  |  |  |  | 18.3 | 64.94 |  |  |  |  | 16.1 | 60.98 | [5 empty] | 15.6 | 60.08 |  |  |  | 27.2 | 80.96 |  |  |  |  | 17.8 | 64.04 |  |  |  |  | 21.5 | 70.7
2001-09-16 | 15:00 | 21.7 | 71.06 | SUNDAY | #N/A | 1979-09-16 | 15:00 | 22.4 | 72.32 |  |  | 2003-09-16 | 15:00 | 24 | 75.2 |  |  | 1995-09-16 | 15:00 | 19.4 | 66.92 | [5 empty] | 23.9 | 75.02 |  |  |  | 20 | 68 |  |  |  |  | 18.3 | 64.94 |  |  |  |  | 17.2 | 62.96 | [5 empty] | 13.3 | 55.94 |  |  |  | 26.7 | 80.06 |  |  |  |  | 18.3 | 64.94 |  |  |  |  | 21.8 | 71.24
2001-09-16 | 16:00 | 22.2 | 71.96 | SUNDAY | #N/A | 1979-09-16 | 16:00 | 22.8 | 73.04 |  |  | 2003-09-16 | 16:00 | 24 | 75.2 |  |  | 1995-09-16 | 16:00 | 19.4 | 66.92 | [5 empty] | 23.9 | 75.02 |  |  |  | 18 | 64.4 |  |  |  |  | 18.3 | 64.94 |  |  |  |  | 15.6 | 60.08 | [5 empty] | 13.9 | 57.02 |  |  |  | 26.7 | 80.06 |  |  |  |  | 18.3 | 64.94 |  |  |  |  | 22.2 | 71.96
2001-09-16 | 17:00 | 22.2 | 71.96 | SUNDAY | #N/A | 1979-09-16 | 17:00 | 22.1 | 71.78 |  |  | 2003-09-16 | 17:00 | 23 | 73.4 |  |  | 1995-09-16 | 17:00 | 18.9 | 66.02 | [5 empty] | 23.3 | 73.94 |  |  |  | 19 | 66.2 |  |  |  |  | 17.9 | 64.22 |  |  |  |  | 15 | 59 | [5 empty] | 12.8 | 55.04 |  |  |  | 26.1 | 78.98 |  |  |  |  | 17.8 | 64.04 |  |  |  |  | 20.2 | 68.36
2001-09-16 | 18:00 | 20.6 | 69.08 | SUNDAY | #N/A | 1979-09-16 | 18:00 | 21.3 | 70.34 |  |  | 2003-09-16 | 18:00 | 21 | 69.8 |  |  | 1995-09-16 | 18:00 | 18.9 | 66.02 | [5 empty] | 21.7 | 71.06 |  |  |  | 18 | 64.4 |  |  |  |  | 17.6 | 63.68 |  |  |  |  | 13.3 | 55.94 | [5 empty] | 12.8 | 55.04 |  |  |  | 25 | 77 |  |  |  |  | 15.6 | 60.08 |  |  |  |  | 18.1 | 64.58
2001-09-16 | 19:00 | 19.4 | 66.92 | SUNDAY | #N/A | 1979-09-16 | 19:00 | 20.6 | 69.08 |  |  | 2003-09-16 | 19:00 | 18 | 64.4 |  |  | 1995-09-16 | 19:00 | 18.9 | 66.02 | [5 empty] | 21.7 | 71.06 |  |  |  | 17 | 62.6 |  |  |  |  | 17.2 | 62.96 |  |  |  |  | 12.8 | 55.04 | [5 empty] | 12.8 | 55.04 |  |  |  | 23.9 | 75.02 |  |  |  |  | 14.4 | 57.92 |  |  |  |  | 16.1 | 60.98
2001-09-16 | 20:00 | 19.4 | 66.92 | SUNDAY | #N/A | 1979-09-16 | 20:00 | 20 | 68 |  |  | 2003-09-16 | 20:00 | 17 | 62.6 |  |  | 1995-09-16 | 20:00 | 18.9 | 66.02 | [5 empty] | 20.6 | 69.08 |  |  |  | 17 | 62.6 |  |  |  |  | 17.2 | 62.96 |  |  |  |  | 11.1 | 51.98 | [5 empty] | 12.2 | 53.96 |  |  |  | 23.9 | 75.02 |  |  |  |  | 12.8 | 55.04 |  |  |  |  | 16.1 | 60.98
2001-09-16 | 21:00 | 18.9 | 66.02 | SUNDAY | #N/A | 1979-09-16 | 21:00 | 19.5 | 67.1 |  |  | 2003-09-16 | 21:00 | 16 | 60.8 |  |  | 1995-09-16 | 21:00 | 20 | 68 | [5 empty] | 20 | 68 |  |  |  | 17 | 62.6 |  |  |  |  | 17.2 | 62.96 |  |  |  |  | 11.1 | 51.98 | [5 empty] | 11.7 | 53.06 |  |  |  | 23.9 | 75.02 |  |  |  |  | 11.1 | 51.98 |  |  |  |  | 16.1 | 60.98
2001-09-16 | 22:00 | 18.9 | 66.02 | SUNDAY | #N/A | 1979-09-16 | 22:00 | 18.9 | 66.02 |  |  | 2003-09-16 | 22:00 | 16 | 60.8 |  |  | 1995-09-16 | 22:00 | 20 | 68 | [5 empty] | 20.6 | 69.08 |  |  |  | 17 | 62.6 |  |  |  |  | 17.2 | 62.96 |  |  |  |  | 11.7 | 53.06 | [5 empty] | 11.7 | 53.06 |  |  |  | 23.9 | 75.02 |  |  |  |  | 10.6 | 51.08 |  |  |  |  | 16.1 | 60.98
2001-09-16 | 23:00 | 18.3 | 64.94 | SUNDAY | #N/A | 1979-09-16 | 23:00 | 18.5 | 65.3 |  |  | 2003-09-16 | 23:00 | 16 | 60.8 |  |  | 1995-09-16 | 23:00 | 20 | 68 | [5 empty] | 21.1 | 69.98 |  |  |  | 16 | 60.8 |  |  |  |  | 17.2 | 62.96 |  |  |  |  | 11.1 | 51.98 | [5 empty] | 11.1 | 51.98 |  |  |  | 24.4 | 75.92 |  |  |  |  | 10 | 50 |  |  |  |  | 16.1 | 60.98
2001-09-16 | 24:00 | 17.8 | 64.04 | SUNDAY | #N/A | 1979-09-16 | 24:00 | 18.2 | 64.76 |  |  | 2003-09-16 | 24:00 | 15 | 59 |  |  | 1995-09-16 | 24:00 | 19.4 | 66.92 | [5 empty] | 21.1 | 69.98 |  |  |  | 16 | 60.8 |  |  |  |  | 17.2 | 62.96 |  |  |  |  | 11.1 | 51.98 | [5 empty] | 10 | 50 |  |  |  | 23.9 | 75.02 |  |  |  |  | 9.4 | 48.92 |  |  |  |  | 16.1 | 60.98
2001-09-17 | 1:00 | 17.8 | 64.04 | WEEKDAY | #N/A | 1979-09-17 | 1:00 | 17.8 | 64.04 |  |  | 2003-09-17 | 1:00 | 14 | 57.2 |  |  | 1995-09-17 | 1:00 | 19.4 | 66.92 | [5 empty] | 20 | 68 |  |  |  | 16 | 60.8 |  |  |  |  | 17.2 | 62.96 |  |  |  |  | 10 | 50 | [5 empty] | 10 | 50 |  |  |  | 23.9 | 75.02 |  |  |  |  | 8.3 | 46.94 |  |  |  |  | 16.1 | 60.98
2001-09-17 | 2:00 | 17.2 | 62.96 | WEEKDAY | #N/A | 1979-09-17 | 2:00 | 17.6 | 63.68 |  |  | 2003-09-17 | 2:00 | 14 | 57.2 |  |  | 1995-09-17 | 2:00 | 19.4 | 66.92 | [5 empty] | 19.4 | 66.92 |  |  |  | 16 | 60.8 |  |  |  |  | 17 | 62.6 |  |  |  |  | 9.4 | 48.92 | [5 empty] | 10 | 50 |  |  |  | 23.9 | 75.02 |  |  |  |  | 8.3 | 46.94 |  |  |  |  | 16.5 | 61.7
2001-09-17 | 3:00 | 17.2 | 62.96 | WEEKDAY | #N/A | 1979-09-17 | 3:00 | 17.4 | 63.32 |  |  | 2003-09-17 | 3:00 | 14 | 57.2 |  |  | 1995-09-17 | 3:00 | 20 | 68 | [5 empty] | 18.9 | 66.02 |  |  |  | 16 | 60.8 |  |  |  |  | 16.9 | 62.42 |  |  |  |  | 7.2 | 44.96 | [5 empty] | 10.6 | 51.08 |  |  |  | 23.9 | 75.02 |  |  |  |  | 7.2 | 44.96 |  |  |  |  | 16.8 | 62.24
2001-09-17 | 4:00 | 16.7 | 62.06 | WEEKDAY | #N/A | 1979-09-17 | 4:00 | 17.2 | 62.96 |  |  | 2003-09-17 | 4:00 | 13 | 55.4 |  |  | 1995-09-17 | 4:00 | 19.4 | 66.92 | [5 empty] | 18.9 | 66.02 |  |  |  | 16 | 60.8 |  |  |  |  | 16.7 | 62.06 |  |  |  |  | 7.8 | 46.04 | [5 empty] | 10.6 | 51.08 |  |  |  | 23.3 | 73.94 |  |  |  |  | 7.2 | 44.96 |  |  |  |  | 17.2 | 62.96
2001-09-17 | 5:00 | 16.7 | 62.06 | WEEKDAY | #N/A | 1979-09-17 | 5:00 | 17.4 | 63.32 |  |  | 2003-09-17 | 5:00 | 13 | 55.4 |  |  | 1995-09-17 | 5:00 | 17.8 | 64.04 | [5 empty] | 19.4 | 66.92 |  |  |  | 16 | 60.8 |  |  |  |  | 16.7 | 62.06 |  |  |  |  | 6.7 | 44.06 | [5 empty] | 11.7 | 53.06 |  |  |  | 22.8 | 73.04 |  |  |  |  | 7.8 | 46.04 |  |  |  |  | 17.2 | 62.96
2001-09-17 | 6:00 | 16.1 | 60.98 | WEEKDAY | #N/A | 1979-09-17 | 6:00 | 17.6 | 63.68 |  |  | 2003-09-17 | 6:00 | 14 | 57.2 |  |  | 1995-09-17 | 6:00 | 16.7 | 62.06 | [5 empty] | 19.4 | 66.92 |  |  |  | 16 | 60.8 |  |  |  |  | 16.7 | 62.06 |  |  |  |  | 6.1 | 42.98 | [5 empty] | 11.7 | 53.06 |  |  |  | 22.2 | 71.96 |  |  |  |  | 7.8 | 46.04 |  |  |  |  | 17.2 | 62.96
2001-09-17 | 7:00 | 16.1 | 60.98 | WEEKDAY | #N/A | 1979-09-17 | 7:00 | 17.8 | 64.04 |  |  | 2003-09-17 | 7:00 | 17 | 62.6 |  |  | 1995-09-17 | 7:00 | 16.7 | 62.06 | [5 empty] | 20.6 | 69.08 |  |  |  | 16 | 60.8 |  |  |  |  | 16.7 | 62.06 |  |  |  |  | 7.8 | 46.04 | [5 empty] | 11.7 | 53.06 |  |  |  | 22.2 | 71.96 |  |  |  |  | 7.8 | 46.04 |  |  |  |  | 17.2 | 62.96
2001-09-17 | 8:00 | 17.2 | 62.96 | WEEKDAY | #N/A | 1979-09-17 | 8:00 | 19.5 | 67.1 |  |  | 2003-09-17 | 8:00 | 18 | 64.4 |  |  | 1995-09-17 | 8:00 | 16.7 | 62.06 | [5 empty] | 21.7 | 71.06 |  |  |  | 16 | 60.8 |  |  |  |  | 17.4 | 63.32 |  |  |  |  | 9.4 | 48.92 | [5 empty] | 13.3 | 55.94 |  |  |  | 21.7 | 71.06 |  |  |  |  | 9.4 | 48.92 |  |  |  |  | 18.5 | 65.3
2001-09-17 | 9:00 | 19.4 | 66.92 | WEEKDAY | #N/A | 1979-09-17 | 9:00 | 21.1 | 69.98 |  |  | 2003-09-17 | 9:00 | 21 | 69.8 |  |  | 1995-09-17 | 9:00 | 17.2 | 62.96 | [5 empty] | 21.7 | 71.06 |  |  |  | 15 | 59 |  |  |  |  | 18.2 | 64.76 |  |  |  |  | 11.1 | 51.98 | [5 empty] | 15.6 | 60.08 |  |  |  | 21.7 | 71.06 |  |  |  |  | 12 | 53.6 |  |  |  |  | 19.8 | 67.64
2001-09-17 | 10:00 | 20.6 | 69.08 | WEEKDAY | #N/A | 1979-09-17 | 10:00 | 22.8 | 73.04 |  |  | 2003-09-17 | 10:00 | 21 | 69.8 |  |  | 1995-09-17 | 10:00 | 17.8 | 64.04 | [5 empty] | 22.2 | 71.96 |  |  |  | 15 | 59 |  |  |  |  | 18.9 | 66.02 |  |  |  |  | 12.8 | 55.04 | [5 empty] | 17.2 | 62.96 |  |  |  | 21.7 | 71.06 |  |  |  |  | 13.3 | 55.94 |  |  |  |  | 21.1 | 69.98
2001-09-17 | 11:00 | 21.7 | 71.06 | WEEKDAY | #N/A | 1979-09-17 | 11:00 | 23.2 | 73.76 |  |  | 2003-09-17 | 11:00 | 22 | 71.6 |  |  | 1995-09-17 | 11:00 | 18.3 | 64.94 | [5 empty] | 22.8 | 73.04 |  |  |  | 15 | 59 |  |  |  |  | 20.4 | 68.72 |  |  |  |  | 12.2 | 53.96 | [5 empty] | 18.9 | 66.02 |  |  |  | 22.2 | 71.96 |  |  |  |  | 17.8 | 64.04 |  |  |  |  | 21.3 | 70.34
2001-09-17 | 12:00 | 22.8 | 73.04 | WEEKDAY | #N/A | 1979-09-17 | 12:00 | 23.5 | 74.3 |  |  | 2003-09-17 | 12:00 | 23 | 73.4 |  |  | 1995-09-17 | 12:00 | 18.9 | 66.02 | [5 empty] | 23.3 | 73.94 |  |  |  | 15 | 59 |  |  |  |  | 21.8 | 71.24 |  |  |  |  | 13.3 | 55.94 | [5 empty] | 19.4 | 66.92 |  |  |  | 22.2 | 71.96 |  |  |  |  | 19.4 | 66.92 |  |  |  |  | 21.5 | 70.7
2001-09-17 | 13:00 | 23.3 | 73.94 | WEEKDAY | #N/A | 1979-09-17 | 13:00 | 23.9 | 75.02 |  |  | 2003-09-17 | 13:00 | 23 | 73.4 |  |  | 1995-09-17 | 13:00 | 21.1 | 69.98 | [5 empty] | 23.3 | 73.94 |  |  |  | 14.4 | 57.92 |  |  |  |  | 23.3 | 73.94 |  |  |  |  | 12.8 | 55.04 | [5 empty] | 21.1 | 69.98 |  |  |  | 22.8 | 73.04 |  |  |  |  | 21.1 | 69.98 |  |  |  |  | 21.7 | 71.06
2001-09-17 | 14:00 | 23.9 | 75.02 | WEEKDAY | #N/A | 1979-09-17 | 14:00 | 23.9 | 75.02 |  |  | 2003-09-17 | 14:00 | 23 | 73.4 |  |  | 1995-09-17 | 14:00 | 20 | 68 | [5 empty] | 22.8 | 73.04 |  |  |  | 14 | 57.2 |  |  |  |  | 21.5 | 70.7 |  |  |  |  | 13.9 | 57.02 | [5 empty] | 22.2 | 71.96 |  |  |  | 22.2 | 71.96 |  |  |  |  | 22.2 | 71.96 |  |  |  |  | 21.1 | 69.98
2001-09-17 | 15:00 | 23.9 | 75.02 | WEEKDAY | #N/A | 1979-09-17 | 15:00 | 23.9 | 75.02 |  |  | 2003-09-17 | 15:00 | 22 | 71.6 |  |  | 1995-09-17 | 15:00 | 20 | 68 | [5 empty] | 23.3 | 73.94 |  |  |  | 14 | 57.2 |  |  |  |  | 19.6 | 67.28 |  |  |  |  | 12.8 | 55.04 | [5 empty] | 22.8 | 73.04 |  |  |  | 22.8 | 73.04 |  |  |  |  | 21.7 | 71.06 |  |  |  |  | 20.6 | 69.08
2001-09-17 | 16:00 | 23.9 | 75.02 | WEEKDAY | #N/A | 1979-09-17 | 16:00 | 23.9 | 75.02 |  |  | 2003-09-17 | 16:00 | 22 | 71.6 |  |  | 1995-09-17 | 16:00 | 21.7 | 71.06 | [5 empty] | 23.3 | 73.94 |  |  |  | 14 | 57.2 |  |  |  |  | 17.8 | 64.04 |  |  |  |  | 12.8 | 55.04 | [5 empty] | 22.2 | 71.96 |  |  |  | 22.2 | 71.96 |  |  |  |  | 21.7 | 71.06 |  |  |  |  | 20 | 68
2001-09-17 | 17:00 | 22.8 | 73.04 | WEEKDAY | #N/A | 1979-09-17 | 17:00 | 23.2 | 73.76 |  |  | 2003-09-17 | 17:00 | 21 | 69.8 |  |  | 1995-09-17 | 17:00 | 21.7 | 71.06 | [5 empty] | 22.2 | 71.96 |  |  |  | 14 | 57.2 |  |  |  |  | 18 | 64.4 |  |  |  |  | 12.2 | 53.96 | [5 empty] | 21.7 | 71.06 |  |  |  | 22.8 | 73.04 |  |  |  |  | 21.1 | 69.98 |  |  |  |  | 17.4 | 63.32
2001-09-17 | 18:00 | 21.7 | 71.06 | WEEKDAY | #N/A | 1979-09-17 | 18:00 | 22.4 | 72.32 |  |  | 2003-09-17 | 18:00 | 17 | 62.6 |  |  | 1995-09-17 | 18:00 | 21.1 | 69.98 | [5 empty] | 21.7 | 71.06 |  |  |  | 14 | 57.2 |  |  |  |  | 18.1 | 64.58 |  |  |  |  | 11.1 | 51.98 | [5 empty] | 20 | 68 |  |  |  | 21.1 | 69.98 |  |  |  |  | 19.4 | 66.92 |  |  |  |  | 14.8 | 58.64
2001-09-17 | 19:00 | 20.6 | 69.08 | WEEKDAY | #N/A | 1979-09-17 | 19:00 | 21.7 | 71.06 |  |  | 2003-09-17 | 19:00 | 17 | 62.6 |  |  | 1995-09-17 | 19:00 | 20.6 | 69.08 | [5 empty] | 21.7 | 71.06 |  |  |  | 13 | 55.4 |  |  |  |  | 18.3 | 64.94 |  |  |  |  | 10 | 50 | [5 empty] | 18.3 | 64.94 |  |  |  | 20 | 68 |  |  |  |  | 15 | 59 |  |  |  |  | 12.2 | 53.96
2001-09-17 | 20:00 | 20.6 | 69.08 | WEEKDAY | #N/A | 1979-09-17 | 20:00 | 20.9 | 69.62 |  |  | 2003-09-17 | 20:00 | 18 | 64.4 |  |  | 1995-09-17 | 20:00 | 20 | 68 | [5 empty] | 21.7 | 71.06 |  |  |  | 13 | 55.4 |  |  |  |  | 17.4 | 63.32 |  |  |  |  | 8.9 | 48.02 | [5 empty] | 19.4 | 66.92 |  |  |  | 18.3 | 64.94 |  |  |  |  | 13.3 | 55.94 |  |  |  |  | 12.8 | 55.04
2001-09-17 | 21:00 | 20 | 68 | WEEKDAY | #N/A | 1979-09-17 | 21:00 | 20.2 | 68.36 |  |  | 2003-09-17 | 21:00 | 17 | 62.6 |  |  | 1995-09-17 | 21:00 | 19.4 | 66.92 | [5 empty] | 21.7 | 71.06 |  |  |  | 13 | 55.4 |  |  |  |  | 16.5 | 61.7 |  |  |  |  | 8.3 | 46.94 | [5 empty] | 18.9 | 66.02 |  |  |  | 16.7 | 62.06 |  |  |  |  | 12.8 | 55.04 |  |  |  |  | 13.3 | 55.94
2001-09-17 | 22:00 | 20 | 68 | WEEKDAY | #N/A | 1979-09-17 | 22:00 | 19.4 | 66.92 |  |  | 2003-09-17 | 22:00 | 17 | 62.6 |  |  | 1995-09-17 | 22:00 | 18.9 | 66.02 | [5 empty] | 21.7 | 71.06 |  |  |  | 13 | 55.4 |  |  |  |  | 15.6 | 60.08 |  |  |  |  | 6.7 | 44.06 | [5 empty] | 17.8 | 64.04 |  |  |  | 15.6 | 60.08 |  |  |  |  | 12.2 | 53.96 |  |  |  |  | 13.9 | 57.02
2001-09-17 | 23:00 | 19.4 | 66.92 | WEEKDAY | #N/A | 1979-09-17 | 23:00 | 19 | 66.2 |  |  | 2003-09-17 | 23:00 | 17 | 62.6 |  |  | 1995-09-17 | 23:00 | 18.3 | 64.94 | [5 empty] | 22.2 | 71.96 |  |  |  | 13 | 55.4 |  |  |  |  | 15.4 | 59.72 |  |  |  |  | 7.2 | 44.96 | [5 empty] | 17.2 | 62.96 |  |  |  | 15.6 | 60.08 |  |  |  |  | 11.7 | 53.06 |  |  |  |  | 12.2 | 53.96
2001-09-17 | 24:00 | 19.4 | 66.92 | WEEKDAY | #N/A | 1979-09-17 | 24:00 | 18.7 | 65.66 |  |  | 2003-09-17 | 24:00 | 16 | 60.8 |  |  | 1995-09-17 | 24:00 | 18.3 | 64.94 | [5 empty] | 22.2 | 71.96 |  |  |  | 13 | 55.4 |  |  |  |  | 15.2 | 59.36 |  |  |  |  | 6.1 | 42.98 | [5 empty] | 15.6 | 60.08 |  |  |  | 14.4 | 57.92 |  |  |  |  | 11.7 | 53.06 |  |  |  |  | 10.6 | 51.08
2001-09-18 | 1:00 | 18.9 | 66.02 | WEEKDAY | #N/A | 1979-09-18 | 1:00 | 18.3 | 64.94 |  |  | 2003-09-18 | 1:00 | 16 | 60.8 |  |  | 1995-09-18 | 1:00 | 16.7 | 62.06 | [5 empty] | 22.8 | 73.04 |  |  |  | 13 | 55.4 |  |  |  |  | 15 | 59 |  |  |  |  | 5.6 | 42.08 | [5 empty] | 15 | 59 |  |  |  | 15 | 59 |  |  |  |  | 11.1 | 51.98 |  |  |  |  | 8.9 | 48.02
2001-09-18 | 2:00 | 18.9 | 66.02 | WEEKDAY | #N/A | 1979-09-18 | 2:00 | 17.9 | 64.22 |  |  | 2003-09-18 | 2:00 | 16 | 60.8 |  |  | 1995-09-18 | 2:00 | 16.1 | 60.98 | [5 empty] | 22.8 | 73.04 |  |  |  | 13 | 55.4 |  |  |  |  | 14.6 | 58.28 |  |  |  |  | 5.6 | 42.08 | [5 empty] | 14.4 | 57.92 |  |  |  | 13.3 | 55.94 |  |  |  |  | 10.6 | 51.08 |  |  |  |  | 8.3 | 46.94
2001-09-18 | 3:00 | 17.8 | 64.04 | WEEKDAY | #N/A | 1979-09-18 | 3:00 | 17.6 | 63.68 |  |  | 2003-09-18 | 3:00 | 17 | 62.6 |  |  | 1995-09-18 | 3:00 | 16.7 | 62.06 | [5 empty] | 22.8 | 73.04 |  |  |  | 13 | 55.4 |  |  |  |  | 14.3 | 57.74 |  |  |  |  | 5 | 41 | [5 empty] | 14.4 | 57.92 |  |  |  | 11.7 | 53.06 |  |  |  |  | 10 | 50 |  |  |  |  | 7.8 | 46.04
2001-09-18 | 4:00 | 17.8 | 64.04 | WEEKDAY | #N/A | 1979-09-18 | 4:00 | 17.2 | 62.96 |  |  | 2003-09-18 | 4:00 | 17 | 62.6 |  |  | 1995-09-18 | 4:00 | 16.7 | 62.06 | [5 empty] | 22.8 | 73.04 |  |  |  | 12 | 53.6 |  |  |  |  | 13.9 | 57.02 |  |  |  |  | 4.4 | 39.92 | [5 empty] | 14.4 | 57.92 |  |  |  | 10.6 | 51.08 |  |  |  |  | 10 | 50 |  |  |  |  | 7.2 | 44.96
2001-09-18 | 5:00 | 18.3 | 64.94 | WEEKDAY | #N/A | 1979-09-18 | 5:00 | 17.6 | 63.68 |  |  | 2003-09-18 | 5:00 | 17 | 62.6 |  |  | 1995-09-18 | 5:00 | 17.8 | 64.04 | [5 empty] | 22.8 | 73.04 |  |  |  | 12 | 53.6 |  |  |  |  | 13.9 | 57.02 |  |  |  |  | 3.3 | 37.94 | [5 empty] | 15.6 | 60.08 |  |  |  | 9.4 | 48.92 |  |  |  |  | 10 | 50 |  |  |  |  | 7.2 | 44.96
2001-09-18 | 6:00 | 17.8 | 64.04 | WEEKDAY | #N/A | 1979-09-18 | 6:00 | 17.9 | 64.22 |  |  | 2003-09-18 | 6:00 | 17 | 62.6 |  |  | 1995-09-18 | 6:00 | 17.8 | 64.04 | [5 empty] | 22.8 | 73.04 |  |  |  | 12 | 53.6 |  |  |  |  | 13.9 | 57.02 |  |  |  |  | 2.8 | 37.04 | [5 empty] | 15 | 59 |  |  |  | 10 | 50 |  |  |  |  | 9.4 | 48.92 |  |  |  |  | 7.2 | 44.96
2001-09-18 | 7:00 | 18.3 | 64.94 | WEEKDAY | #N/A | 1979-09-18 | 7:00 | 18.3 | 64.94 |  |  | 2003-09-18 | 7:00 | 17 | 62.6 |  |  | 1995-09-18 | 7:00 | 18.3 | 64.94 | [5 empty] | 23.3 | 73.94 |  |  |  | 12 | 53.6 |  |  |  |  | 13.9 | 57.02 |  |  |  |  | 6.1 | 42.98 | [5 empty] | 15.6 | 60.08 |  |  |  | 11.7 | 53.06 |  |  |  |  | 10.6 | 51.08 |  |  |  |  | 7.2 | 44.96
2001-09-18 | 8:00 | 19.4 | 66.92 | WEEKDAY | #N/A | 1979-09-18 | 8:00 | 19.8 | 67.64 |  |  | 2003-09-18 | 8:00 | 18 | 64.4 |  |  | 1995-09-18 | 8:00 | 18.9 | 66.02 | [5 empty] | 23.3 | 73.94 |  |  |  | 13 | 55.4 |  |  |  |  | 14.5 | 58.1 |  |  |  |  | 8.9 | 48.02 | [5 empty] | 17.2 | 62.96 |  |  |  | 15 | 59 |  |  |  |  | 12.8 | 55.04 |  |  |  |  | 8.1 | 46.58
2001-09-18 | 9:00 | 20.6 | 69.08 | WEEKDAY | #N/A | 1979-09-18 | 9:00 | 21.3 | 70.34 |  |  | 2003-09-18 | 9:00 | 18 | 64.4 |  |  | 1995-09-18 | 9:00 | 20.6 | 69.08 | [5 empty] | 23.3 | 73.94 |  |  |  | 13 | 55.4 |  |  |  |  | 15 | 59 |  |  |  |  | 10.6 | 51.08 | [5 empty] | 18.9 | 66.02 |  |  |  | 15.6 | 60.08 |  |  |  |  | 16.1 | 60.98 |  |  |  |  | 9.1 | 48.38
2001-09-18 | 10:00 | 22.2 | 71.96 | WEEKDAY | #N/A | 1979-09-18 | 10:00 | 22.8 | 73.04 |  |  | 2003-09-18 | 10:00 | 20 | 68 |  |  | 1995-09-18 | 10:00 | 21.1 | 69.98 | [5 empty] | 16.1 | 60.98 |  |  |  | 14 | 57.2 |  |  |  |  | 15.6 | 60.08 |  |  |  |  | 11.7 | 53.06 | [5 empty] | 19.4 | 66.92 |  |  |  | 16.7 | 62.06 |  |  |  |  | 18.9 | 66.02 |  |  |  |  | 10 | 50
2001-09-18 | 11:00 | 23.3 | 73.94 | WEEKDAY | #N/A | 1979-09-18 | 11:00 | 23.5 | 74.3 |  |  | 2003-09-18 | 11:00 | 21 | 69.8 |  |  | 1995-09-18 | 11:00 | 22.2 | 71.96 | [5 empty] | 17.2 | 62.96 |  |  |  | 15 | 59 |  |  |  |  | 16.9 | 62.42 |  |  |  |  | 12.8 | 55.04 | [5 empty] | 20.6 | 69.08 |  |  |  | 16.7 | 62.06 |  |  |  |  | 21.1 | 69.98 |  |  |  |  | 10.9 | 51.62
2001-09-18 | 12:00 | 23.9 | 75.02 | WEEKDAY | #N/A | 1979-09-18 | 12:00 | 24.3 | 75.74 |  |  | 2003-09-18 | 12:00 | 21 | 69.8 |  |  | 1995-09-18 | 12:00 | 22.8 | 73.04 | [5 empty] | 18.3 | 64.94 |  |  |  | 16 | 60.8 |  |  |  |  | 18.1 | 64.58 |  |  |  |  | 13.9 | 57.02 | [5 empty] | 21.7 | 71.06 |  |  |  | 18.3 | 64.94 |  |  |  |  | 22.8 | 73.04 |  |  |  |  | 11.9 | 53.42
2001-09-18 | 13:00 | 24.4 | 75.92 | WEEKDAY | #N/A | 1979-09-18 | 13:00 | 25 | 77 |  |  | 2003-09-18 | 13:00 | 21 | 69.8 |  |  | 1995-09-18 | 13:00 | 23.3 | 73.94 | [5 empty] | 18.9 | 66.02 |  |  |  | 17 | 62.6 |  |  |  |  | 19.4 | 66.92 |  |  |  |  | 15 | 59 | [5 empty] | 21.7 | 71.06 |  |  |  | 18.9 | 66.02 |  |  |  |  | 23.9 | 75.02 |  |  |  |  | 12.8 | 55.04
2001-09-18 | 14:00 | 24.4 | 75.92 | WEEKDAY | #N/A | 1979-09-18 | 14:00 | 24.6 | 76.28 |  |  | 2003-09-18 | 14:00 | 21 | 69.8 |  |  | 1995-09-18 | 14:00 | 23.9 | 75.02 | [5 empty] | 20 | 68 |  |  |  | 17 | 62.6 |  |  |  |  | 19.4 | 66.92 |  |  |  |  | 16.1 | 60.98 | [5 empty] | 22.2 | 71.96 |  |  |  | 17.8 | 64.04 |  |  |  |  | 25 | 77 |  |  |  |  | 13.3 | 55.94
2001-09-18 | 15:00 | 24.4 | 75.92 | WEEKDAY | #N/A | 1979-09-18 | 15:00 | 24.3 | 75.74 |  |  | 2003-09-18 | 15:00 | 20 | 68 |  |  | 1995-09-18 | 15:00 | 23.9 | 75.02 | [5 empty] | 17.8 | 64.04 |  |  |  | 17 | 62.6 |  |  |  |  | 19.4 | 66.92 |  |  |  |  | 16.1 | 60.98 | [5 empty] | 22.8 | 73.04 |  |  |  | 17.8 | 64.04 |  |  |  |  | 25.6 | 78.08 |  |  |  |  | 13.9 | 57.02
2001-09-18 | 16:00 | 24.4 | 75.92 | WEEKDAY | #N/A | 1979-09-18 | 16:00 | 23.9 | 75.02 |  |  | 2003-09-18 | 16:00 | 20 | 68 |  |  | 1995-09-18 | 16:00 | 23.3 | 73.94 | [5 empty] | 17.2 | 62.96 |  |  |  | 17 | 62.6 |  |  |  |  | 19.4 | 66.92 |  |  |  |  | 16.1 | 60.98 | [5 empty] | 22.8 | 73.04 |  |  |  | 18.3 | 64.94 |  |  |  |  | 25.6 | 78.08 |  |  |  |  | 14.4 | 57.92
2001-09-18 | 17:00 | 24.4 | 75.92 | WEEKDAY | #N/A | 1979-09-18 | 17:00 | 23.2 | 73.76 |  |  | 2003-09-18 | 17:00 | 21 | 69.8 |  |  | 1995-09-18 | 17:00 | 22.8 | 73.04 | [5 empty] | 16.1 | 60.98 |  |  |  | 16.6 | 61.88 |  |  |  |  | 18.7 | 65.66 |  |  |  |  | 15.6 | 60.08 | [5 empty] | 21.7 | 71.06 |  |  |  | 18.9 | 66.02 |  |  |  |  | 23.9 | 75.02 |  |  |  |  | 12.7 | 54.86
2001-09-18 | 18:00 | 23.9 | 75.02 | WEEKDAY | #N/A | 1979-09-18 | 18:00 | 22.4 | 72.32 |  |  | 2003-09-18 | 18:00 | 20 | 68 |  |  | 1995-09-18 | 18:00 | 21.7 | 71.06 | [5 empty] | 15.6 | 60.08 |  |  |  | 15 | 59 |  |  |  |  | 17.9 | 64.22 |  |  |  |  | 13.3 | 55.94 | [5 empty] | 18.3 | 64.94 |  |  |  | 18.3 | 64.94 |  |  |  |  | 21.7 | 71.06 |  |  |  |  | 11.1 | 51.98
2001-09-18 | 19:00 | 23.9 | 75.02 | WEEKDAY | #N/A | 1979-09-18 | 19:00 | 21.7 | 71.06 |  |  | 2003-09-18 | 19:00 | 19 | 66.2 |  |  | 1995-09-18 | 19:00 | 19.4 | 66.92 | [5 empty] | 15.6 | 60.08 |  |  |  | 14 | 57.2 |  |  |  |  | 17.2 | 62.96 |  |  |  |  | 12.2 | 53.96 | [5 empty] | 16.7 | 62.06 |  |  |  | 18.3 | 64.94 |  |  |  |  | 20 | 68 |  |  |  |  | 9.4 | 48.92
2001-09-18 | 20:00 | 22.8 | 73.04 | WEEKDAY | #N/A | 1979-09-18 | 20:00 | 21.3 | 70.34 |  |  | 2003-09-18 | 20:00 | 19 | 66.2 |  |  | 1995-09-18 | 20:00 | 18.3 | 64.94 | [5 empty] | 15.6 | 60.08 |  |  |  | 13 | 55.4 |  |  |  |  | 16.8 | 62.24 |  |  |  |  | 11.1 | 51.98 | [5 empty] | 16.7 | 62.06 |  |  |  | 17.2 | 62.96 |  |  |  |  | 18.9 | 66.02 |  |  |  |  | 8.3 | 46.94
2001-09-18 | 21:00 | 22.2 | 71.96 | WEEKDAY | #N/A | 1979-09-18 | 21:00 | 21 | 69.8 |  |  | 2003-09-18 | 21:00 | 19 | 66.2 |  |  | 1995-09-18 | 21:00 | 17.8 | 64.04 | [5 empty] | 15 | 59 |  |  |  | 12 | 53.6 |  |  |  |  | 16.5 | 61.7 |  |  |  |  | 8.9 | 48.02 | [5 empty] | 16.1 | 60.98 |  |  |  | 15.6 | 60.08 |  |  |  |  | 17.8 | 64.04 |  |  |  |  | 7.2 | 44.96
2001-09-18 | 22:00 | 21.7 | 71.06 | WEEKDAY | #N/A | 1979-09-18 | 22:00 | 20.6 | 69.08 |  |  | 2003-09-18 | 22:00 | 19 | 66.2 |  |  | 1995-09-18 | 22:00 | 17.2 | 62.96 | [5 empty] | 14.4 | 57.92 |  |  |  | 11 | 51.8 |  |  |  |  | 16.1 | 60.98 |  |  |  |  | 8.3 | 46.94 | [5 empty] | 15.6 | 60.08 |  |  |  | 13.9 | 57.02 |  |  |  |  | 16.1 | 60.98 |  |  |  |  | 6.1 | 42.98
2001-09-18 | 23:00 | 21.7 | 71.06 | WEEKDAY | #N/A | 1979-09-18 | 23:00 | 20.2 | 68.36 |  |  | 2003-09-18 | 23:00 | 19 | 66.2 |  |  | 1995-09-18 | 23:00 | 16.7 | 62.06 | [5 empty] | 14.4 | 57.92 |  |  |  | 11 | 51.8 |  |  |  |  | 16.1 | 60.98 |  |  |  |  | 5.6 | 42.08 | [5 empty] | 15 | 59 |  |  |  | 13.9 | 57.02 |  |  |  |  | 15.6 | 60.08 |  |  |  |  | 5.7 | 42.26
2001-09-18 | 24:00 | 20.6 | 69.08 | WEEKDAY | #N/A | 1979-09-18 | 24:00 | 19.8 | 67.64 |  |  | 2003-09-18 | 24:00 | 18 | 64.4 |  |  | 1995-09-18 | 24:00 | 16.1 | 60.98 | [5 empty] | 13.3 | 55.94 |  |  |  | 10 | 50 |  |  |  |  | 16.1 | 60.98 |  |  |  |  | 4.4 | 39.92 | [5 empty] | 16.1 | 60.98 |  |  |  | 12.8 | 55.04 |  |  |  |  | 14.4 | 57.92 |  |  |  |  | 5.4 | 41.72
2001-09-19 | 1:00 | 20 | 68 | WEEKDAY | #N/A | 1979-09-19 | 1:00 | 19.4 | 66.92 |  |  | 2003-09-19 | 1:00 | 19 | 66.2 |  |  | 1995-09-19 | 1:00 | 15.6 | 60.08 | [5 empty] | 12.8 | 55.04 |  |  |  | 9 | 48.2 |  |  |  |  | 16.1 | 60.98 |  |  |  |  | 3.9 | 39.02 | [5 empty] | 16.7 | 62.06 |  |  |  | 13.3 | 55.94 |  |  |  |  | 15 | 59 |  |  |  |  | 5 | 41
2001-09-19 | 2:00 | 20 | 68 | WEEKDAY | #N/A | 1979-09-19 | 2:00 | 19.4 | 66.92 |  |  | 2003-09-19 | 2:00 | 19 | 66.2 |  |  | 1995-09-19 | 2:00 | 15 | 59 | [5 empty] | 12.2 | 53.96 |  |  |  | 8.6 | 47.48 |  |  |  |  | 15.7 | 60.26 |  |  |  |  | 3.3 | 37.94 | [5 empty] | 16.7 | 62.06 |  |  |  | 12.8 | 55.04 |  |  |  |  | 13.9 | 57.02 |  |  |  |  | 5 | 41
2001-09-19 | 3:00 | 18.9 | 66.02 | WEEKDAY | #N/A | 1979-09-19 | 3:00 | 19.4 | 66.92 |  |  | 2003-09-19 | 3:00 | 21 | 69.8 |  |  | 1995-09-19 | 3:00 | 14.4 | 57.92 | [5 empty] | 11.7 | 53.06 |  |  |  | 8 | 46.4 |  |  |  |  | 15.4 | 59.72 |  |  |  |  | 2.2 | 35.96 | [5 empty] | 15.6 | 60.08 |  |  |  | 12.2 | 53.96 |  |  |  |  | 13.3 | 55.94 |  |  |  |  | 5 | 41
2001-09-19 | 4:00 | 18.3 | 64.94 | WEEKDAY | #N/A | 1979-09-19 | 4:00 | 19.4 | 66.92 |  |  | 2003-09-19 | 4:00 | 21 | 69.8 |  |  | 1995-09-19 | 4:00 | 14.4 | 57.92 | [5 empty] | 11.7 | 53.06 |  |  |  | 8 | 46.4 |  |  |  |  | 15 | 59 |  |  |  |  | 3.3 | 37.94 | [5 empty] | 15.6 | 60.08 |  |  |  | 11.1 | 51.98 |  |  |  |  | 13.9 | 57.02 |  |  |  |  | 5 | 41
2001-09-19 | 5:00 | 17.8 | 64.04 | WEEKDAY | #N/A | 1979-09-19 | 5:00 | 19 | 66.2 |  |  | 2003-09-19 | 5:00 | 22 | 71.6 |  |  | 1995-09-19 | 5:00 | 13.9 | 57.02 | [5 empty] | 11.1 | 51.98 |  |  |  | 7 | 44.6 |  |  |  |  | 14.6 | 58.28 |  |  |  |  | 3.3 | 37.94 | [5 empty] | 14.4 | 57.92 |  |  |  | 10.6 | 51.08 |  |  |  |  | 15 | 59 |  |  |  |  | 5.7 | 42.26
2001-09-19 | 6:00 | 17.8 | 64.04 | WEEKDAY | #N/A | 1979-09-19 | 6:00 | 18.7 | 65.66 |  |  | 2003-09-19 | 6:00 | 22 | 71.6 |  |  | 1995-09-19 | 6:00 | 12.8 | 55.04 | [5 empty] | 11.1 | 51.98 |  |  |  | 7.1 | 44.78 |  |  |  |  | 14.3 | 57.74 |  |  |  |  | 3.3 | 37.94 | [5 empty] | 14.4 | 57.92 |  |  |  | 10.6 | 51.08 |  |  |  |  | 15 | 59 |  |  |  |  | 6.5 | 43.7
2001-09-19 | 7:00 | 17.8 | 64.04 | WEEKDAY | #N/A | 1979-09-19 | 7:00 | 18.3 | 64.94 |  |  | 2003-09-19 | 7:00 | 23 | 73.4 |  |  | 1995-09-19 | 7:00 | 13.9 | 57.02 | [5 empty] | 11.7 | 53.06 |  |  |  | 9 | 48.2 |  |  |  |  | 13.9 | 57.02 |  |  |  |  | 6.1 | 42.98 | [5 empty] | 15.6 | 60.08 |  |  |  | 11.1 | 51.98 |  |  |  |  | 16.1 | 60.98 |  |  |  |  | 7.2 | 44.96
2001-09-19 | 8:00 | 18.9 | 66.02 | WEEKDAY | #N/A | 1979-09-19 | 8:00 | 19.2 | 66.56 |  |  | 2003-09-19 | 8:00 | 23 | 73.4 |  |  | 1995-09-19 | 8:00 | 16.1 | 60.98 | [5 empty] | 12.2 | 53.96 |  |  |  | 13 | 55.4 |  |  |  |  | 15.6 | 60.08 |  |  |  |  | 7.8 | 46.04 | [5 empty] | 17.2 | 62.96 |  |  |  | 13.9 | 57.02 |  |  |  |  | 18.3 | 64.94 |  |  |  |  | 9.6 | 49.28
2001-09-19 | 9:00 | 20 | 68 | WEEKDAY | #N/A | 1979-09-19 | 9:00 | 20.2 | 68.36 |  |  | 2003-09-19 | 9:00 | 24 | 75.2 |  |  | 1995-09-19 | 9:00 | 18.3 | 64.94 | [5 empty] | 12.8 | 55.04 |  |  |  | 15.7 | 60.26 |  |  |  |  | 17.2 | 62.96 |  |  |  |  | 10.6 | 51.08 | [5 empty] | 18.9 | 66.02 |  |  |  | 15.6 | 60.08 |  |  |  |  | 20.6 | 69.08 |  |  |  |  | 12 | 53.6
2001-09-19 | 10:00 | 21.1 | 69.98 | WEEKDAY | #N/A | 1979-09-19 | 10:00 | 21.1 | 69.98 |  |  | 2003-09-19 | 10:00 | 26 | 78.8 |  |  | 1995-09-19 | 10:00 | 20 | 68 | [5 empty] | 14.4 | 57.92 |  |  |  | 18 | 64.4 |  |  |  |  | 18.9 | 66.02 |  |  |  |  | 12.8 | 55.04 | [5 empty] | 21.1 | 69.98 |  |  |  | 17.2 | 62.96 |  |  |  |  | 22.2 | 71.96 |  |  |  |  | 14.4 | 57.92
2001-09-19 | 11:00 | 22.2 | 71.96 | WEEKDAY | #N/A | 1979-09-19 | 11:00 | 20.7 | 69.26 |  |  | 2003-09-19 | 11:00 | 27 | 80.6 |  |  | 1995-09-19 | 11:00 | 20 | 68 | [5 empty] | 16.1 | 60.98 |  |  |  | 19 | 66.2 |  |  |  |  | 20 | 68 |  |  |  |  | 15 | 59 | [5 empty] | 23.3 | 73.94 |  |  |  | 17.8 | 64.04 |  |  |  |  | 23.9 | 75.02 |  |  |  |  | 15.5 | 59.9
2001-09-19 | 12:00 | 23.9 | 75.02 | WEEKDAY | #N/A | 1979-09-19 | 12:00 | 20.4 | 68.72 |  |  | 2003-09-19 | 12:00 | 27 | 80.6 |  |  | 1995-09-19 | 12:00 | 21.1 | 69.98 | [5 empty] | 15.6 | 60.08 |  |  |  | 21 | 69.8 |  |  |  |  | 21.1 | 69.98 |  |  |  |  | 15 | 59 | [5 empty] | 22.2 | 71.96 |  |  |  | 18.9 | 66.02 |  |  |  |  | 25.6 | 78.08 |  |  |  |  | 16.7 | 62.06
2001-09-19 | 13:00 | 25.6 | 78.08 | WEEKDAY | #N/A | 1979-09-19 | 13:00 | 20 | 68 |  |  | 2003-09-19 | 13:00 | 26 | 78.8 |  |  | 1995-09-19 | 13:00 | 21.7 | 71.06 | [5 empty] | 16.7 | 62.06 |  |  |  | 22 | 71.6 |  |  |  |  | 22.2 | 71.96 |  |  |  |  | 14.4 | 57.92 | [5 empty] | 22.8 | 73.04 |  |  |  | 19.4 | 66.92 |  |  |  |  | 26.1 | 78.98 |  |  |  |  | 17.8 | 64.04
2001-09-19 | 14:00 | 25.6 | 78.08 | WEEKDAY | #N/A | 1979-09-19 | 14:00 | 19.4 | 66.92 |  |  | 2003-09-19 | 14:00 | 26 | 78.8 |  |  | 1995-09-19 | 14:00 | 21.7 | 71.06 | [5 empty] | 16.1 | 60.98 |  |  |  | 22 | 71.6 |  |  |  |  | 22 | 71.6 |  |  |  |  | 14.4 | 57.92 | [5 empty] | 23.3 | 73.94 |  |  |  | 20 | 68 |  |  |  |  | 26.1 | 78.98 |  |  |  |  | 18.2 | 64.76
2001-09-19 | 15:00 | 24.4 | 75.92 | WEEKDAY | #N/A | 1979-09-19 | 15:00 | 18.9 | 66.02 |  |  | 2003-09-19 | 15:00 | 26 | 78.8 |  |  | 1995-09-19 | 15:00 | 21.7 | 71.06 | [5 empty] | 16.1 | 60.98 |  |  |  | 22 | 71.6 |  |  |  |  | 21.9 | 71.42 |  |  |  |  | 14.4 | 57.92 | [5 empty] | 22.8 | 73.04 |  |  |  | 21.1 | 69.98 |  |  |  |  | 26.7 | 80.06 |  |  |  |  | 18.5 | 65.3
2001-09-19 | 16:00 | 23.9 | 75.02 | WEEKDAY | #N/A | 1979-09-19 | 16:00 | 18.3 | 64.94 |  |  | 2003-09-19 | 16:00 | 25 | 77 |  |  | 1995-09-19 | 16:00 | 20.6 | 69.08 | [5 empty] | 15.6 | 60.08 |  |  |  | 22 | 71.6 |  |  |  |  | 21.7 | 71.06 |  |  |  |  | 13.9 | 57.02 | [5 empty] | 21.7 | 71.06 |  |  |  | 20 | 68 |  |  |  |  | 27.2 | 80.96 |  |  |  |  | 18.9 | 66.02
2001-09-19 | 17:00 | 22.8 | 73.04 | WEEKDAY | #N/A | 1979-09-19 | 17:00 | 17.4 | 63.32 |  |  | 2003-09-19 | 17:00 | 24 | 75.2 |  |  | 1995-09-19 | 17:00 | 20 | 68 | [5 empty] | 16.1 | 60.98 |  |  |  | 22 | 71.6 |  |  |  |  | 20.8 | 69.44 |  |  |  |  | 11.7 | 53.06 | [5 empty] | 21.1 | 69.98 |  |  |  | 18.9 | 66.02 |  |  |  |  | 25 | 77 |  |  |  |  | 16.7 | 62.06
2001-09-19 | 18:00 | 22.2 | 71.96 | WEEKDAY | #N/A | 1979-09-19 | 18:00 | 16.5 | 61.7 |  |  | 2003-09-19 | 18:00 | 23 | 73.4 |  |  | 1995-09-19 | 18:00 | 18.9 | 66.02 | [5 empty] | 14.4 | 57.92 |  |  |  | 17 | 62.6 |  |  |  |  | 19.8 | 67.64 |  |  |  |  | 11.1 | 51.98 | [5 empty] | 19.4 | 66.92 |  |  |  | 17.8 | 64.04 |  |  |  |  | 20.6 | 69.08 |  |  |  |  | 14.4 | 57.92
2001-09-19 | 19:00 | 21.7 | 71.06 | WEEKDAY | #N/A | 1979-09-19 | 19:00 | 15.6 | 60.08 |  |  | 2003-09-19 | 19:00 | 23 | 73.4 |  |  | 1995-09-19 | 19:00 | 18.3 | 64.94 | [5 empty] | 15 | 59 |  |  |  | 14 | 57.2 |  |  |  |  | 18.9 | 66.02 |  |  |  |  | 11.1 | 51.98 | [5 empty] | 18.3 | 64.94 |  |  |  | 17.8 | 64.04 |  |  |  |  | 20.6 | 69.08 |  |  |  |  | 12.2 | 53.96
2001-09-19 | 20:00 | 21.1 | 69.98 | WEEKDAY | #N/A | 1979-09-19 | 20:00 | 14.5 | 58.1 |  |  | 2003-09-19 | 20:00 | 22 | 71.6 |  |  | 1995-09-19 | 20:00 | 17.2 | 62.96 | [5 empty] | 14.4 | 57.92 |  |  |  | 12 | 53.6 |  |  |  |  | 17.8 | 64.04 |  |  |  |  | 11.7 | 53.06 | [5 empty] | 17.2 | 62.96 |  |  |  | 17.8 | 64.04 |  |  |  |  | 19.4 | 66.92 |  |  |  |  | 11.3 | 52.34
2001-09-19 | 21:00 | 21.1 | 69.98 | WEEKDAY | #N/A | 1979-09-19 | 21:00 | 13.3 | 55.94 |  |  | 2003-09-19 | 21:00 | 21 | 69.8 |  |  | 1995-09-19 | 21:00 | 15.6 | 60.08 | [5 empty] | 13.3 | 55.94 |  |  |  | 11 | 51.8 |  |  |  |  | 16.7 | 62.06 |  |  |  |  | 11.7 | 53.06 | [5 empty] | 16.7 | 62.06 |  |  |  | 16.7 | 62.06 |  |  |  |  | 18.9 | 66.02 |  |  |  |  | 10.3 | 50.54
2001-09-19 | 22:00 | 21.1 | 69.98 | WEEKDAY | #N/A | 1979-09-19 | 22:00 | 12.2 | 53.96 |  |  | 2003-09-19 | 22:00 | 21 | 69.8 |  |  | 1995-09-19 | 22:00 | 15 | 59 | [5 empty] | 12.8 | 55.04 |  |  |  | 10 | 50 |  |  |  |  | 15.6 | 60.08 |  |  |  |  | 11.7 | 53.06 | [5 empty] | 15 | 59 |  |  |  | 15 | 59 |  |  |  |  | 19.4 | 66.92 |  |  |  |  | 9.4 | 48.92
2001-09-19 | 23:00 | 21.1 | 69.98 | WEEKDAY | #N/A | 1979-09-19 | 23:00 | 11.3 | 52.34 |  |  | 2003-09-19 | 23:00 | 21 | 69.8 |  |  | 1995-09-19 | 23:00 | 14.4 | 57.92 | [5 empty] | 12.8 | 55.04 |  |  |  | 10 | 50 |  |  |  |  | 15 | 59 |  |  |  |  | 12.2 | 53.96 | [5 empty] | 14.4 | 57.92 |  |  |  | 14.4 | 57.92 |  |  |  |  | 19.4 | 66.92 |  |  |  |  | 9.2 | 48.56
2001-09-19 | 24:00 | 21.1 | 69.98 | WEEKDAY | #N/A | 1979-09-19 | 24:00 | 10.3 | 50.54 |  |  | 2003-09-19 | 24:00 | 21 | 69.8 |  |  | 1995-09-19 | 24:00 | 14.4 | 57.92 | [5 empty] | 12.8 | 55.04 |  |  |  | 9 | 48.2 |  |  |  |  | 14.5 | 58.1 |  |  |  |  | 12.2 | 53.96 | [5 empty] | 13.9 | 57.02 |  |  |  | 13.9 | 57.02 |  |  |  |  | 19.4 | 66.92 |  |  |  |  | 9.1 | 48.38
2001-09-20 | 1:00 | 21.1 | 69.98 | WEEKDAY | #N/A | 1979-09-20 | 1:00 | 9.4 | 48.92 |  |  | 2003-09-20 | 1:00 | 20 | 68 |  |  | 1995-09-20 | 1:00 | 13.9 | 57.02 | [5 empty] | 12.2 | 53.96 |  |  |  | 8 | 46.4 |  |  |  |  | 13.9 | 57.02 |  |  |  |  | 12.2 | 53.96 | [5 empty] | 13.3 | 55.94 |  |  |  | 12.2 | 53.96 |  |  |  |  | 18.9 | 66.02 |  |  |  |  | 8.9 | 48.02
2001-09-20 | 2:00 | 21.1 | 69.98 | WEEKDAY | #N/A | 1979-09-20 | 2:00 | 8.9 | 48.02 |  |  | 2003-09-20 | 2:00 | 19 | 66.2 |  |  | 1995-09-20 | 2:00 | 13.3 | 55.94 | [5 empty] | 11.7 | 53.06 |  |  |  | 8 | 46.4 |  |  |  |  | 13.9 | 57.02 |  |  |  |  | 12.2 | 53.96 | [5 empty] | 13.3 | 55.94 |  |  |  | 12.8 | 55.04 |  |  |  |  | 18.9 | 66.02 |  |  |  |  | 8.5 | 47.3
2001-09-20 | 3:00 | 21.1 | 69.98 | WEEKDAY | #N/A | 1979-09-20 | 3:00 | 8.3 | 46.94 |  |  | 2003-09-20 | 3:00 | 18 | 64.4 |  |  | 1995-09-20 | 3:00 | 12.8 | 55.04 | [5 empty] | 11.1 | 51.98 |  |  |  | 7 | 44.6 |  |  |  |  | 13.9 | 57.02 |  |  |  |  | 12.2 | 53.96 | [5 empty] | 12.8 | 55.04 |  |  |  | 12.2 | 53.96 |  |  |  |  | 18.9 | 66.02 |  |  |  |  | 8.2 | 46.76
2001-09-20 | 4:00 | 21.1 | 69.98 | WEEKDAY | #N/A | 1979-09-20 | 4:00 | 7.8 | 46.04 |  |  | 2003-09-20 | 4:00 | 18 | 64.4 |  |  | 1995-09-20 | 4:00 | 12.2 | 53.96 | [5 empty] | 10 | 50 |  |  |  | 6.8 | 44.24 |  |  |  |  | 13.9 | 57.02 |  |  |  |  | 12.2 | 53.96 | [5 empty] | 13.3 | 55.94 |  |  |  | 11.7 | 53.06 |  |  |  |  | 18.3 | 64.94 |  |  |  |  | 7.8 | 46.04
2001-09-20 | 5:00 | 21.7 | 71.06 | WEEKDAY | #N/A | 1979-09-20 | 5:00 | 8.5 | 47.3 |  |  | 2003-09-20 | 5:00 | 18 | 64.4 |  |  | 1995-09-20 | 5:00 | 12.2 | 53.96 | [5 empty] | 10 | 50 |  |  |  | 6.9 | 44.42 |  |  |  |  | 14.3 | 57.74 |  |  |  |  | 11.7 | 53.06 | [5 empty] | 12.8 | 55.04 |  |  |  | 10.6 | 51.08 |  |  |  |  | 17.2 | 62.96 |  |  |  |  | 8.9 | 48.02
2001-09-20 | 6:00 | 22.2 | 71.96 | WEEKDAY | #N/A | 1979-09-20 | 6:00 | 9.3 | 48.74 |  |  | 2003-09-20 | 6:00 | 18 | 64.4 |  |  | 1995-09-20 | 6:00 | 12.2 | 53.96 | [5 empty] | 10 | 50 |  |  |  | 7 | 44.6 |  |  |  |  | 14.6 | 58.28 |  |  |  |  | 11.1 | 51.98 | [5 empty] | 12.8 | 55.04 |  |  |  | 10 | 50 |  |  |  |  | 17 | 62.6 |  |  |  |  | 10 | 50
2001-09-20 | 7:00 | 22.2 | 71.96 | WEEKDAY | #N/A | 1979-09-20 | 7:00 | 10 | 50 |  |  | 2003-09-20 | 7:00 | 21 | 69.8 |  |  | 1995-09-20 | 7:00 | 13.9 | 57.02 | [5 empty] | 12.2 | 53.96 |  |  |  | 9.8 | 49.64 |  |  |  |  | 15 | 59 |  |  |  |  | 12.8 | 55.04 | [5 empty] | 14.4 | 57.92 |  |  |  | 10.6 | 51.08 |  |  |  |  | 18.3 | 64.94 |  |  |  |  | 11.1 | 51.98
2001-09-20 | 8:00 | 22.8 | 73.04 | WEEKDAY | #N/A | 1979-09-20 | 8:00 | 11.3 | 52.34 |  |  | 2003-09-20 | 8:00 | 21 | 69.8 |  |  | 1995-09-20 | 8:00 | 16.7 | 62.06 | [5 empty] | 13.9 | 57.02 |  |  |  | 13 | 55.4 |  |  |  |  | 15.7 | 60.26 |  |  |  |  | 15 | 59 | [5 empty] | 17.2 | 62.96 |  |  |  | 13.9 | 57.02 |  |  |  |  | 20 | 68 |  |  |  |  | 15 | 59
2001-09-20 | 9:00 | 22.8 | 73.04 | WEEKDAY | #N/A | 1979-09-20 | 9:00 | 12.6 | 54.68 |  |  | 2003-09-20 | 9:00 | 21 | 69.8 |  |  | 1995-09-20 | 9:00 | 18.3 | 64.94 | [5 empty] | 14.4 | 57.92 |  |  |  | 16 | 60.8 |  |  |  |  | 16.5 | 61.7 |  |  |  |  | 15 | 59 | [5 empty] | 21.1 | 69.98 |  |  |  | 17.8 | 64.04 |  |  |  |  | 21.7 | 71.06 |  |  |  |  | 18.9 | 66.02
2001-09-20 | 10:00 | 23.3 | 73.94 | WEEKDAY | #N/A | 1979-09-20 | 10:00 | 13.9 | 57.02 |  |  | 2003-09-20 | 10:00 | 23 | 73.4 |  |  | 1995-09-20 | 10:00 | 20.6 | 69.08 | [5 empty] | 15.6 | 60.08 |  |  |  | 18 | 64.4 |  |  |  |  | 17.2 | 62.96 |  |  |  |  | 17.2 | 62.96 | [5 empty] | 25 | 77 |  |  |  | 20 | 68 |  |  |  |  | 23.9 | 75.02 |  |  |  |  | 22.8 | 73.04
2001-09-20 | 11:00 | 21.1 | 69.98 | WEEKDAY | #N/A | 1979-09-20 | 11:00 | 14.5 | 58.1 |  |  | 2003-09-20 | 11:00 | 24 | 75.2 |  |  | 1995-09-20 | 11:00 | 22.8 | 73.04 | [5 empty] | 16.7 | 62.06 |  |  |  | 21 | 69.8 |  |  |  |  | 17.4 | 63.32 |  |  |  |  | 16.7 | 62.06 | [5 empty] | 26.7 | 80.06 |  |  |  | 22.2 | 71.96 |  |  |  |  | 25.6 | 78.08 |  |  |  |  | 23.3 | 73.94
2001-09-20 | 12:00 | 20.6 | 69.08 | WEEKDAY | #N/A | 1979-09-20 | 12:00 | 15 | 59 |  |  | 2003-09-20 | 12:00 | 26 | 78.8 |  |  | 1995-09-20 | 12:00 | 22.2 | 71.96 | [5 empty] | 17.8 | 64.04 |  |  |  | 21 | 69.8 |  |  |  |  | 17.6 | 63.68 |  |  |  |  | 16.7 | 62.06 | [5 empty] | 28.3 | 82.94 |  |  |  | 23.3 | 73.94 |  |  |  |  | 26.7 | 80.06 |  |  |  |  | 23.9 | 75.02
2001-09-20 | 13:00 | 19.4 | 66.92 | WEEKDAY | #N/A | 1979-09-20 | 13:00 | 15.6 | 60.08 |  |  | 2003-09-20 | 13:00 | 26 | 78.8 |  |  | 1995-09-20 | 13:00 | 22.2 | 71.96 | [5 empty] | 18.3 | 64.94 |  |  |  | 24 | 75.2 |  |  |  |  | 17.8 | 64.04 |  |  |  |  | 18.3 | 64.94 | [5 empty] | 28.9 | 84.02 |  |  |  | 23.3 | 73.94 |  |  |  |  | 26.1 | 78.98 |  |  |  |  | 24.4 | 75.92
2001-09-20 | 14:00 | 18.9 | 66.02 | WEEKDAY | #N/A | 1979-09-20 | 14:00 | 15.8 | 60.44 |  |  | 2003-09-20 | 14:00 | 26 | 78.8 |  |  | 1995-09-20 | 14:00 | 21.7 | 71.06 | [5 empty] | 18.9 | 66.02 |  |  |  | 24 | 75.2 |  |  |  |  | 17.4 | 63.32 |  |  |  |  | 18.3 | 64.94 | [5 empty] | 30 | 86 |  |  |  | 24.4 | 75.92 |  |  |  |  | 26.7 | 80.06 |  |  |  |  | 24.4 | 75.92
2001-09-20 | 15:00 | 19.4 | 66.92 | WEEKDAY | #N/A | 1979-09-20 | 15:00 | 15.9 | 60.62 |  |  | 2003-09-20 | 15:00 | 26 | 78.8 |  |  | 1995-09-20 | 15:00 | 21.1 | 69.98 | [5 empty] | 19.4 | 66.92 |  |  |  | 23 | 73.4 |  |  |  |  | 17.1 | 62.78 |  |  |  |  | 17.8 | 64.04 | [5 empty] | 29.4 | 84.92 |  |  |  | 23.9 | 75.02 |  |  |  |  | 21.1 | 69.98 |  |  |  |  | 24.4 | 75.92
2001-09-20 | 16:00 | 19.4 | 66.92 | WEEKDAY | #N/A | 1979-09-20 | 16:00 | 16.1 | 60.98 |  |  | 2003-09-20 | 16:00 | 25.2 | 77.36 |  |  | 1995-09-20 | 16:00 | 21.1 | 69.98 | [5 empty] | 19.4 | 66.92 |  |  |  | 24 | 75.2 |  |  |  |  | 16.7 | 62.06 |  |  |  |  | 18.3 | 64.94 | [5 empty] | 28.9 | 84.02 |  |  |  | 23.9 | 75.02 |  |  |  |  | 21.1 | 69.98 |  |  |  |  | 24.4 | 75.92
2001-09-20 | 17:00 | 20.6 | 69.08 | WEEKDAY | #N/A | 1979-09-20 | 17:00 | 15.9 | 60.62 |  |  | 2003-09-20 | 17:00 | 24 | 75.2 |  |  | 1995-09-20 | 17:00 | 20 | 68 | [5 empty] | 18.9 | 66.02 |  |  |  | 23 | 73.4 |  |  |  |  | 16.3 | 61.34 |  |  |  |  | 17.2 | 62.96 | [5 empty] | 27.2 | 80.96 |  |  |  | 23.3 | 73.94 |  |  |  |  | 22.2 | 71.96 |  |  |  |  | 23.5 | 74.3
2001-09-20 | 18:00 | 21.1 | 69.98 | WEEKDAY | #N/A | 1979-09-20 | 18:00 | 15.8 | 60.44 |  |  | 2003-09-20 | 18:00 | 22 | 71.6 |  |  | 1995-09-20 | 18:00 | 19.4 | 66.92 | [5 empty] | 17.2 | 62.96 |  |  |  | 18 | 64.4 |  |  |  |  | 16 | 60.8 |  |  |  |  | 15 | 59 | [5 empty] | 26.1 | 78.98 |  |  |  | 21.7 | 71.06 |  |  |  |  | 21.7 | 71.06 |  |  |  |  | 22.6 | 72.68
2001-09-20 | 19:00 | 21.7 | 71.06 | WEEKDAY | #N/A | 1979-09-20 | 19:00 | 15.6 | 60.08 |  |  | 2003-09-20 | 19:00 | 22 | 71.6 |  |  | 1995-09-20 | 19:00 | 19.4 | 66.92 | [5 empty] | 14.4 | 57.92 |  |  |  | 15 | 59 |  |  |  |  | 15.6 | 60.08 |  |  |  |  | 13.9 | 57.02 | [5 empty] | 24.4 | 75.92 |  |  |  | 19.4 | 66.92 |  |  |  |  | 20.6 | 69.08 |  |  |  |  | 21.7 | 71.06
2001-09-20 | 20:00 | 21.7 | 71.06 | WEEKDAY | #N/A | 1979-09-20 | 20:00 | 15.6 | 60.08 |  |  | 2003-09-20 | 20:00 | 21 | 69.8 |  |  | 1995-09-20 | 20:00 | 19.4 | 66.92 | [5 empty] | 13.9 | 57.02 |  |  |  | 13 | 55.4 |  |  |  |  | 15 | 59 |  |  |  |  | 13.9 | 57.02 | [5 empty] | 23.9 | 75.02 |  |  |  | 18.3 | 64.94 |  |  |  |  | 20.6 | 69.08 |  |  |  |  | 20.9 | 69.62
2001-09-20 | 21:00 | 21.1 | 69.98 | WEEKDAY | #N/A | 1979-09-20 | 21:00 | 15.6 | 60.08 |  |  | 2003-09-20 | 21:00 | 19 | 66.2 |  |  | 1995-09-20 | 21:00 | 19.4 | 66.92 | [5 empty] | 12.8 | 55.04 |  |  |  | 12 | 53.6 |  |  |  |  | 14.5 | 58.1 |  |  |  |  | 12.2 | 53.96 | [5 empty] | 24.4 | 75.92 |  |  |  | 16.7 | 62.06 |  |  |  |  | 20 | 68 |  |  |  |  | 20.2 | 68.36
2001-09-20 | 22:00 | 19.4 | 66.92 | WEEKDAY | #N/A | 1979-09-20 | 22:00 | 15.6 | 60.08 |  |  | 2003-09-20 | 22:00 | 18.6 | 65.48 |  |  | 1995-09-20 | 22:00 | 19.4 | 66.92 | [5 empty] | 11.7 | 53.06 |  |  |  | 12 | 53.6 |  |  |  |  | 13.9 | 57.02 |  |  |  |  | 11.1 | 51.98 | [5 empty] | 23.9 | 75.02 |  |  |  | 15.6 | 60.08 |  |  |  |  | 20 | 68 |  |  |  |  | 19.4 | 66.92
2001-09-20 | 23:00 | 20.6 | 69.08 | WEEKDAY | #N/A | 1979-09-20 | 23:00 | 16 | 60.8 |  |  | 2003-09-20 | 23:00 | 18 | 64.4 |  |  | 1995-09-20 | 23:00 | 19.4 | 66.92 | [5 empty] | 12.2 | 53.96 |  |  |  | 11 | 51.8 |  |  |  |  | 13.4 | 56.12 |  |  |  |  | 10 | 50 | [5 empty] | 23.9 | 75.02 |  |  |  | 15 | 59 |  |  |  |  | 20 | 68 |  |  |  |  | 18.7 | 65.66
2001-09-20 | 24:00 | 21.1 | 69.98 | WEEKDAY | #N/A | 1979-09-20 | 24:00 | 16.3 | 61.34 |  |  | 2003-09-20 | 24:00 | 17 | 62.6 |  |  | 1995-09-20 | 24:00 | 18.9 | 66.02 | [5 empty] | 11.7 | 53.06 |  |  |  | 10 | 50 |  |  |  |  | 12.8 | 55.04 |  |  |  |  | 8.9 | 48.02 | [5 empty] | 24.4 | 75.92 |  |  |  | 14.4 | 57.92 |  |  |  |  | 20.6 | 69.08 |  |  |  |  | 17.9 | 64.22
2001-09-21 | 1:00 | 21.1 | 69.98 | WEEKDAY | #N/A | 1979-09-21 | 1:00 | 16.7 | 62.06 |  |  | 2003-09-21 | 1:00 | 16 | 60.8 |  |  | 1995-09-21 | 1:00 | 19.4 | 66.92 | [5 empty] | 11.1 | 51.98 |  |  |  | 10 | 50 |  |  |  |  | 12.3 | 54.14 |  |  |  |  | 7.8 | 46.04 | [5 empty] | 24.4 | 75.92 |  |  |  | 13.9 | 57.02 |  |  |  |  | 20.6 | 69.08 |  |  |  |  | 17.2 | 62.96
2001-09-21 | 2:00 | 20.6 | 69.08 | WEEKDAY | #N/A | 1979-09-21 | 2:00 | 16.5 | 61.7 |  |  | 2003-09-21 | 2:00 | 16 | 60.8 |  |  | 1995-09-21 | 2:00 | 19.4 | 66.92 | [5 empty] | 10.6 | 51.08 |  |  |  | 9 | 48.2 |  |  |  |  | 11.7 | 53.06 |  |  |  |  | 6.7 | 44.06 | [5 empty] | 23.3 | 73.94 |  |  |  | 12.8 | 55.04 |  |  |  |  | 20.6 | 69.08 |  |  |  |  | 15.2 | 59.36
2001-09-21 | 3:00 | 21.1 | 69.98 | WEEKDAY | #N/A | 1979-09-21 | 3:00 | 16.3 | 61.34 |  |  | 2003-09-21 | 3:00 | 14.9 | 58.82 |  |  | 1995-09-21 | 3:00 | 18.9 | 66.02 | [5 empty] | 11.7 | 53.06 |  |  |  | 9 | 48.2 |  |  |  |  | 11.2 | 52.16 |  |  |  |  | 6.1 | 42.98 | [5 empty] | 20.6 | 69.08 |  |  |  | 12.8 | 55.04 |  |  |  |  | 19.4 | 66.92 |  |  |  |  | 13.1 | 55.58
2001-09-21 | 4:00 | 21.1 | 69.98 | WEEKDAY | #N/A | 1979-09-21 | 4:00 | 16.1 | 60.98 |  |  | 2003-09-21 | 4:00 | 14 | 57.2 |  |  | 1995-09-21 | 4:00 | 19.4 | 66.92 | [5 empty] | 12.8 | 55.04 |  |  |  | 8.4 | 47.12 |  |  |  |  | 10.6 | 51.08 |  |  |  |  | 6.7 | 44.06 | [5 empty] | 16.7 | 62.06 |  |  |  | 12.2 | 53.96 |  |  |  |  | 20 | 68 |  |  |  |  | 11.1 | 51.98
2001-09-21 | 5:00 | 19 | 66.2 | WEEKDAY | #N/A | 1979-09-21 | 5:00 | 16.5 | 61.7 |  |  | 2003-09-21 | 5:00 | 13 | 55.4 |  |  | 1995-09-21 | 5:00 | 18.9 | 66.02 | [5 empty] | 13.9 | 57.02 |  |  |  | 8 | 46.4 |  |  |  |  | 10.6 | 51.08 |  |  |  |  | 5.6 | 42.08 | [5 empty] | 16.1 | 60.98 |  |  |  | 12.2 | 53.96 |  |  |  |  | 20 | 68 |  |  |  |  | 10.5 | 50.9
2001-09-21 | 6:00 | 19.4 | 66.92 | WEEKDAY | #N/A | 1979-09-21 | 6:00 | 16.8 | 62.24 |  |  | 2003-09-21 | 6:00 | 11 | 51.8 |  |  | 1995-09-21 | 6:00 | 19.4 | 66.92 | [5 empty] | 13.9 | 57.02 |  |  |  | 8 | 46.4 |  |  |  |  | 10.6 | 51.08 |  |  |  |  | 4.4 | 39.92 | [5 empty] | 15 | 59 |  |  |  | 11.7 | 53.06 |  |  |  |  | 19.4 | 66.92 |  |  |  |  | 10 | 50
2001-09-21 | 7:00 | 20 | 68 | WEEKDAY | #N/A | 1979-09-21 | 7:00 | 17.2 | 62.96 |  |  | 2003-09-21 | 7:00 | 14 | 57.2 |  |  | 1995-09-21 | 7:00 | 20 | 68 | [5 empty] | 15 | 59 |  |  |  | 10 | 50 |  |  |  |  | 10.6 | 51.08 |  |  |  |  | 7.2 | 44.96 | [5 empty] | 14.4 | 57.92 |  |  |  | 12.2 | 53.96 |  |  |  |  | 20.6 | 69.08 |  |  |  |  | 9.4 | 48.92
2001-09-21 | 8:00 | 20.6 | 69.08 | WEEKDAY | #N/A | 1979-09-21 | 8:00 | 17.9 | 64.22 |  |  | 2003-09-21 | 8:00 | 17 | 62.6 |  |  | 1995-09-21 | 8:00 | 20.6 | 69.08 | [5 empty] | 17.2 | 62.96 |  |  |  | 14 | 57.2 |  |  |  |  | 11.1 | 51.98 |  |  |  |  | 10.6 | 51.08 | [5 empty] | 14.4 | 57.92 |  |  |  | 15.6 | 60.08 |  |  |  |  | 21.1 | 69.98 |  |  |  |  | 10.7 | 51.26
2001-09-21 | 9:00 | 21.7 | 71.06 | WEEKDAY | #N/A | 1979-09-21 | 9:00 | 18.7 | 65.66 |  |  | 2003-09-21 | 9:00 | 18 | 64.4 |  |  | 1995-09-21 | 9:00 | 21.1 | 69.98 | [5 empty] | 20 | 68 |  |  |  | 18 | 64.4 |  |  |  |  | 11.7 | 53.06 |  |  |  |  | 12.8 | 55.04 | [5 empty] | 16.1 | 60.98 |  |  |  | 18.9 | 66.02 |  |  |  |  | 22.8 | 73.04 |  |  |  |  | 12 | 53.6
2001-09-21 | 10:00 | 21.1 | 69.98 | WEEKDAY | #N/A | 1979-09-21 | 10:00 | 19.4 | 66.92 |  |  | 2003-09-21 | 10:00 | 19 | 66.2 |  |  | 1995-09-21 | 10:00 | 22.2 | 71.96 | [5 empty] | 21.7 | 71.06 |  |  |  | 19 | 66.2 |  |  |  |  | 12.2 | 53.96 |  |  |  |  | 14.4 | 57.92 | [5 empty] | 15 | 59 |  |  |  | 21.7 | 71.06 |  |  |  |  | 23.3 | 73.94 |  |  |  |  | 13.3 | 55.94
2001-09-21 | 11:00 | 22.8 | 73.04 | WEEKDAY | #N/A | 1979-09-21 | 11:00 | 19.8 | 67.64 |  |  | 2003-09-21 | 11:00 | 20 | 68 |  |  | 1995-09-21 | 11:00 | 22.8 | 73.04 | [5 empty] | 22.8 | 73.04 |  |  |  | 21.1 | 69.98 |  |  |  |  | 12.8 | 55.04 |  |  |  |  | 16.7 | 62.06 | [5 empty] | 15 | 59 |  |  |  | 22.8 | 73.04 |  |  |  |  | 23.9 | 75.02 |  |  |  |  | 14.1 | 57.38
2001-09-21 | 12:00 | 23.9 | 75.02 | WEEKDAY | #N/A | 1979-09-21 | 12:00 | 20.2 | 68.36 |  |  | 2003-09-21 | 12:00 | 21 | 69.8 |  |  | 1995-09-21 | 12:00 | 23.3 | 73.94 | [5 empty] | 23.9 | 75.02 |  |  |  | 23 | 73.4 |  |  |  |  | 13.3 | 55.94 |  |  |  |  | 18.9 | 66.02 | [5 empty] | 15 | 59 |  |  |  | 24.4 | 75.92 |  |  |  |  | 25 | 77 |  |  |  |  | 14.8 | 58.64
2001-09-21 | 13:00 | 25 | 77 | WEEKDAY | #N/A | 1979-09-21 | 13:00 | 20.6 | 69.08 |  |  | 2003-09-21 | 13:00 | 22 | 71.6 |  |  | 1995-09-21 | 13:00 | 23.9 | 75.02 | [5 empty] | 24.4 | 75.92 |  |  |  | 24 | 75.2 |  |  |  |  | 13.9 | 57.02 |  |  |  |  | 18.9 | 66.02 | [5 empty] | 16.7 | 62.06 |  |  |  | 25 | 77 |  |  |  |  | 25.6 | 78.08 |  |  |  |  | 15.6 | 60.08
2001-09-21 | 14:00 | 25.6 | 78.08 | WEEKDAY | #N/A | 1979-09-21 | 14:00 | 20.6 | 69.08 |  |  | 2003-09-21 | 14:00 | 22 | 71.6 |  |  | 1995-09-21 | 14:00 | 23.3 | 73.94 | [5 empty] | 25 | 77 |  |  |  | 24 | 75.2 |  |  |  |  | 14.3 | 57.74 |  |  |  |  | 18.9 | 66.02 | [5 empty] | 16.7 | 62.06 |  |  |  | 25.6 | 78.08 |  |  |  |  | 26.1 | 78.98 |  |  |  |  | 15.6 | 60.08
2001-09-21 | 15:00 | 25 | 77 | WEEKDAY | #N/A | 1979-09-21 | 15:00 | 20.6 | 69.08 |  |  | 2003-09-21 | 15:00 | 22 | 71.6 |  |  | 1995-09-21 | 15:00 | 22.8 | 73.04 | [5 empty] | 25 | 77 |  |  |  | 24 | 75.2 |  |  |  |  | 14.6 | 58.28 |  |  |  |  | 18.3 | 64.94 | [5 empty] | 16.1 | 60.98 |  |  |  | 26.1 | 78.98 |  |  |  |  | 26.1 | 78.98 |  |  |  |  | 15.6 | 60.08
2001-09-21 | 16:00 | 23.9 | 75.02 | WEEKDAY | #N/A | 1979-09-21 | 16:00 | 20.6 | 69.08 |  |  | 2003-09-21 | 16:00 | 22 | 71.6 |  |  | 1995-09-21 | 16:00 | 23.3 | 73.94 | [5 empty] | 24.4 | 75.92 |  |  |  | 23 | 73.4 |  |  |  |  | 15 | 59 |  |  |  |  | 18.9 | 66.02 | [5 empty] | 16.1 | 60.98 |  |  |  | 26.1 | 78.98 |  |  |  |  | 25.6 | 78.08 |  |  |  |  | 15.6 | 60.08
2001-09-21 | 17:00 | 23.3 | 73.94 | WEEKDAY | #N/A | 1979-09-21 | 17:00 | 20.4 | 68.72 |  |  | 2003-09-21 | 17:00 | 21 | 69.8 |  |  | 1995-09-21 | 17:00 | 22.8 | 73.04 | [5 empty] | 24.4 | 75.92 |  |  |  | 23 | 73.4 |  |  |  |  | 13.9 | 57.02 |  |  |  |  | 16.7 | 62.06 | [5 empty] | 14.4 | 57.92 |  |  |  | 25.6 | 78.08 |  |  |  |  | 24.4 | 75.92 |  |  |  |  | 15.6 | 60.08
2001-09-21 | 18:00 | 22.8 | 73.04 | WEEKDAY | #N/A | 1979-09-21 | 18:00 | 20.2 | 68.36 |  |  | 2003-09-21 | 18:00 | 18.5 | 65.3 |  |  | 1995-09-21 | 18:00 | 21.7 | 71.06 | [5 empty] | 21.7 | 71.06 |  |  |  | 20 | 68 |  |  |  |  | 12.8 | 55.04 |  |  |  |  | 14.4 | 57.92 | [5 empty] | 13.9 | 57.02 |  |  |  | 23.3 | 73.94 |  |  |  |  | 23.3 | 73.94 |  |  |  |  | 15.6 | 60.08
2001-09-21 | 19:00 | 22.2 | 71.96 | WEEKDAY | #N/A | 1979-09-21 | 19:00 | 20 | 68 |  |  | 2003-09-21 | 19:00 | 16 | 60.8 |  |  | 1995-09-21 | 19:00 | 21.7 | 71.06 | [5 empty] | 19.4 | 66.92 |  |  |  | 15 | 59 |  |  |  |  | 11.7 | 53.06 |  |  |  |  | 13.3 | 55.94 | [5 empty] | 13.9 | 57.02 |  |  |  | 21.1 | 69.98 |  |  |  |  | 22.2 | 71.96 |  |  |  |  | 15.6 | 60.08
2001-09-21 | 20:00 | 21.7 | 71.06 | WEEKDAY | #N/A | 1979-09-21 | 20:00 | 20.2 | 68.36 |  |  | 2003-09-21 | 20:00 | 16 | 60.8 |  |  | 1995-09-21 | 20:00 | 21.7 | 71.06 | [5 empty] | 16.1 | 60.98 |  |  |  | 14 | 57.2 |  |  |  |  | 11.1 | 51.98 |  |  |  |  | 11.1 | 51.98 | [5 empty] | 13.3 | 55.94 |  |  |  | 20 | 68 |  |  |  |  | 20 | 68 |  |  |  |  | 15.6 | 60.08
2001-09-21 | 21:00 | 21.7 | 71.06 | WEEKDAY | #N/A | 1979-09-21 | 21:00 | 20.4 | 68.72 |  |  | 2003-09-21 | 21:00 | 16 | 60.8 |  |  | 1995-09-21 | 21:00 | 21.7 | 71.06 | [5 empty] | 15.6 | 60.08 |  |  |  | 13 | 55.4 |  |  |  |  | 10.6 | 51.08 |  |  |  |  | 10.6 | 51.08 | [5 empty] | 13.3 | 55.94 |  |  |  | 18.3 | 64.94 |  |  |  |  | 18.3 | 64.94 |  |  |  |  | 15.6 | 60.08
2001-09-21 | 22:00 | 21.7 | 71.06 | WEEKDAY | #N/A | 1979-09-21 | 22:00 | 20.6 | 69.08 |  |  | 2003-09-21 | 22:00 | 15 | 59 |  |  | 1995-09-21 | 22:00 | 21.1 | 69.98 | [5 empty] | 14.4 | 57.92 |  |  |  | 12 | 53.6 |  |  |  |  | 10 | 50 |  |  |  |  | 10.6 | 51.08 | [5 empty] | 12.8 | 55.04 |  |  |  | 17.2 | 62.96 |  |  |  |  | 17.8 | 64.04 |  |  |  |  | 15.6 | 60.08
2001-09-21 | 23:00 | 21.7 | 71.06 | WEEKDAY | #N/A | 1979-09-21 | 23:00 | 20.4 | 68.72 |  |  | 2003-09-21 | 23:00 | 16 | 60.8 |  |  | 1995-09-21 | 23:00 | 21.1 | 69.98 | [5 empty] | 13.9 | 57.02 |  |  |  | 11.5 | 52.7 |  |  |  |  | 9.3 | 48.74 |  |  |  |  | 12.8 | 55.04 | [5 empty] | 12.2 | 53.96 |  |  |  | 16.7 | 62.06 |  |  |  |  | 16.7 | 62.06 |  |  |  |  | 17.4 | 63.32
2001-09-21 | 24:00 | 21.7 | 71.06 | WEEKDAY | #N/A | 1979-09-21 | 24:00 | 20.2 | 68.36 |  |  | 2003-09-21 | 24:00 | 15 | 59 |  |  | 1995-09-21 | 24:00 | 21.1 | 69.98 | [5 empty] | 12.8 | 55.04 |  |  |  | 11 | 51.8 |  |  |  |  | 8.5 | 47.3 |  |  |  |  | 12.8 | 55.04 | [5 empty] | 12.2 | 53.96 |  |  |  | 15 | 59 |  |  |  |  | 15.6 | 60.08 |  |  |  |  | 19.3 | 66.74
2001-09-22 | 1:00 | 21.1 | 69.98 | SATURDAY | #N/A | 1979-09-22 | 1:00 | 20 | 68 |  |  | 2003-09-22 | 1:00 | 15 | 59 |  |  | 1995-09-22 | 1:00 | 21.1 | 69.98 | [5 empty] | 13.9 | 57.02 |  |  |  | 11 | 51.8 |  |  |  |  | 7.8 | 46.04 |  |  |  |  | 12.8 | 55.04 | [5 empty] | 12.2 | 53.96 |  |  |  | 15 | 59 |  |  |  |  | 15 | 59 |  |  |  |  | 21.1 | 69.98
2001-09-22 | 2:00 | 20.6 | 69.08 | SATURDAY | #N/A | 1979-09-22 | 2:00 | 20 | 68 |  |  | 2003-09-22 | 2:00 | 13 | 55.4 |  |  | 1995-09-22 | 2:00 | 21.7 | 71.06 | [5 empty] | 12.8 | 55.04 |  |  |  | 11 | 51.8 |  |  |  |  | 7.8 | 46.04 |  |  |  |  | 12.2 | 53.96 | [5 empty] | 12.2 | 53.96 |  |  |  | 13.9 | 57.02 |  |  |  |  | 14.4 | 57.92 |  |  |  |  | 20.5 | 68.9
2001-09-22 | 3:00 | 20.6 | 69.08 | SATURDAY | #N/A | 1979-09-22 | 3:00 | 20 | 68 |  |  | 2003-09-22 | 3:00 | 15 | 59 |  |  | 1995-09-22 | 3:00 | 21.7 | 71.06 | [5 empty] | 12.2 | 53.96 |  |  |  | 10 | 50 |  |  |  |  | 7.8 | 46.04 |  |  |  |  | 13.3 | 55.94 | [5 empty] | 11.7 | 53.06 |  |  |  | 13.9 | 57.02 |  |  |  |  | 13.3 | 55.94 |  |  |  |  | 20 | 68
2001-09-22 | 4:00 | 20 | 68 | SATURDAY | #N/A | 1979-09-22 | 4:00 | 20 | 68 |  |  | 2003-09-22 | 4:00 | 15 | 59 |  |  | 1995-09-22 | 4:00 | 21.7 | 71.06 | [5 empty] | 12.8 | 55.04 |  |  |  | 11 | 51.8 |  |  |  |  | 7.8 | 46.04 |  |  |  |  | 13.9 | 57.02 | [5 empty] | 10 | 50 |  |  |  | 13.3 | 55.94 |  |  |  |  | 13.9 | 57.02 |  |  |  |  | 19.4 | 66.92
2001-09-22 | 5:00 | 20 | 68 | SATURDAY | #N/A | 1979-09-22 | 5:00 | 20 | 68 |  |  | 2003-09-22 | 5:00 | 16 | 60.8 |  |  | 1995-09-22 | 5:00 | 21.7 | 71.06 | [5 empty] | 12.2 | 53.96 |  |  |  | 11 | 51.8 |  |  |  |  | 7.8 | 46.04 |  |  |  |  | 12.8 | 55.04 | [5 empty] | 8.9 | 48.02 |  |  |  | 13.3 | 55.94 |  |  |  |  | 13.9 | 57.02 |  |  |  |  | 18.5 | 65.3
2001-09-22 | 6:00 | 19.4 | 66.92 | SATURDAY | #N/A | 1979-09-22 | 6:00 | 20 | 68 |  |  | 2003-09-22 | 6:00 | 16 | 60.8 |  |  | 1995-09-22 | 6:00 | 21.7 | 71.06 | [5 empty] | 13.9 | 57.02 |  |  |  | 11 | 51.8 |  |  |  |  | 7.8 | 46.04 |  |  |  |  | 13.9 | 57.02 | [5 empty] | 8.9 | 48.02 |  |  |  | 12.8 | 55.04 |  |  |  |  | 13.9 | 57.02 |  |  |  |  | 17.6 | 63.68
2001-09-22 | 7:00 | 20 | 68 | SATURDAY | #N/A | 1979-09-22 | 7:00 | 20 | 68 |  |  | 2003-09-22 | 7:00 | 16 | 60.8 |  |  | 1995-09-22 | 7:00 | 21.7 | 71.06 | [5 empty] | 16.1 | 60.98 |  |  |  | 12 | 53.6 |  |  |  |  | 7.8 | 46.04 |  |  |  |  | 13.9 | 57.02 | [5 empty] | 10 | 50 |  |  |  | 12.8 | 55.04 |  |  |  |  | 14.4 | 57.92 |  |  |  |  | 16.7 | 62.06
2001-09-22 | 8:00 | 21 | 69.8 | SATURDAY | #N/A | 1979-09-22 | 8:00 | 19.4 | 66.92 |  |  | 2003-09-22 | 8:00 | 16 | 60.8 |  |  | 1995-09-22 | 8:00 | 21.7 | 71.06 | [5 empty] | 19.4 | 66.92 |  |  |  | 14 | 57.2 |  |  |  |  | 8.5 | 47.3 |  |  |  |  | 13.9 | 57.02 | [5 empty] | 12.2 | 53.96 |  |  |  | 15 | 59 |  |  |  |  | 15 | 59 |  |  |  |  | 17.1 | 62.78
2001-09-22 | 9:00 | 21.7 | 71.06 | SATURDAY | #N/A | 1979-09-22 | 9:00 | 18.9 | 66.02 |  |  | 2003-09-22 | 9:00 | 17.6 | 63.68 |  |  | 1995-09-22 | 9:00 | 21.7 | 71.06 | [5 empty] | 21.7 | 71.06 |  |  |  | 16 | 60.8 |  |  |  |  | 9.3 | 48.74 |  |  |  |  | 14.4 | 57.92 | [5 empty] | 13 | 55.4 |  |  |  | 16.7 | 62.06 |  |  |  |  | 15.6 | 60.08 |  |  |  |  | 17.4 | 63.32
2001-09-22 | 10:00 | 21.7 | 71.06 | SATURDAY | #N/A | 1979-09-22 | 10:00 | 18.3 | 64.94 |  |  | 2003-09-22 | 10:00 | 19 | 66.2 |  |  | 1995-09-22 | 10:00 | 22.2 | 71.96 | [5 empty] | 23.3 | 73.94 |  |  |  | 17 | 62.6 |  |  |  |  | 10 | 50 |  |  |  |  | 15 | 59 | [5 empty] | 12.8 | 55.04 |  |  |  | 19.4 | 66.92 |  |  |  |  | 16.7 | 62.06 |  |  |  |  | 17.8 | 64.04
2001-09-22 | 11:00 | 22.8 | 73.04 | SATURDAY | #N/A | 1979-09-22 | 11:00 | 18.5 | 65.3 |  |  | 2003-09-22 | 11:00 | 19 | 66.2 |  |  | 1995-09-22 | 11:00 | 20.6 | 69.08 | [5 empty] | 23.9 | 75.02 |  |  |  | 17 | 62.6 |  |  |  |  | 10.6 | 51.08 |  |  |  |  | 15.6 | 60.08 | [5 empty] | 14.4 | 57.92 |  |  |  | 22.2 | 71.96 |  |  |  |  | 15 | 59 |  |  |  |  | 18.2 | 64.76
2001-09-22 | 12:00 | 23.9 | 75.02 | SATURDAY | #N/A | 1979-09-22 | 12:00 | 18.7 | 65.66 |  |  | 2003-09-22 | 12:00 | 20 | 68 |  |  | 1995-09-22 | 12:00 | 20.6 | 69.08 | [5 empty] | 25 | 77 |  |  |  | 18 | 64.4 |  |  |  |  | 11.1 | 51.98 |  |  |  |  | 15 | 59 | [5 empty] | 15 | 59 |  |  |  | 22.8 | 73.04 |  |  |  |  | 14.4 | 57.92 |  |  |  |  | 18.5 | 65.3
2001-09-22 | 13:00 | 25 | 77 | SATURDAY | #N/A | 1979-09-22 | 13:00 | 18.9 | 66.02 |  |  | 2003-09-22 | 13:00 | 20 | 68 |  |  | 1995-09-22 | 13:00 | 21.1 | 69.98 | [5 empty] | 25.6 | 78.08 |  |  |  | 17 | 62.6 |  |  |  |  | 11.7 | 53.06 |  |  |  |  | 15 | 59 | [5 empty] | 15.6 | 60.08 |  |  |  | 22.8 | 73.04 |  |  |  |  | 13.9 | 57.02 |  |  |  |  | 18.9 | 66.02
2001-09-22 | 14:00 | 26.1 | 78.98 | SATURDAY | #N/A | 1979-09-22 | 14:00 | 18.9 | 66.02 |  |  | 2003-09-22 | 14:00 | 20 | 68 |  |  | 1995-09-22 | 14:00 | 22.8 | 73.04 | [5 empty] | 26.1 | 78.98 |  |  |  | 17 | 62.6 |  |  |  |  | 11.3 | 52.34 |  |  |  |  | 15 | 59 | [5 empty] | 16.1 | 60.98 |  |  |  | 23.9 | 75.02 |  |  |  |  | 13.3 | 55.94 |  |  |  |  | 19.5 | 67.1
2001-09-22 | 15:00 | 25.6 | 78.08 | SATURDAY | #N/A | 1979-09-22 | 15:00 | 18.9 | 66.02 |  |  | 2003-09-22 | 15:00 | 20 | 68 |  |  | 1995-09-22 | 15:00 | 21.7 | 71.06 | [5 empty] | 26.7 | 80.06 |  |  |  | 16 | 60.8 |  |  |  |  | 11 | 51.8 |  |  |  |  | 15.6 | 60.08 | [5 empty] | 17.2 | 62.96 |  |  |  | 23.9 | 75.02 |  |  |  |  | 13.3 | 55.94 |  |  |  |  | 20 | 68
2001-09-22 | 16:00 | 24.4 | 75.92 | SATURDAY | #N/A | 1979-09-22 | 16:00 | 18.9 | 66.02 |  |  | 2003-09-22 | 16:00 | 20 | 68 |  |  | 1995-09-22 | 16:00 | 22.2 | 71.96 | [5 empty] | 26.7 | 80.06 |  |  |  | 16 | 60.8 |  |  |  |  | 10.6 | 51.08 |  |  |  |  | 15.6 | 60.08 | [5 empty] | 16.7 | 62.06 |  |  |  | 23.9 | 75.02 |  |  |  |  | 12.8 | 55.04 |  |  |  |  | 20.6 | 69.08
2001-09-22 | 17:00 | 23.9 | 75.02 | SATURDAY | #N/A | 1979-09-22 | 17:00 | 18.2 | 64.76 |  |  | 2003-09-22 | 17:00 | 19 | 66.2 |  |  | 1995-09-22 | 17:00 | 22.8 | 73.04 | [5 empty] | 25.6 | 78.08 |  |  |  | 16 | 60.8 |  |  |  |  | 10 | 50 |  |  |  |  | 15.6 | 60.08 | [5 empty] | 14.4 | 57.92 |  |  |  | 23.3 | 73.94 |  |  |  |  | 11.7 | 53.06 |  |  |  |  | 19.7 | 67.46
2001-09-22 | 18:00 | 22.8 | 73.04 | SATURDAY | #N/A | 1979-09-22 | 18:00 | 17.4 | 63.32 |  |  | 2003-09-22 | 18:00 | 19 | 66.2 |  |  | 1995-09-22 | 18:00 | 22.2 | 71.96 | [5 empty] | 23.3 | 73.94 |  |  |  | 15 | 59 |  |  |  |  | 9.5 | 49.1 |  |  |  |  | 15.6 | 60.08 | [5 empty] | 13.3 | 55.94 |  |  |  | 21.1 | 69.98 |  |  |  |  | 12.2 | 53.96 |  |  |  |  | 18.7 | 65.66
2001-09-22 | 19:00 | 22.2 | 71.96 | SATURDAY | #N/A | 1979-09-22 | 19:00 | 16.7 | 62.06 |  |  | 2003-09-22 | 19:00 | 19 | 66.2 |  |  | 1995-09-22 | 19:00 | 20 | 68 | [5 empty] | 21.7 | 71.06 |  |  |  | 16 | 60.8 |  |  |  |  | 8.9 | 48.02 |  |  |  |  | 15.6 | 60.08 | [5 empty] | 11.7 | 53.06 |  |  |  | 18.9 | 66.02 |  |  |  |  | 11.7 | 53.06 |  |  |  |  | 17.8 | 64.04
2001-09-22 | 20:00 | 22.2 | 71.96 | SATURDAY | #N/A | 1979-09-22 | 20:00 | 16.7 | 62.06 |  |  | 2003-09-22 | 20:00 | 18 | 64.4 |  |  | 1995-09-22 | 20:00 | 20 | 68 | [5 empty] | 20.6 | 69.08 |  |  |  | 15 | 59 |  |  |  |  | 8.2 | 46.76 |  |  |  |  | 15.6 | 60.08 | [5 empty] | 11.1 | 51.98 |  |  |  | 17.2 | 62.96 |  |  |  |  | 11.7 | 53.06 |  |  |  |  | 17.4 | 63.32
2001-09-22 | 21:00 | 22.2 | 71.96 | SATURDAY | #N/A | 1979-09-22 | 21:00 | 16.7 | 62.06 |  |  | 2003-09-22 | 21:00 | 19 | 66.2 |  |  | 1995-09-22 | 21:00 | 18.9 | 66.02 | [5 empty] | 20 | 68 |  |  |  | 14.3 | 57.74 |  |  |  |  | 7.4 | 45.32 |  |  |  |  | 15 | 59 | [5 empty] | 11.1 | 51.98 |  |  |  | 16.1 | 60.98 |  |  |  |  | 10 | 50 |  |  |  |  | 17.1 | 62.78
2001-09-22 | 22:00 | 22.2 | 71.96 | SATURDAY | #N/A | 1979-09-22 | 22:00 | 16.7 | 62.06 |  |  | 2003-09-22 | 22:00 | 19 | 66.2 |  |  | 1995-09-22 | 22:00 | 18.3 | 64.94 | [5 empty] | 19.4 | 66.92 |  |  |  | 14 | 57.2 |  |  |  |  | 6.7 | 44.06 |  |  |  |  | 15.6 | 60.08 | [5 empty] | 12.2 | 53.96 |  |  |  | 15.6 | 60.08 |  |  |  |  | 10 | 50 |  |  |  |  | 16.7 | 62.06
2001-09-22 | 23:00 | 22.2 | 71.96 | SATURDAY | #N/A | 1979-09-22 | 23:00 | 16.3 | 61.34 |  |  | 2003-09-22 | 23:00 | 19 | 66.2 |  |  | 1995-09-22 | 23:00 | 17.2 | 62.96 | [5 empty] | 18.9 | 66.02 |  |  |  | 15 | 59 |  |  |  |  | 5.9 | 42.62 |  |  |  |  | 12.2 | 53.96 | [5 empty] | 12.2 | 53.96 |  |  |  | 14.4 | 57.92 |  |  |  |  | 9.4 | 48.92 |  |  |  |  | 16.9 | 62.42
2001-09-22 | 24:00 | 21.7 | 71.06 | SATURDAY | #N/A | 1979-09-22 | 24:00 | 16 | 60.8 |  |  | 2003-09-22 | 24:00 | 19 | 66.2 |  |  | 1995-09-22 | 24:00 | 16.1 | 60.98 | [5 empty] | 18.3 | 64.94 |  |  |  | 14 | 57.2 |  |  |  |  | 5.2 | 41.36 |  |  |  |  | 10.6 | 51.08 | [5 empty] | 11.1 | 51.98 |  |  |  | 15.6 | 60.08 |  |  |  |  | 8.9 | 48.02 |  |  |  |  | 17 | 62.6
2001-09-23 | 1:00 | 21.7 | 71.06 | SUNDAY | #N/A | 1979-09-23 | 1:00 | 15.6 | 60.08 |  |  | 2003-09-23 | 1:00 | 19 | 66.2 |  |  | 1995-09-23 | 1:00 | 15.6 | 60.08 | [5 empty] | 18.9 | 66.02 |  |  |  | 13 | 55.4 |  |  |  |  | 4.4 | 39.92 |  |  |  |  | 9.4 | 48.92 | [5 empty] | 11.1 | 51.98 |  |  |  | 14.4 | 57.92 |  |  |  |  | 8.3 | 46.94 |  |  |  |  | 17.2 | 62.96
2001-09-23 | 2:00 | 21.1 | 69.98 | SUNDAY | #N/A | 1979-09-23 | 2:00 | 15 | 59 |  |  | 2003-09-23 | 2:00 | 19 | 66.2 |  |  | 1995-09-23 | 2:00 | 15 | 59 | [5 empty] | 18.9 | 66.02 |  |  |  | 13 | 55.4 |  |  |  |  | 4 | 39.2 |  |  |  |  | 7.8 | 46.04 | [5 empty] | 10.6 | 51.08 |  |  |  | 14.4 | 57.92 |  |  |  |  | 7.2 | 44.96 |  |  |  |  | 17.4 | 63.32
2001-09-23 | 3:00 | 21.1 | 69.98 | SUNDAY | #N/A | 1979-09-23 | 3:00 | 14.5 | 58.1 |  |  | 2003-09-23 | 3:00 | 20 | 68 |  |  | 1995-09-23 | 3:00 | 14.4 | 57.92 | [5 empty] | 18.3 | 64.94 |  |  |  | 13 | 55.4 |  |  |  |  | 3.7 | 38.66 |  |  |  |  | 6.7 | 44.06 | [5 empty] | 10.6 | 51.08 |  |  |  | 13.9 | 57.02 |  |  |  |  | 7.2 | 44.96 |  |  |  |  | 17.6 | 63.68
2001-09-23 | 4:00 | 20.6 | 69.08 | SUNDAY | #N/A | 1979-09-23 | 4:00 | 13.9 | 57.02 |  |  | 2003-09-23 | 4:00 | 21 | 69.8 |  |  | 1995-09-23 | 4:00 | 14.4 | 57.92 | [5 empty] | 18.3 | 64.94 |  |  |  | 12.9 | 55.22 |  |  |  |  | 3.3 | 37.94 |  |  |  |  | 7.8 | 46.04 | [5 empty] | 11.1 | 51.98 |  |  |  | 13.9 | 57.02 |  |  |  |  | 6.7 | 44.06 |  |  |  |  | 17.8 | 64.04
2001-09-23 | 5:00 | 18.9 | 66.02 | SUNDAY | #N/A | 1979-09-23 | 5:00 | 13.5 | 56.3 |  |  | 2003-09-23 | 5:00 | 21 | 69.8 |  |  | 1995-09-23 | 5:00 | 13.9 | 57.02 | [5 empty] | 18.3 | 64.94 |  |  |  | 13 | 55.4 |  |  |  |  | 4.4 | 39.92 |  |  |  |  | 7.8 | 46.04 | [5 empty] | 12 | 53.6 |  |  |  | 13.3 | 55.94 |  |  |  |  | 5.6 | 42.08 |  |  |  |  | 17.2 | 62.96
2001-09-23 | 6:00 | 18.3 | 64.94 | SUNDAY | #N/A | 1979-09-23 | 6:00 | 13.2 | 55.76 |  |  | 2003-09-23 | 6:00 | 21 | 69.8 |  |  | 1995-09-23 | 6:00 | 13.3 | 55.94 | [5 empty] | 17.8 | 64.04 |  |  |  | 13 | 55.4 |  |  |  |  | 5.6 | 42.08 |  |  |  |  | 6.7 | 44.06 | [5 empty] | 11.7 | 53.06 |  |  |  | 12.8 | 55.04 |  |  |  |  | 6.7 | 44.06 |  |  |  |  | 16.7 | 62.06
2001-09-23 | 7:00 | 18.3 | 64.94 | SUNDAY | #N/A | 1979-09-23 | 7:00 | 12.8 | 55.04 |  |  | 2003-09-23 | 7:00 | 21 | 69.8 |  |  | 1995-09-23 | 7:00 | 12.8 | 55.04 | [5 empty] | 19.4 | 66.92 |  |  |  | 13 | 55.4 |  |  |  |  | 6.7 | 44.06 |  |  |  |  | 8.3 | 46.94 | [5 empty] | 12.2 | 53.96 |  |  |  | 13.3 | 55.94 |  |  |  |  | 7.2 | 44.96 |  |  |  |  | 16.1 | 60.98
2001-09-23 | 8:00 | 19.4 | 66.92 | SUNDAY | #N/A | 1979-09-23 | 8:00 | 14.1 | 57.38 |  |  | 2003-09-23 | 8:00 | 21 | 69.8 |  |  | 1995-09-23 | 8:00 | 13.3 | 55.94 | [5 empty] | 21.7 | 71.06 |  |  |  | 13 | 55.4 |  |  |  |  | 7.8 | 46.04 |  |  |  |  | 12.2 | 53.96 | [5 empty] | 13.3 | 55.94 |  |  |  | 14.4 | 57.92 |  |  |  |  | 10 | 50 |  |  |  |  | 15.9 | 60.62
2001-09-23 | 9:00 | 21.1 | 69.98 | SUNDAY | #N/A | 1979-09-23 | 9:00 | 15.4 | 59.72 |  |  | 2003-09-23 | 9:00 | 20.6 | 69.08 |  |  | 1995-09-23 | 9:00 | 13.3 | 55.94 | [5 empty] | 23.3 | 73.94 |  |  |  | 13 | 55.4 |  |  |  |  | 8.9 | 48.02 |  |  |  |  | 15 | 59 | [5 empty] | 14.4 | 57.92 |  |  |  | 13.9 | 57.02 |  |  |  |  | 11.1 | 51.98 |  |  |  |  | 15.8 | 60.44
2001-09-23 | 10:00 | 22.2 | 71.96 | SUNDAY | #N/A | 1979-09-23 | 10:00 | 16.7 | 62.06 |  |  | 2003-09-23 | 10:00 | 20 | 68 |  |  | 1995-09-23 | 10:00 | 14.4 | 57.92 | [5 empty] | 24.4 | 75.92 |  |  |  | 13 | 55.4 |  |  |  |  | 10 | 50 |  |  |  |  | 16.1 | 60.98 | [5 empty] | 14.4 | 57.92 |  |  |  | 15 | 59 |  |  |  |  | 11.7 | 53.06 |  |  |  |  | 15.6 | 60.08
2001-09-23 | 11:00 | 22.8 | 73.04 | SUNDAY | #N/A | 1979-09-23 | 11:00 | 17.4 | 63.32 |  |  | 2003-09-23 | 11:00 | 19 | 66.2 |  |  | 1995-09-23 | 11:00 | 15 | 59 | [5 empty] | 26.1 | 78.98 |  |  |  | 13 | 55.4 |  |  |  |  | 11.3 | 52.34 |  |  |  |  | 16.7 | 62.06 | [5 empty] | 15.6 | 60.08 |  |  |  | 15 | 59 |  |  |  |  | 12.2 | 53.96 |  |  |  |  | 16.1 | 60.98
2001-09-23 | 12:00 | 23.3 | 73.94 | SUNDAY | #N/A | 1979-09-23 | 12:00 | 18.2 | 64.76 |  |  | 2003-09-23 | 12:00 | 17 | 62.6 |  |  | 1995-09-23 | 12:00 | 15.6 | 60.08 | [5 empty] | 26.1 | 78.98 |  |  |  | 14 | 57.2 |  |  |  |  | 12.6 | 54.68 |  |  |  |  | 15 | 59 | [5 empty] | 18.3 | 64.94 |  |  |  | 17.2 | 62.96 |  |  |  |  | 12.8 | 55.04 |  |  |  |  | 16.7 | 62.06
2001-09-23 | 13:00 | 24.4 | 75.92 | SUNDAY | #N/A | 1979-09-23 | 13:00 | 18.9 | 66.02 |  |  | 2003-09-23 | 13:00 | 19 | 66.2 |  |  | 1995-09-23 | 13:00 | 16.1 | 60.98 | [5 empty] | 26.1 | 78.98 |  |  |  | 15 | 59 |  |  |  |  | 13.9 | 57.02 |  |  |  |  | 14.4 | 57.92 | [5 empty] | 20 | 68 |  |  |  | 16.7 | 62.06 |  |  |  |  | 13.3 | 55.94 |  |  |  |  | 17.2 | 62.96
2001-09-23 | 14:00 | 25 | 77 | SUNDAY | #N/A | 1979-09-23 | 14:00 | 18.9 | 66.02 |  |  | 2003-09-23 | 14:00 | 20 | 68 |  |  | 1995-09-23 | 14:00 | 16.1 | 60.98 | [5 empty] | 25.6 | 78.08 |  |  |  | 16 | 60.8 |  |  |  |  | 14.6 | 58.28 |  |  |  |  | 16.1 | 60.98 | [5 empty] | 21.1 | 69.98 |  |  |  | 16.1 | 60.98 |  |  |  |  | 13.9 | 57.02 |  |  |  |  | 16.3 | 61.34
2001-09-23 | 15:00 | 25 | 77 | SUNDAY | #N/A | 1979-09-23 | 15:00 | 18.9 | 66.02 |  |  | 2003-09-23 | 15:00 | 20 | 68 |  |  | 1995-09-23 | 15:00 | 16.7 | 62.06 | [5 empty] | 26.1 | 78.98 |  |  |  | 16.6 | 61.88 |  |  |  |  | 15.4 | 59.72 |  |  |  |  | 15 | 59 | [5 empty] | 21.1 | 69.98 |  |  |  | 17.2 | 62.96 |  |  |  |  | 14.4 | 57.92 |  |  |  |  | 15.3 | 59.54
2001-09-23 | 16:00 | 24.4 | 75.92 | SUNDAY | #N/A | 1979-09-23 | 16:00 | 18.9 | 66.02 |  |  | 2003-09-23 | 16:00 | 21 | 69.8 |  |  | 1995-09-23 | 16:00 | 16.1 | 60.98 | [5 empty] | 22.2 | 71.96 |  |  |  | 17 | 62.6 |  |  |  |  | 16.1 | 60.98 |  |  |  |  | 15 | 59 | [5 empty] | 21.1 | 69.98 |  |  |  | 16.1 | 60.98 |  |  |  |  | 13.9 | 57.02 |  |  |  |  | 14.4 | 57.92
2001-09-23 | 17:00 | 23.9 | 75.02 | SUNDAY | #N/A | 1979-09-23 | 17:00 | 18 | 64.4 |  |  | 2003-09-23 | 17:00 | 21 | 69.8 |  |  | 1995-09-23 | 17:00 | 16.1 | 60.98 | [5 empty] | 21.7 | 71.06 |  |  |  | 16 | 60.8 |  |  |  |  | 15.7 | 60.26 |  |  |  |  | 15.6 | 60.08 | [5 empty] | 20.6 | 69.08 |  |  |  | 15.6 | 60.08 |  |  |  |  | 13.3 | 55.94 |  |  |  |  | 12.6 | 54.68
2001-09-23 | 18:00 | 22.8 | 73.04 | SUNDAY | #N/A | 1979-09-23 | 18:00 | 17 | 62.6 |  |  | 2003-09-23 | 18:00 | 19 | 66.2 |  |  | 1995-09-23 | 18:00 | 15.6 | 60.08 | [5 empty] | 20 | 68 |  |  |  | 14 | 57.2 |  |  |  |  | 15.4 | 59.72 |  |  |  |  | 13.3 | 55.94 | [5 empty] | 20.6 | 69.08 |  |  |  | 15.6 | 60.08 |  |  |  |  | 11.7 | 53.06 |  |  |  |  | 10.7 | 51.26
2001-09-23 | 19:00 | 22.2 | 71.96 | SUNDAY | #N/A | 1979-09-23 | 19:00 | 16.1 | 60.98 |  |  | 2003-09-23 | 19:00 | 18 | 64.4 |  |  | 1995-09-23 | 19:00 | 15.6 | 60.08 | [5 empty] | 19.4 | 66.92 |  |  |  | 13 | 55.4 |  |  |  |  | 15 | 59 |  |  |  |  | 11.7 | 53.06 | [5 empty] | 20 | 68 |  |  |  | 15.6 | 60.08 |  |  |  |  | 9.4 | 48.92 |  |  |  |  | 8.9 | 48.02
2001-09-23 | 20:00 | 22.2 | 71.96 | SUNDAY | #N/A | 1979-09-23 | 20:00 | 15.4 | 59.72 |  |  | 2003-09-23 | 20:00 | 18 | 64.4 |  |  | 1995-09-23 | 20:00 | 14.4 | 57.92 | [5 empty] | 18.9 | 66.02 |  |  |  | 10 | 50 |  |  |  |  | 13.3 | 55.94 |  |  |  |  | 10 | 50 | [5 empty] | 19.4 | 66.92 |  |  |  | 15.6 | 60.08 |  |  |  |  | 7.2 | 44.96 |  |  |  |  | 7.8 | 46.04
2001-09-23 | 21:00 | 21.7 | 71.06 | SUNDAY | #N/A | 1979-09-23 | 21:00 | 14.6 | 58.28 |  |  | 2003-09-23 | 21:00 | 17 | 62.6 |  |  | 1995-09-23 | 21:00 | 13.9 | 57.02 | [5 empty] | 17.8 | 64.04 |  |  |  | 9 | 48.2 |  |  |  |  | 11.7 | 53.06 |  |  |  |  | 10.6 | 51.08 | [5 empty] | 19.4 | 66.92 |  |  |  | 15.6 | 60.08 |  |  |  |  | 7.2 | 44.96 |  |  |  |  | 6.7 | 44.06
2001-09-23 | 22:00 | 21.7 | 71.06 | SUNDAY | #N/A | 1979-09-23 | 22:00 | 13.9 | 57.02 |  |  | 2003-09-23 | 22:00 | 17 | 62.6 |  |  | 1995-09-23 | 22:00 | 13.3 | 55.94 | [5 empty] | 16.7 | 62.06 |  |  |  | 9 | 48.2 |  |  |  |  | 10 | 50 |  |  |  |  | 10.6 | 51.08 | [5 empty] | 19.4 | 66.92 |  |  |  | 15.6 | 60.08 |  |  |  |  | 5.6 | 42.08 |  |  |  |  | 5.6 | 42.08
2001-09-23 | 23:00 | 21.7 | 71.06 | SUNDAY | #N/A | 1979-09-23 | 23:00 | 13.5 | 56.3 |  |  | 2003-09-23 | 23:00 | 16 | 60.8 |  |  | 1995-09-23 | 23:00 | 13.3 | 55.94 | [5 empty] | 15.6 | 60.08 |  |  |  | 8 | 46.4 |  |  |  |  | 9.1 | 48.38 |  |  |  |  | 8.9 | 48.02 | [5 empty] | 18.9 | 66.02 |  |  |  | 16.1 | 60.98 |  |  |  |  | 6.1 | 42.98 |  |  |  |  | 4.5 | 40.1
2001-09-23 | 24:00 | 21.1 | 69.98 | SUNDAY | #N/A | 1979-09-23 | 24:00 | 13.2 | 55.76 |  |  | 2003-09-23 | 24:00 | 15 | 59 |  |  | 1995-09-23 | 24:00 | 12.8 | 55.04 | [5 empty] | 14.4 | 57.92 |  |  |  | 7 | 44.6 |  |  |  |  | 8.1 | 46.58 |  |  |  |  | 8.9 | 48.02 | [5 empty] | 20 | 68 |  |  |  | 15.6 | 60.08 |  |  |  |  | 5.6 | 42.08 |  |  |  |  | 3.3 | 37.94
2001-09-24 | 1:00 | 20.6 | 69.08 | WEEKDAY | #N/A | 1979-09-24 | 1:00 | 12.8 | 55.04 |  |  | 2003-09-24 | 1:00 | 14 | 57.2 |  |  | 1995-09-24 | 1:00 | 12.8 | 55.04 | [5 empty] | 14.4 | 57.92 |  |  |  | 8 | 46.4 |  |  |  |  | 7.2 | 44.96 |  |  |  |  | 9.4 | 48.92 | [5 empty] | 20 | 68 |  |  |  | 15.6 | 60.08 |  |  |  |  | 6.1 | 42.98 |  |  |  |  | 2.2 | 35.96
2001-09-24 | 2:00 | 20.6 | 69.08 | WEEKDAY | #N/A | 1979-09-24 | 2:00 | 12.2 | 53.96 |  |  | 2003-09-24 | 2:00 | 14 | 57.2 |  |  | 1995-09-24 | 2:00 | 12.8 | 55.04 | [5 empty] | 13.9 | 57.02 |  |  |  | 7 | 44.6 |  |  |  |  | 6.7 | 44.06 |  |  |  |  | 10 | 50 | [5 empty] | 20.6 | 69.08 |  |  |  | 15.6 | 60.08 |  |  |  |  | 5.6 | 42.08 |  |  |  |  | 1.8 | 35.24
2001-09-24 | 3:00 | 21.1 | 69.98 | WEEKDAY | #N/A | 1979-09-24 | 3:00 | 11.7 | 53.06 |  |  | 2003-09-24 | 3:00 | 12 | 53.6 |  |  | 1995-09-24 | 3:00 | 11.7 | 53.06 | [5 empty] | 13.9 | 57.02 |  |  |  | 6 | 42.8 |  |  |  |  | 6.1 | 42.98 |  |  |  |  | 10 | 50 | [5 empty] | 17 | 62.6 |  |  |  | 15.6 | 60.08 |  |  |  |  | 5.6 | 42.08 |  |  |  |  | 1.5 | 34.7
2001-09-24 | 4:00 | 21.1 | 69.98 | WEEKDAY | #N/A | 1979-09-24 | 4:00 | 11.1 | 51.98 |  |  | 2003-09-24 | 4:00 | 12 | 53.6 |  |  | 1995-09-24 | 4:00 | 11.1 | 51.98 | [5 empty] | 13.9 | 57.02 |  |  |  | 5 | 41 |  |  |  |  | 5.6 | 42.08 |  |  |  |  | 9.4 | 48.92 | [5 empty] | 16.1 | 60.98 |  |  |  | 15.6 | 60.08 |  |  |  |  | 5.6 | 42.08 |  |  |  |  | 1.1 | 33.98
2001-09-24 | 5:00 | 21.1 | 69.98 | WEEKDAY | #N/A | 1979-09-24 | 5:00 | 11.3 | 52.34 |  |  | 2003-09-24 | 5:00 | 11 | 51.8 |  |  | 1995-09-24 | 5:00 | 10.6 | 51.08 | [5 empty] | 15 | 59 |  |  |  | 5 | 41 |  |  |  |  | 5.4 | 41.72 |  |  |  |  | 10 | 50 | [5 empty] | 15.6 | 60.08 |  |  |  | 15.6 | 60.08 |  |  |  |  | 5.6 | 42.08 |  |  |  |  | 0.9 | 33.62
2001-09-24 | 6:00 | 21.7 | 71.06 | WEEKDAY | #N/A | 1979-09-24 | 6:00 | 11.5 | 52.7 |  |  | 2003-09-24 | 6:00 | 12 | 53.6 |  |  | 1995-09-24 | 6:00 | 10 | 50 | [5 empty] | 15.6 | 60.08 |  |  |  | 4 | 39.2 |  |  |  |  | 5.2 | 41.36 |  |  |  |  | 9.4 | 48.92 | [5 empty] | 15 | 59 |  |  |  | 15 | 59 |  |  |  |  | 5.6 | 42.08 |  |  |  |  | 0.8 | 33.44
2001-09-24 | 7:00 | 22.2 | 71.96 | WEEKDAY | #N/A | 1979-09-24 | 7:00 | 11.7 | 53.06 |  |  | 2003-09-24 | 7:00 | 14 | 57.2 |  |  | 1995-09-24 | 7:00 | 12.2 | 53.96 | [5 empty] | 16.7 | 62.06 |  |  |  | 6.3 | 43.34 |  |  |  |  | 5 | 41 |  |  |  |  | 9.4 | 48.92 | [5 empty] | 13.3 | 55.94 |  |  |  | 15 | 59 |  |  |  |  | 6.7 | 44.06 |  |  |  |  | 0.6 | 33.08
2001-09-24 | 8:00 | 23 | 73.4 | WEEKDAY | #N/A | 1979-09-24 | 8:00 | 13.4 | 56.12 |  |  | 2003-09-24 | 8:00 | 16 | 60.8 |  |  | 1995-09-24 | 8:00 | 13.9 | 57.02 | [5 empty] | 18.3 | 64.94 |  |  |  | 9 | 48.2 |  |  |  |  | 6.5 | 43.7 |  |  |  |  | 10 | 50 | [5 empty] | 12.2 | 53.96 |  |  |  | 15.6 | 60.08 |  |  |  |  | 8.9 | 48.02 |  |  |  |  | 3.5 | 38.3
2001-09-24 | 9:00 | 23.3 | 73.94 | WEEKDAY | #N/A | 1979-09-24 | 9:00 | 15 | 59 |  |  | 2003-09-24 | 9:00 | 18 | 64.4 |  |  | 1995-09-24 | 9:00 | 15 | 59 | [5 empty] | 20 | 68 |  |  |  | 11 | 51.8 |  |  |  |  | 7.9 | 46.22 |  |  |  |  | 10.6 | 51.08 | [5 empty] | 12 | 53.6 |  |  |  | 16.7 | 62.06 |  |  |  |  | 10.6 | 51.08 |  |  |  |  | 6.5 | 43.7
2001-09-24 | 10:00 | 24.4 | 75.92 | WEEKDAY | #N/A | 1979-09-24 | 10:00 | 16.7 | 62.06 |  |  | 2003-09-24 | 10:00 | 19 | 66.2 |  |  | 1995-09-24 | 10:00 | 16.7 | 62.06 | [5 empty] | 21.1 | 69.98 |  |  |  | 13 | 55.4 |  |  |  |  | 9.4 | 48.92 |  |  |  |  | 11.1 | 51.98 | [5 empty] | 12.2 | 53.96 |  |  |  | 17.8 | 64.04 |  |  |  |  | 12.8 | 55.04 |  |  |  |  | 9.4 | 48.92
2001-09-24 | 11:00 | 23.9 | 75.02 | WEEKDAY | #N/A | 1979-09-24 | 11:00 | 17.2 | 62.96 |  |  | 2003-09-24 | 11:00 | 19 | 66.2 |  |  | 1995-09-24 | 11:00 | 17.2 | 62.96 | [5 empty] | 21.1 | 69.98 |  |  |  | 14 | 57.2 |  |  |  |  | 10.2 | 50.36 |  |  |  |  | 11.7 | 53.06 | [5 empty] | 13.3 | 55.94 |  |  |  | 18.3 | 64.94 |  |  |  |  | 14.4 | 57.92 |  |  |  |  | 10.5 | 50.9
2001-09-24 | 12:00 | 24.4 | 75.92 | WEEKDAY | #N/A | 1979-09-24 | 12:00 | 17.8 | 64.04 |  |  | 2003-09-24 | 12:00 | 21 | 69.8 |  |  | 1995-09-24 | 12:00 | 17.8 | 64.04 | [5 empty] | 20.6 | 69.08 |  |  |  | 14 | 57.2 |  |  |  |  | 10.9 | 51.62 |  |  |  |  | 12.2 | 53.96 | [5 empty] | 13.9 | 57.02 |  |  |  | 20 | 68 |  |  |  |  | 15 | 59 |  |  |  |  | 11.7 | 53.06
2001-09-24 | 13:00 | 24.4 | 75.92 | WEEKDAY | #N/A | 1979-09-24 | 13:00 | 18.3 | 64.94 |  |  | 2003-09-24 | 13:00 | 21 | 69.8 |  |  | 1995-09-24 | 13:00 | 18.3 | 64.94 | [5 empty] | 21.1 | 69.98 |  |  |  | 14 | 57.2 |  |  |  |  | 11.7 | 53.06 |  |  |  |  | 13.9 | 57.02 | [5 empty] | 13.9 | 57.02 |  |  |  | 18.9 | 66.02 |  |  |  |  | 15.6 | 60.08 |  |  |  |  | 12.8 | 55.04
2001-09-24 | 14:00 | 24.4 | 75.92 | WEEKDAY | #N/A | 1979-09-24 | 14:00 | 18.3 | 64.94 |  |  | 2003-09-24 | 14:00 | 21 | 69.8 |  |  | 1995-09-24 | 14:00 | 18.9 | 66.02 | [5 empty] | 20.6 | 69.08 |  |  |  | 14.5 | 58.1 |  |  |  |  | 11.9 | 53.42 |  |  |  |  | 13.9 | 57.02 | [5 empty] | 12.8 | 55.04 |  |  |  | 18.9 | 66.02 |  |  |  |  | 17.2 | 62.96 |  |  |  |  | 13 | 55.4
2001-09-24 | 15:00 | 23.9 | 75.02 | WEEKDAY | #N/A | 1979-09-24 | 15:00 | 18.3 | 64.94 |  |  | 2003-09-24 | 15:00 | 21 | 69.8 |  |  | 1995-09-24 | 15:00 | 17.8 | 64.04 | [5 empty] | 20.6 | 69.08 |  |  |  | 14.3 | 57.74 |  |  |  |  | 12 | 53.6 |  |  |  |  | 15 | 59 | [5 empty] | 12.8 | 55.04 |  |  |  | 18.9 | 66.02 |  |  |  |  | 17.2 | 62.96 |  |  |  |  | 13.1 | 55.58
2001-09-24 | 16:00 | 23.9 | 75.02 | WEEKDAY | #N/A | 1979-09-24 | 16:00 | 18.3 | 64.94 |  |  | 2003-09-24 | 16:00 | 21 | 69.8 |  |  | 1995-09-24 | 16:00 | 17.2 | 62.96 | [5 empty] | 20 | 68 |  |  |  | 14 | 57.2 |  |  |  |  | 12.2 | 53.96 |  |  |  |  | 16.7 | 62.06 | [5 empty] | 13.3 | 55.94 |  |  |  | 18.3 | 64.94 |  |  |  |  | 17.2 | 62.96 |  |  |  |  | 13.3 | 55.94
2001-09-24 | 17:00 | 23.3 | 73.94 | WEEKDAY | #N/A | 1979-09-24 | 17:00 | 17.6 | 63.68 |  |  | 2003-09-24 | 17:00 | 19 | 66.2 |  |  | 1995-09-24 | 17:00 | 16.7 | 62.06 | [5 empty] | 18.9 | 66.02 |  |  |  | 12 | 53.6 |  |  |  |  | 10.5 | 50.9 |  |  |  |  | 16.7 | 62.06 | [5 empty] | 13.3 | 55.94 |  |  |  | 17.8 | 64.04 |  |  |  |  | 17.2 | 62.96 |  |  |  |  | 11.6 | 52.88
2001-09-24 | 18:00 | 23.3 | 73.94 | WEEKDAY | #N/A | 1979-09-24 | 18:00 | 16.8 | 62.24 |  |  | 2003-09-24 | 18:00 | 16 | 60.8 |  |  | 1995-09-24 | 18:00 | 16.1 | 60.98 | [5 empty] | 17.8 | 64.04 |  |  |  | 12.1 | 53.78 |  |  |  |  | 8.9 | 48.02 |  |  |  |  | 11.7 | 53.06 | [5 empty] | 12.2 | 53.96 |  |  |  | 17.2 | 62.96 |  |  |  |  | 15 | 59 |  |  |  |  | 10 | 50
2001-09-24 | 19:00 | 23.3 | 73.94 | WEEKDAY | #N/A | 1979-09-24 | 19:00 | 16.1 | 60.98 |  |  | 2003-09-24 | 19:00 | 16 | 60.8 |  |  | 1995-09-24 | 19:00 | 15.6 | 60.08 | [5 empty] | 17.2 | 62.96 |  |  |  | 12 | 53.6 |  |  |  |  | 7.2 | 44.96 |  |  |  |  | 8.9 | 48.02 | [5 empty] | 11.1 | 51.98 |  |  |  | 16.7 | 62.06 |  |  |  |  | 12.8 | 55.04 |  |  |  |  | 8.3 | 46.94
2001-09-24 | 20:00 | 22.8 | 73.04 | WEEKDAY | #N/A | 1979-09-24 | 20:00 | 15.5 | 59.9 |  |  | 2003-09-24 | 20:00 | 15 | 59 |  |  | 1995-09-24 | 20:00 | 15.6 | 60.08 | [5 empty] | 16.7 | 62.06 |  |  |  | 11.9 | 53.42 |  |  |  |  | 6.3 | 43.34 |  |  |  |  | 7.8 | 46.04 | [5 empty] | 10 | 50 |  |  |  | 16.7 | 62.06 |  |  |  |  | 12.8 | 55.04 |  |  |  |  | 7.2 | 44.96
2001-09-24 | 21:00 | 22.8 | 73.04 | WEEKDAY | #N/A | 1979-09-24 | 21:00 | 15 | 59 |  |  | 2003-09-24 | 21:00 | 15 | 59 |  |  | 1995-09-24 | 21:00 | 15.6 | 60.08 | [5 empty] | 14.4 | 57.92 |  |  |  | 12 | 53.6 |  |  |  |  | 5.3 | 41.54 |  |  |  |  | 10 | 50 | [5 empty] | 9.4 | 48.92 |  |  |  | 16.7 | 62.06 |  |  |  |  | 12.8 | 55.04 |  |  |  |  | 6.1 | 42.98
2001-09-24 | 22:00 | 22.8 | 73.04 | WEEKDAY | #N/A | 1979-09-24 | 22:00 | 14.4 | 57.92 |  |  | 2003-09-24 | 22:00 | 14 | 57.2 |  |  | 1995-09-24 | 22:00 | 14.4 | 57.92 | [5 empty] | 14.4 | 57.92 |  |  |  | 12 | 53.6 |  |  |  |  | 4.4 | 39.92 |  |  |  |  | 8.9 | 48.02 | [5 empty] | 9.4 | 48.92 |  |  |  | 16.7 | 62.06 |  |  |  |  | 10.6 | 51.08 |  |  |  |  | 5 | 41
2001-09-24 | 23:00 | 22.8 | 73.04 | WEEKDAY | #N/A | 1979-09-24 | 23:00 | 14.4 | 57.92 |  |  | 2003-09-24 | 23:00 | 14 | 57.2 |  |  | 1995-09-24 | 23:00 | 13.9 | 57.02 | [5 empty] | 14.4 | 57.92 |  |  |  | 13 | 55.4 |  |  |  |  | 4 | 39.2 |  |  |  |  | 6.7 | 44.06 | [5 empty] | 8.9 | 48.02 |  |  |  | 16.1 | 60.98 |  |  |  |  | 8.9 | 48.02 |  |  |  |  | 4.4 | 39.92
2001-09-24 | 24:00 | 22.8 | 73.04 | WEEKDAY | #N/A | 1979-09-24 | 24:00 | 14.4 | 57.92 |  |  | 2003-09-24 | 24:00 | 15 | 59 |  |  | 1995-09-24 | 24:00 | 13.9 | 57.02 | [5 empty] | 12.8 | 55.04 |  |  |  | 12 | 53.6 |  |  |  |  | 3.7 | 38.66 |  |  |  |  | 8.3 | 46.94 | [5 empty] | 7.2 | 44.96 |  |  |  | 15 | 59 |  |  |  |  | 10 | 50 |  |  |  |  | 3.9 | 39.02
2001-09-25 | 1:00 | 22.8 | 73.04 | WEEKDAY | #N/A | 1979-09-25 | 1:00 | 14.4 | 57.92 |  |  | 2003-09-25 | 1:00 | 16 | 60.8 |  |  | 1995-09-25 | 1:00 | 14.4 | 57.92 | [5 empty] | 11.7 | 53.06 |  |  |  | 11.5 | 52.7 |  |  |  |  | 3.3 | 37.94 |  |  |  |  | 8.9 | 48.02 | [5 empty] | 7.2 | 44.96 |  |  |  | 14.4 | 57.92 |  |  |  |  | 8.9 | 48.02 |  |  |  |  | 3.3 | 37.94
2001-09-25 | 2:00 | 22.8 | 73.04 | WEEKDAY | #N/A | 1979-09-25 | 2:00 | 14 | 57.2 |  |  | 2003-09-25 | 2:00 | 16 | 60.8 |  |  | 1995-09-25 | 2:00 | 13.9 | 57.02 | [5 empty] | 11.7 | 53.06 |  |  |  | 11 | 51.8 |  |  |  |  | 3.3 | 37.94 |  |  |  |  | 8.3 | 46.94 | [5 empty] | 7.8 | 46.04 |  |  |  | 13.9 | 57.02 |  |  |  |  | 8.9 | 48.02 |  |  |  |  | 4.1 | 39.38
2001-09-25 | 3:00 | 22.8 | 73.04 | WEEKDAY | #N/A | 1979-09-25 | 3:00 | 13.7 | 56.66 |  |  | 2003-09-25 | 3:00 | 15 | 59 |  |  | 1995-09-25 | 3:00 | 13.9 | 57.02 | [5 empty] | 11.7 | 53.06 |  |  |  | 11 | 51.8 |  |  |  |  | 3.3 | 37.94 |  |  |  |  | 7.8 | 46.04 | [5 empty] | 6.7 | 44.06 |  |  |  | 13.9 | 57.02 |  |  |  |  | 9.4 | 48.92 |  |  |  |  | 4.8 | 40.64
2001-09-25 | 4:00 | 22.8 | 73.04 | WEEKDAY | #N/A | 1979-09-25 | 4:00 | 13.3 | 55.94 |  |  | 2003-09-25 | 4:00 | 16 | 60.8 |  |  | 1995-09-25 | 4:00 | 14.4 | 57.92 | [5 empty] | 11.7 | 53.06 |  |  |  | 10 | 50 |  |  |  |  | 3.3 | 37.94 |  |  |  |  | 7.2 | 44.96 | [5 empty] | 6.1 | 42.98 |  |  |  | 13.9 | 57.02 |  |  |  |  | 10.6 | 51.08 |  |  |  |  | 5.6 | 42.08
2001-09-25 | 5:00 | 22.2 | 71.96 | WEEKDAY | #N/A | 1979-09-25 | 5:00 | 13.1 | 55.58 |  |  | 2003-09-25 | 5:00 | 16 | 60.8 |  |  | 1995-09-25 | 5:00 | 14.4 | 57.92 | [5 empty] | 11.1 | 51.98 |  |  |  | 10 | 50 |  |  |  |  | 3.1 | 37.58 |  |  |  |  | 7.2 | 44.96 | [5 empty] | 5 | 41 |  |  |  | 13.3 | 55.94 |  |  |  |  | 11.1 | 51.98 |  |  |  |  | 6 | 42.8
2001-09-25 | 6:00 | 22.8 | 73.04 | WEEKDAY | #N/A | 1979-09-25 | 6:00 | 13 | 55.4 |  |  | 2003-09-25 | 6:00 | 16 | 60.8 |  |  | 1995-09-25 | 6:00 | 14.4 | 57.92 | [5 empty] | 11.1 | 51.98 |  |  |  | 11 | 51.8 |  |  |  |  | 3 | 37.4 |  |  |  |  | 7.2 | 44.96 | [5 empty] | 5 | 41 |  |  |  | 13.3 | 55.94 |  |  |  |  | 11.7 | 53.06 |  |  |  |  | 6.3 | 43.34
2001-09-25 | 7:00 | 22.2 | 71.96 | WEEKDAY | #N/A | 1979-09-25 | 7:00 | 12.8 | 55.04 |  |  | 2003-09-25 | 7:00 | 17 | 62.6 |  |  | 1995-09-25 | 7:00 | 14.4 | 57.92 | [5 empty] | 15.6 | 60.08 |  |  |  | 11 | 51.8 |  |  |  |  | 2.8 | 37.04 |  |  |  |  | 8.9 | 48.02 | [5 empty] | 6.1 | 42.98 |  |  |  | 12.8 | 55.04 |  |  |  |  | 13.3 | 55.94 |  |  |  |  | 6.7 | 44.06
2001-09-25 | 8:00 | 21.7 | 71.06 | WEEKDAY | #N/A | 1979-09-25 | 8:00 | 13.7 | 56.66 |  |  | 2003-09-25 | 8:00 | 18 | 64.4 |  |  | 1995-09-25 | 8:00 | 15.6 | 60.08 | [5 empty] | 18.3 | 64.94 |  |  |  | 13 | 55.4 |  |  |  |  | 4.6 | 40.28 |  |  |  |  | 10 | 50 | [5 empty] | 8.3 | 46.94 |  |  |  | 15 | 59 |  |  |  |  | 13.9 | 57.02 |  |  |  |  | 8.7 | 47.66
2001-09-25 | 9:00 | 21.1 | 69.98 | WEEKDAY | #N/A | 1979-09-25 | 9:00 | 14.7 | 58.46 |  |  | 2003-09-25 | 9:00 | 21 | 69.8 |  |  | 1995-09-25 | 9:00 | 15.6 | 60.08 | [5 empty] | 19.4 | 66.92 |  |  |  | 13 | 55.4 |  |  |  |  | 6.5 | 43.7 |  |  |  |  | 12.2 | 53.96 | [5 empty] | 9.4 | 48.92 |  |  |  | 18.3 | 64.94 |  |  |  |  | 15.6 | 60.08 |  |  |  |  | 10.8 | 51.44
2001-09-25 | 10:00 | 20.6 | 69.08 | WEEKDAY | #N/A | 1979-09-25 | 10:00 | 15.6 | 60.08 |  |  | 2003-09-25 | 10:00 | 22 | 71.6 |  |  | 1995-09-25 | 10:00 | 17.2 | 62.96 | [5 empty] | 21.1 | 69.98 |  |  |  | 16 | 60.8 |  |  |  |  | 8.3 | 46.94 |  |  |  |  | 15 | 59 | [5 empty] | 10.6 | 51.08 |  |  |  | 21.7 | 71.06 |  |  |  |  | 17.2 | 62.96 |  |  |  |  | 12.8 | 55.04
2001-09-25 | 11:00 | 20.6 | 69.08 | WEEKDAY | #N/A | 1979-09-25 | 11:00 | 16.1 | 60.98 |  |  | 2003-09-25 | 11:00 | 22 | 71.6 |  |  | 1995-09-25 | 11:00 | 18.9 | 66.02 | [5 empty] | 21.1 | 69.98 |  |  |  | 18 | 64.4 |  |  |  |  | 10.3 | 50.54 |  |  |  |  | 16.1 | 60.98 | [5 empty] | 10.6 | 51.08 |  |  |  | 23.3 | 73.94 |  |  |  |  | 18.3 | 64.94 |  |  |  |  | 13.3 | 55.94
2001-09-25 | 12:00 | 20.6 | 69.08 | WEEKDAY | #N/A | 1979-09-25 | 12:00 | 16.7 | 62.06 |  |  | 2003-09-25 | 12:00 | 22 | 71.6 |  |  | 1995-09-25 | 12:00 | 19.4 | 66.92 | [5 empty] | 22.8 | 73.04 |  |  |  | 18 | 64.4 |  |  |  |  | 12.4 | 54.32 |  |  |  |  | 18.9 | 66.02 | [5 empty] | 12.2 | 53.96 |  |  |  | 23.9 | 75.02 |  |  |  |  | 19.4 | 66.92 |  |  |  |  | 13.9 | 57.02
2001-09-25 | 13:00 | 21.1 | 69.98 | WEEKDAY | #N/A | 1979-09-25 | 13:00 | 17.2 | 62.96 |  |  | 2003-09-25 | 13:00 | 22 | 71.6 |  |  | 1995-09-25 | 13:00 | 20 | 68 | [5 empty] | 22.2 | 71.96 |  |  |  | 18 | 64.4 |  |  |  |  | 14.4 | 57.92 |  |  |  |  | 19.4 | 66.92 | [5 empty] | 13.3 | 55.94 |  |  |  | 24.4 | 75.92 |  |  |  |  | 19.4 | 66.92 |  |  |  |  | 14.4 | 57.92
2001-09-25 | 14:00 | 21.1 | 69.98 | WEEKDAY | #N/A | 1979-09-25 | 14:00 | 17.8 | 64.04 |  |  | 2003-09-25 | 14:00 | 23 | 73.4 |  |  | 1995-09-25 | 14:00 | 18.9 | 66.02 | [5 empty] | 21.7 | 71.06 |  |  |  | 19 | 66.2 |  |  |  |  | 14.6 | 58.28 |  |  |  |  | 19.4 | 66.92 | [5 empty] | 12.8 | 55.04 |  |  |  | 24.4 | 75.92 |  |  |  |  | 20 | 68 |  |  |  |  | 13.7 | 56.66
2001-09-25 | 15:00 | 21.7 | 71.06 | WEEKDAY | #N/A | 1979-09-25 | 15:00 | 18.3 | 64.94 |  |  | 2003-09-25 | 15:00 | 22 | 71.6 |  |  | 1995-09-25 | 15:00 | 18.3 | 64.94 | [5 empty] | 20.6 | 69.08 |  |  |  | 18 | 64.4 |  |  |  |  | 14.8 | 58.64 |  |  |  |  | 20.6 | 69.08 | [5 empty] | 12.8 | 55.04 |  |  |  | 23.9 | 75.02 |  |  |  |  | 20.6 | 69.08 |  |  |  |  | 12.9 | 55.22
2001-09-25 | 16:00 | 21.7 | 71.06 | WEEKDAY | #N/A | 1979-09-25 | 16:00 | 18.9 | 66.02 |  |  | 2003-09-25 | 16:00 | 22 | 71.6 |  |  | 1995-09-25 | 16:00 | 16.7 | 62.06 | [5 empty] | 20.6 | 69.08 |  |  |  | 17 | 62.6 |  |  |  |  | 15 | 59 |  |  |  |  | 19.4 | 66.92 | [5 empty] | 12.2 | 53.96 |  |  |  | 23.9 | 75.02 |  |  |  |  | 20 | 68 |  |  |  |  | 12.2 | 53.96
2001-09-25 | 17:00 | 21.7 | 71.06 | WEEKDAY | #N/A | 1979-09-25 | 17:00 | 18.3 | 64.94 |  |  | 2003-09-25 | 17:00 | 21 | 69.8 |  |  | 1995-09-25 | 17:00 | 16.1 | 60.98 | [5 empty] | 19.4 | 66.92 |  |  |  | 17 | 62.6 |  |  |  |  | 14.1 | 57.38 |  |  |  |  | 18.3 | 64.94 | [5 empty] | 10.6 | 51.08 |  |  |  | 23.3 | 73.94 |  |  |  |  | 20 | 68 |  |  |  |  | 12.4 | 54.32
2001-09-25 | 18:00 | 21.7 | 71.06 | WEEKDAY | #N/A | 1979-09-25 | 18:00 | 17.8 | 64.04 |  |  | 2003-09-25 | 18:00 | 20 | 68 |  |  | 1995-09-25 | 18:00 | 16.1 | 60.98 | [5 empty] | 18.3 | 64.94 |  |  |  | 15.6 | 60.08 |  |  |  |  | 13.1 | 55.58 |  |  |  |  | 17.2 | 62.96 | [5 empty] | 10 | 50 |  |  |  | 22.2 | 71.96 |  |  |  |  | 18.9 | 66.02 |  |  |  |  | 12.6 | 54.68
2001-09-25 | 19:00 | 20.6 | 69.08 | WEEKDAY | #N/A | 1979-09-25 | 19:00 | 17.2 | 62.96 |  |  | 2003-09-25 | 19:00 | 19 | 66.2 |  |  | 1995-09-25 | 19:00 | 16.7 | 62.06 | [5 empty] | 17.8 | 64.04 |  |  |  | 14 | 57.2 |  |  |  |  | 12.2 | 53.96 |  |  |  |  | 16.7 | 62.06 | [5 empty] | 9.4 | 48.92 |  |  |  | 20.6 | 69.08 |  |  |  |  | 18.9 | 66.02 |  |  |  |  | 12.8 | 55.04
2001-09-25 | 20:00 | 17.8 | 64.04 | WEEKDAY | #N/A | 1979-09-25 | 20:00 | 17 | 62.6 |  |  | 2003-09-25 | 20:00 | 19 | 66.2 |  |  | 1995-09-25 | 20:00 | 16.7 | 62.06 | [5 empty] | 18.3 | 64.94 |  |  |  | 14 | 57.2 |  |  |  |  | 11.3 | 52.34 |  |  |  |  | 16.1 | 60.98 | [5 empty] | 8.9 | 48.02 |  |  |  | 20 | 68 |  |  |  |  | 15 | 59 |  |  |  |  | 12.2 | 53.96
2001-09-25 | 21:00 | 16.7 | 62.06 | WEEKDAY | #N/A | 1979-09-25 | 21:00 | 16.9 | 62.42 |  |  | 2003-09-25 | 21:00 | 19 | 66.2 |  |  | 1995-09-25 | 21:00 | 15.6 | 60.08 | [5 empty] | 18.3 | 64.94 |  |  |  | 13 | 55.4 |  |  |  |  | 10.3 | 50.54 |  |  |  |  | 15.6 | 60.08 | [5 empty] | 9.4 | 48.92 |  |  |  | 20.6 | 69.08 |  |  |  |  | 14.4 | 57.92 |  |  |  |  | 11.7 | 53.06
2001-09-25 | 22:00 | 15.5 | 59.9 | WEEKDAY | #N/A | 1979-09-25 | 22:00 | 16.7 | 62.06 |  |  | 2003-09-25 | 22:00 | 19 | 66.2 |  |  | 1995-09-25 | 22:00 | 15.6 | 60.08 | [5 empty] | 18.9 | 66.02 |  |  |  | 12 | 53.6 |  |  |  |  | 9.4 | 48.92 |  |  |  |  | 14.4 | 57.92 | [5 empty] | 8.9 | 48.02 |  |  |  | 20.6 | 69.08 |  |  |  |  | 14.4 | 57.92 |  |  |  |  | 11.1 | 51.98
2001-09-25 | 23:00 | 15 | 59 | WEEKDAY | #N/A | 1979-09-25 | 23:00 | 16.1 | 60.98 |  |  | 2003-09-25 | 23:00 | 19 | 66.2 |  |  | 1995-09-25 | 23:00 | 15.6 | 60.08 | [5 empty] | 17.8 | 64.04 |  |  |  | 9 | 48.2 |  |  |  |  | 8.5 | 47.3 |  |  |  |  | 13.3 | 55.94 | [5 empty] | 8.9 | 48.02 |  |  |  | 17.2 | 62.96 |  |  |  |  | 13.3 | 55.94 |  |  |  |  | 10.9 | 51.62
2001-09-25 | 24:00 | 15 | 59 | WEEKDAY | #N/A | 1979-09-25 | 24:00 | 15.6 | 60.08 |  |  | 2003-09-25 | 24:00 | 18 | 64.4 |  |  | 1995-09-25 | 24:00 | 15 | 59 | [5 empty] | 17.2 | 62.96 |  |  |  | 8 | 46.4 |  |  |  |  | 7.6 | 45.68 |  |  |  |  | 14.4 | 57.92 | [5 empty] | 7.8 | 46.04 |  |  |  | 16.1 | 60.98 |  |  |  |  | 14.4 | 57.92 |  |  |  |  | 10.8 | 51.44
2001-09-26 | 1:00 | 14 | 57.2 | WEEKDAY | #N/A | 1979-09-26 | 1:00 | 15 | 59 |  |  | 2003-09-26 | 1:00 | 18 | 64.4 |  |  | 1995-09-26 | 1:00 | 15 | 59 | [5 empty] | 17.2 | 62.96 |  |  |  | 8 | 46.4 |  |  |  |  | 6.7 | 44.06 |  |  |  |  | 13.9 | 57.02 | [5 empty] | 7.2 | 44.96 |  |  |  | 15.6 | 60.08 |  |  |  |  | 14.4 | 57.92 |  |  |  |  | 10.6 | 51.08
2001-09-26 | 2:00 | 13.4 | 56.12 | WEEKDAY | #N/A | 1979-09-26 | 2:00 | 15.2 | 59.36 |  |  | 2003-09-26 | 2:00 | 17 | 62.6 |  |  | 1995-09-26 | 2:00 | 15.6 | 60.08 | [5 empty] | 17.8 | 64.04 |  |  |  | 7 | 44.6 |  |  |  |  | 7.1 | 44.78 |  |  |  |  | 13.3 | 55.94 | [5 empty] | 7.2 | 44.96 |  |  |  | 15.6 | 60.08 |  |  |  |  | 14.4 | 57.92 |  |  |  |  | 10.8 | 51.44
2001-09-26 | 3:00 | 12 | 53.6 | WEEKDAY | #N/A | 1979-09-26 | 3:00 | 15.4 | 59.72 |  |  | 2003-09-26 | 3:00 | 16 | 60.8 |  |  | 1995-09-26 | 3:00 | 15.6 | 60.08 | [5 empty] | 17.2 | 62.96 |  |  |  | 6 | 42.8 |  |  |  |  | 7.4 | 45.32 |  |  |  |  | 13.3 | 55.94 | [5 empty] | 7.2 | 44.96 |  |  |  | 15.6 | 60.08 |  |  |  |  | 13.9 | 57.02 |  |  |  |  | 10.9 | 51.62
2001-09-26 | 4:00 | 12 | 53.6 | WEEKDAY | #N/A | 1979-09-26 | 4:00 | 15.6 | 60.08 |  |  | 2003-09-26 | 4:00 | 15 | 59 |  |  | 1995-09-26 | 4:00 | 15.6 | 60.08 | [5 empty] | 17.2 | 62.96 |  |  |  | 6 | 42.8 |  |  |  |  | 7.8 | 46.04 |  |  |  |  | 13.3 | 55.94 | [5 empty] | 6.1 | 42.98 |  |  |  | 15.6 | 60.08 |  |  |  |  | 13.9 | 57.02 |  |  |  |  | 11.1 | 51.98
2001-09-26 | 5:00 | 11 | 51.8 | WEEKDAY | #N/A | 1979-09-26 | 5:00 | 15.6 | 60.08 |  |  | 2003-09-26 | 5:00 | 16 | 60.8 |  |  | 1995-09-26 | 5:00 | 15.6 | 60.08 | [5 empty] | 17.2 | 62.96 |  |  |  | 5 | 41 |  |  |  |  | 8 | 46.4 |  |  |  |  | 12.8 | 55.04 | [5 empty] | 6.1 | 42.98 |  |  |  | 15.6 | 60.08 |  |  |  |  | 14.4 | 57.92 |  |  |  |  | 11.3 | 52.34
2001-09-26 | 6:00 | 11 | 51.8 | WEEKDAY | #N/A | 1979-09-26 | 6:00 | 15.6 | 60.08 |  |  | 2003-09-26 | 6:00 | 15 | 59 |  |  | 1995-09-26 | 6:00 | 15.6 | 60.08 | [5 empty] | 17.2 | 62.96 |  |  |  | 4 | 39.2 |  |  |  |  | 8.1 | 46.58 |  |  |  |  | 12.8 | 55.04 | [5 empty] | 5.6 | 42.08 |  |  |  | 15 | 59 |  |  |  |  | 14.4 | 57.92 |  |  |  |  | 11.5 | 52.7
2001-09-26 | 7:00 | 11.7 | 53.06 | WEEKDAY | #N/A | 1979-09-26 | 7:00 | 15.6 | 60.08 |  |  | 2003-09-26 | 7:00 | 15 | 59 |  |  | 1995-09-26 | 7:00 | 15.6 | 60.08 | [5 empty] | 18.9 | 66.02 |  |  |  | 7 | 44.6 |  |  |  |  | 8.3 | 46.94 |  |  |  |  | 12.8 | 55.04 | [5 empty] | 6.1 | 42.98 |  |  |  | 15 | 59 |  |  |  |  | 16.7 | 62.06 |  |  |  |  | 11.7 | 53.06
2001-09-26 | 8:00 | 12.2 | 53.96 | WEEKDAY | #N/A | 1979-09-26 | 8:00 | 17.3 | 63.14 |  |  | 2003-09-26 | 8:00 | 15 | 59 |  |  | 1995-09-26 | 8:00 | 16.1 | 60.98 | [5 empty] | 19.4 | 66.92 |  |  |  | 9 | 48.2 |  |  |  |  | 9.1 | 48.38 |  |  |  |  | 15 | 59 | [5 empty] | 8.3 | 46.94 |  |  |  | 15.6 | 60.08 |  |  |  |  | 18.3 | 64.94 |  |  |  |  | 13.2 | 55.76
2001-09-26 | 9:00 | 13 | 55.4 | WEEKDAY | #N/A | 1979-09-26 | 9:00 | 18.9 | 66.02 |  |  | 2003-09-26 | 9:00 | 16 | 60.8 |  |  | 1995-09-26 | 9:00 | 16.7 | 62.06 | [5 empty] | 19.4 | 66.92 |  |  |  | 12 | 53.6 |  |  |  |  | 9.8 | 49.64 |  |  |  |  | 17.2 | 62.96 | [5 empty] | 8.9 | 48.02 |  |  |  | 16.1 | 60.98 |  |  |  |  | 20 | 68 |  |  |  |  | 14.6 | 58.28
2001-09-26 | 10:00 | 13.6 | 56.48 | WEEKDAY | #N/A | 1979-09-26 | 10:00 | 20.6 | 69.08 |  |  | 2003-09-26 | 10:00 | 16 | 60.8 |  |  | 1995-09-26 | 10:00 | 17.2 | 62.96 | [5 empty] | 20 | 68 |  |  |  | 13 | 55.4 |  |  |  |  | 10.6 | 51.08 |  |  |  |  | 16.7 | 62.06 | [5 empty] | 9.4 | 48.92 |  |  |  | 16.1 | 60.98 |  |  |  |  | 21.7 | 71.06 |  |  |  |  | 16.1 | 60.98
2001-09-26 | 11:00 | 14.4 | 57.92 | WEEKDAY | #N/A | 1979-09-26 | 11:00 | 21.9 | 71.42 |  |  | 2003-09-26 | 11:00 | 17 | 62.6 |  |  | 1995-09-26 | 11:00 | 18.3 | 64.94 | [5 empty] | 22.8 | 73.04 |  |  |  | 13 | 55.4 |  |  |  |  | 11.5 | 52.7 |  |  |  |  | 16.1 | 60.98 | [5 empty] | 10.6 | 51.08 |  |  |  | 18.3 | 64.94 |  |  |  |  | 23.9 | 75.02 |  |  |  |  | 15.4 | 59.72
2001-09-26 | 12:00 | 15.6 | 60.08 | WEEKDAY | #N/A | 1979-09-26 | 12:00 | 23.1 | 73.58 |  |  | 2003-09-26 | 12:00 | 18 | 64.4 |  |  | 1995-09-26 | 12:00 | 18.9 | 66.02 | [5 empty] | 23.9 | 75.02 |  |  |  | 14 | 57.2 |  |  |  |  | 12.4 | 54.32 |  |  |  |  | 17.8 | 64.04 | [5 empty] | 11.7 | 53.06 |  |  |  | 20 | 68 |  |  |  |  | 23.9 | 75.02 |  |  |  |  | 14.6 | 58.28
2001-09-26 | 13:00 | 16.7 | 62.06 | WEEKDAY | #N/A | 1979-09-26 | 13:00 | 24.4 | 75.92 |  |  | 2003-09-26 | 13:00 | 18 | 64.4 |  |  | 1995-09-26 | 13:00 | 18.9 | 66.02 | [5 empty] | 23.9 | 75.02 |  |  |  | 16 | 60.8 |  |  |  |  | 13.3 | 55.94 |  |  |  |  | 19.4 | 66.92 | [5 empty] | 12.8 | 55.04 |  |  |  | 21.7 | 71.06 |  |  |  |  | 24.4 | 75.92 |  |  |  |  | 13.9 | 57.02
2001-09-26 | 14:00 | 17.2 | 62.96 | WEEKDAY | #N/A | 1979-09-26 | 14:00 | 24.2 | 75.56 |  |  | 2003-09-26 | 14:00 | 19 | 66.2 |  |  | 1995-09-26 | 14:00 | 18.3 | 64.94 | [5 empty] | 24.4 | 75.92 |  |  |  | 16.8 | 62.24 |  |  |  |  | 13.7 | 56.66 |  |  |  |  | 20 | 68 | [5 empty] | 13.3 | 55.94 |  |  |  | 20.6 | 69.08 |  |  |  |  | 25.6 | 78.08 |  |  |  |  | 12 | 53.6
2001-09-26 | 15:00 | 17.2 | 62.96 | WEEKDAY | #N/A | 1979-09-26 | 15:00 | 24.1 | 75.38 |  |  | 2003-09-26 | 15:00 | 19 | 66.2 |  |  | 1995-09-26 | 15:00 | 18.9 | 66.02 | [5 empty] | 23.9 | 75.02 |  |  |  | 17 | 62.6 |  |  |  |  | 14 | 57.2 |  |  |  |  | 18.3 | 64.94 | [5 empty] | 14.4 | 57.92 |  |  |  | 21.1 | 69.98 |  |  |  |  | 26.7 | 80.06 |  |  |  |  | 10.2 | 50.36
2001-09-26 | 16:00 | 17.8 | 64.04 | WEEKDAY | #N/A | 1979-09-26 | 16:00 | 23.9 | 75.02 |  |  | 2003-09-26 | 16:00 | 19 | 66.2 |  |  | 1995-09-26 | 16:00 | 17.8 | 64.04 | [5 empty] | 23.9 | 75.02 |  |  |  | 17 | 62.6 |  |  |  |  | 14.4 | 57.92 |  |  |  |  | 18.3 | 64.94 | [5 empty] | 14.4 | 57.92 |  |  |  | 21.1 | 69.98 |  |  |  |  | 26.7 | 80.06 |  |  |  |  | 8.3 | 46.94
2001-09-26 | 17:00 | 17.2 | 62.96 | WEEKDAY | #N/A | 1979-09-26 | 17:00 | 23.3 | 73.94 |  |  | 2003-09-26 | 17:00 | 18 | 64.4 |  |  | 1995-09-26 | 17:00 | 17.2 | 62.96 | [5 empty] | 22.8 | 73.04 |  |  |  | 17 | 62.6 |  |  |  |  | 14.6 | 58.28 |  |  |  |  | 17.8 | 64.04 | [5 empty] | 13.9 | 57.02 |  |  |  | 20 | 68 |  |  |  |  | 26.1 | 78.98 |  |  |  |  | 7.4 | 45.32
2001-09-26 | 18:00 | 16.7 | 62.06 | WEEKDAY | #N/A | 1979-09-26 | 18:00 | 22.8 | 73.04 |  |  | 2003-09-26 | 18:00 | 18 | 64.4 |  |  | 1995-09-26 | 18:00 | 16.7 | 62.06 | [5 empty] | 20.6 | 69.08 |  |  |  | 13 | 55.4 |  |  |  |  | 14.8 | 58.64 |  |  |  |  | 17.2 | 62.96 | [5 empty] | 11.7 | 53.06 |  |  |  | 18.3 | 64.94 |  |  |  |  | 26.7 | 80.06 |  |  |  |  | 6.5 | 43.7
2001-09-26 | 19:00 | 16.7 | 62.06 | WEEKDAY | #N/A | 1979-09-26 | 19:00 | 22.2 | 71.96 |  |  | 2003-09-26 | 19:00 | 17 | 62.6 |  |  | 1995-09-26 | 19:00 | 16.7 | 62.06 | [5 empty] | 18.3 | 64.94 |  |  |  | 11 | 51.8 |  |  |  |  | 15 | 59 |  |  |  |  | 16.7 | 62.06 | [5 empty] | 10 | 50 |  |  |  | 17.2 | 62.96 |  |  |  |  | 25.6 | 78.08 |  |  |  |  | 5.6 | 42.08
2001-09-26 | 20:00 | 16.1 | 60.98 | WEEKDAY | #N/A | 1979-09-26 | 20:00 | 21.5 | 70.7 |  |  | 2003-09-26 | 20:00 | 17 | 62.6 |  |  | 1995-09-26 | 20:00 | 16.7 | 62.06 | [5 empty] | 17.2 | 62.96 |  |  |  | 9 | 48.2 |  |  |  |  | 15 | 59 |  |  |  |  | 15.6 | 60.08 | [5 empty] | 8.9 | 48.02 |  |  |  | 16.7 | 62.06 |  |  |  |  | 24.4 | 75.92 |  |  |  |  | 5.6 | 42.08
2001-09-26 | 21:00 | 16.1 | 60.98 | WEEKDAY | #N/A | 1979-09-26 | 21:00 | 20.7 | 69.26 |  |  | 2003-09-26 | 21:00 | 17 | 62.6 |  |  | 1995-09-26 | 21:00 | 16.1 | 60.98 | [5 empty] | 16.1 | 60.98 |  |  |  | 9 | 48.2 |  |  |  |  | 15 | 59 |  |  |  |  | 13.3 | 55.94 | [5 empty] | 7.2 | 44.96 |  |  |  | 17.2 | 62.96 |  |  |  |  | 23.3 | 73.94 |  |  |  |  | 5.6 | 42.08
2001-09-26 | 22:00 | 16.1 | 60.98 | WEEKDAY | #N/A | 1979-09-26 | 22:00 | 20 | 68 |  |  | 2003-09-26 | 22:00 | 17 | 62.6 |  |  | 1995-09-26 | 22:00 | 16.1 | 60.98 | [5 empty] | 15.6 | 60.08 |  |  |  | 9 | 48.2 |  |  |  |  | 15 | 59 |  |  |  |  | 13.3 | 55.94 | [5 empty] | 7.2 | 44.96 |  |  |  | 16.7 | 62.06 |  |  |  |  | 20 | 68 |  |  |  |  | 5.6 | 42.08
2001-09-26 | 23:00 | 15 | 59 | WEEKDAY | #N/A | 1979-09-26 | 23:00 | 18.9 | 66.02 |  |  | 2003-09-26 | 23:00 | 17 | 62.6 |  |  | 1995-09-26 | 23:00 | 16.1 | 60.98 | [5 empty] | 13.9 | 57.02 |  |  |  | 10 | 50 |  |  |  |  | 15.2 | 59.36 |  |  |  |  | 11.7 | 53.06 | [5 empty] | 6.1 | 42.98 |  |  |  | 16.7 | 62.06 |  |  |  |  | 20.6 | 69.08 |  |  |  |  | 5.2 | 41.36
2001-09-26 | 24:00 | 15.6 | 60.08 | WEEKDAY | #N/A | 1979-09-26 | 24:00 | 17.8 | 64.04 |  |  | 2003-09-26 | 24:00 | 17 | 62.6 |  |  | 1995-09-26 | 24:00 | 16.1 | 60.98 | [5 empty] | 13.9 | 57.02 |  |  |  | 12 | 53.6 |  |  |  |  | 15.4 | 59.72 |  |  |  |  | 11.7 | 53.06 | [5 empty] | 6.1 | 42.98 |  |  |  | 16.1 | 60.98 |  |  |  |  | 22.8 | 73.04 |  |  |  |  | 4.8 | 40.64
2001-09-27 | 1:00 | 15 | 59 | WEEKDAY | #N/A | 1979-09-27 | 1:00 | 16.7 | 62.06 |  |  | 2003-09-27 | 1:00 | 17 | 62.6 |  |  | 1995-09-27 | 1:00 | 16.1 | 60.98 | [5 empty] | 13.9 | 57.02 |  |  |  | 12 | 53.6 |  |  |  |  | 15.6 | 60.08 |  |  |  |  | 10.6 | 51.08 | [5 empty] | 5.6 | 42.08 |  |  |  | 15.6 | 60.08 |  |  |  |  | 26.1 | 78.98 |  |  |  |  | 4.4 | 39.92
2001-09-27 | 2:00 | 14.4 | 57.92 | WEEKDAY | #N/A | 1979-09-27 | 2:00 | 16.5 | 61.7 |  |  | 2003-09-27 | 2:00 | 17 | 62.6 |  |  | 1995-09-27 | 2:00 | 16.1 | 60.98 | [5 empty] | 14.4 | 57.92 |  |  |  | 12 | 53.6 |  |  |  |  | 15.4 | 59.72 |  |  |  |  | 8.3 | 46.94 | [5 empty] | 5 | 41 |  |  |  | 15.6 | 60.08 |  |  |  |  | 25.6 | 78.08 |  |  |  |  | 3.7 | 38.66
2001-09-27 | 3:00 | 13.3 | 55.94 | WEEKDAY | #N/A | 1979-09-27 | 3:00 | 16.3 | 61.34 |  |  | 2003-09-27 | 3:00 | 18 | 64.4 |  |  | 1995-09-27 | 3:00 | 16.1 | 60.98 | [5 empty] | 13.3 | 55.94 |  |  |  | 13 | 55.4 |  |  |  |  | 15.2 | 59.36 |  |  |  |  | 9.4 | 48.92 | [5 empty] | 6.1 | 42.98 |  |  |  | 15.6 | 60.08 |  |  |  |  | 25 | 77 |  |  |  |  | 2.9 | 37.22
2001-09-27 | 4:00 | 12.8 | 55.04 | WEEKDAY | #N/A | 1979-09-27 | 4:00 | 16.1 | 60.98 |  |  | 2003-09-27 | 4:00 | 18.6 | 65.48 |  |  | 1995-09-27 | 4:00 | 15.6 | 60.08 | [5 empty] | 13.9 | 57.02 |  |  |  | 13 | 55.4 |  |  |  |  | 15 | 59 |  |  |  |  | 9.4 | 48.92 | [5 empty] | 5.6 | 42.08 |  |  |  | 15.6 | 60.08 |  |  |  |  | 25.6 | 78.08 |  |  |  |  | 2.2 | 35.96
2001-09-27 | 5:00 | 12.8 | 55.04 | WEEKDAY | #N/A | 1979-09-27 | 5:00 | 15.9 | 60.62 |  |  | 2003-09-27 | 5:00 | 18.8 | 65.84 |  |  | 1995-09-27 | 5:00 | 15 | 59 | [5 empty] | 14.4 | 57.92 |  |  |  | 13 | 55.4 |  |  |  |  | 14.4 | 57.92 |  |  |  |  | 8.9 | 48.02 | [5 empty] | 5 | 41 |  |  |  | 15 | 59 |  |  |  |  | 25 | 77 |  |  |  |  | 2.2 | 35.96
2001-09-27 | 6:00 | 12.8 | 55.04 | WEEKDAY | #N/A | 1979-09-27 | 6:00 | 15.8 | 60.44 |  |  | 2003-09-27 | 6:00 | 19.3 | 66.74 |  |  | 1995-09-27 | 6:00 | 15 | 59 | [5 empty] | 14.4 | 57.92 |  |  |  | 13 | 55.4 |  |  |  |  | 13.9 | 57.02 |  |  |  |  | 8.9 | 48.02 | [5 empty] | 3.9 | 39.02 |  |  |  | 14.4 | 57.92 |  |  |  |  | 24.4 | 75.92 |  |  |  |  | 2.2 | 35.96
2001-09-27 | 7:00 | 13.9 | 57.02 | WEEKDAY | #N/A | 1979-09-27 | 7:00 | 15.6 | 60.08 |  |  | 2003-09-27 | 7:00 | 21 | 69.8 |  |  | 1995-09-27 | 7:00 | 15.6 | 60.08 | [5 empty] | 16.7 | 62.06 |  |  |  | 13 | 55.4 |  |  |  |  | 13.3 | 55.94 |  |  |  |  | 9.4 | 48.92 | [5 empty] | 6.1 | 42.98 |  |  |  | 15 | 59 |  |  |  |  | 23.3 | 73.94 |  |  |  |  | 2.2 | 35.96
2001-09-27 | 8:00 | 15.6 | 60.08 | WEEKDAY | #N/A | 1979-09-27 | 8:00 | 16.5 | 61.7 |  |  | 2003-09-27 | 8:00 | 21 | 69.8 |  |  | 1995-09-27 | 8:00 | 15.6 | 60.08 | [5 empty] | 17.8 | 64.04 |  |  |  | 14 | 57.2 |  |  |  |  | 13.3 | 55.94 |  |  |  |  | 11.7 | 53.06 | [5 empty] | 12.8 | 55.04 |  |  |  | 15 | 59 |  |  |  |  | 22.8 | 73.04 |  |  |  |  | 2.8 | 37.04
2001-09-27 | 9:00 | 16.1 | 60.98 | WEEKDAY | #N/A | 1979-09-27 | 9:00 | 17.4 | 63.32 |  |  | 2003-09-27 | 9:00 | 22 | 71.6 |  |  | 1995-09-27 | 9:00 | 16.1 | 60.98 | [5 empty] | 20.6 | 69.08 |  |  |  | 14 | 57.2 |  |  |  |  | 13.3 | 55.94 |  |  |  |  | 13.9 | 57.02 | [5 empty] | 16.1 | 60.98 |  |  |  | 15.6 | 60.08 |  |  |  |  | 22.2 | 71.96 |  |  |  |  | 3.3 | 37.94
2001-09-27 | 10:00 | 17.8 | 64.04 | WEEKDAY | #N/A | 1979-09-27 | 10:00 | 18.3 | 64.94 |  |  | 2003-09-27 | 10:00 | 23 | 73.4 |  |  | 1995-09-27 | 10:00 | 17.2 | 62.96 | [5 empty] | 22.8 | 73.04 |  |  |  | 16 | 60.8 |  |  |  |  | 13.3 | 55.94 |  |  |  |  | 18.3 | 64.94 | [5 empty] | 17.2 | 62.96 |  |  |  | 18.3 | 64.94 |  |  |  |  | 20.6 | 69.08 |  |  |  |  | 3.9 | 39.02
2001-09-27 | 11:00 | 17.8 | 64.04 | WEEKDAY | #N/A | 1979-09-27 | 11:00 | 19.2 | 66.56 |  |  | 2003-09-27 | 11:00 | 23 | 73.4 |  |  | 1995-09-27 | 11:00 | 18.9 | 66.02 | [5 empty] | 22.8 | 73.04 |  |  |  | 17 | 62.6 |  |  |  |  | 13.5 | 56.3 |  |  |  |  | 19.4 | 66.92 | [5 empty] | 18.9 | 66.02 |  |  |  | 18.3 | 64.94 |  |  |  |  | 18.9 | 66.02 |  |  |  |  | 5.7 | 42.26
2001-09-27 | 12:00 | 17.8 | 64.04 | WEEKDAY | #N/A | 1979-09-27 | 12:00 | 20.2 | 68.36 |  |  | 2003-09-27 | 12:00 | 23 | 73.4 |  |  | 1995-09-27 | 12:00 | 18.9 | 66.02 | [5 empty] | 23.3 | 73.94 |  |  |  | 17 | 62.6 |  |  |  |  | 13.7 | 56.66 |  |  |  |  | 22.2 | 71.96 | [5 empty] | 20 | 68 |  |  |  | 20.6 | 69.08 |  |  |  |  | 19.4 | 66.92 |  |  |  |  | 7.6 | 45.68
2001-09-27 | 13:00 | 17.8 | 64.04 | WEEKDAY | #N/A | 1979-09-27 | 13:00 | 21.1 | 69.98 |  |  | 2003-09-27 | 13:00 | 22 | 71.6 |  |  | 1995-09-27 | 13:00 | 20 | 68 | [5 empty] | 22.8 | 73.04 |  |  |  | 17 | 62.6 |  |  |  |  | 13.9 | 57.02 |  |  |  |  | 22.8 | 73.04 | [5 empty] | 20.6 | 69.08 |  |  |  | 21.1 | 69.98 |  |  |  |  | 22.2 | 71.96 |  |  |  |  | 9.4 | 48.92
2001-09-27 | 14:00 | 18.3 | 64.94 | WEEKDAY | #N/A | 1979-09-27 | 14:00 | 21.3 | 70.34 |  |  | 2003-09-27 | 14:00 | 23 | 73.4 |  |  | 1995-09-27 | 14:00 | 21.1 | 69.98 | [5 empty] | 22.8 | 73.04 |  |  |  | 18 | 64.4 |  |  |  |  | 13.5 | 56.3 |  |  |  |  | 23.9 | 75.02 | [5 empty] | 21.7 | 71.06 |  |  |  | 20.6 | 69.08 |  |  |  |  | 20.6 | 69.08 |  |  |  |  | 9.4 | 48.92
2001-09-27 | 15:00 | 18.3 | 64.94 | WEEKDAY | #N/A | 1979-09-27 | 15:00 | 21.5 | 70.7 |  |  | 2003-09-27 | 15:00 | 23 | 73.4 |  |  | 1995-09-27 | 15:00 | 22.2 | 71.96 | [5 empty] | 22.2 | 71.96 |  |  |  | 19 | 66.2 |  |  |  |  | 13.2 | 55.76 |  |  |  |  | 23.9 | 75.02 | [5 empty] | 21.7 | 71.06 |  |  |  | 20 | 68 |  |  |  |  | 21.1 | 69.98 |  |  |  |  | 9.4 | 48.92
2001-09-27 | 16:00 | 17.8 | 64.04 | WEEKDAY | #N/A | 1979-09-27 | 16:00 | 21.7 | 71.06 |  |  | 2003-09-27 | 16:00 | 23 | 73.4 |  |  | 1995-09-27 | 16:00 | 21.7 | 71.06 | [5 empty] | 21.1 | 69.98 |  |  |  | 18.3 | 64.94 |  |  |  |  | 12.8 | 55.04 |  |  |  |  | 22.8 | 73.04 | [5 empty] | 21.1 | 69.98 |  |  |  | 18.9 | 66.02 |  |  |  |  | 21.1 | 69.98 |  |  |  |  | 9.4 | 48.92
2001-09-27 | 17:00 | 17.2 | 62.96 | WEEKDAY | #N/A | 1979-09-27 | 17:00 | 20.6 | 69.08 |  |  | 2003-09-27 | 17:00 | 22 | 71.6 |  |  | 1995-09-27 | 17:00 | 21.7 | 71.06 | [5 empty] | 20.6 | 69.08 |  |  |  | 17 | 62.6 |  |  |  |  | 12.4 | 54.32 |  |  |  |  | 22.2 | 71.96 | [5 empty] | 20 | 68 |  |  |  | 14.4 | 57.92 |  |  |  |  | 21.1 | 69.98 |  |  |  |  | 8.9 | 48.02
2001-09-27 | 18:00 | 17.2 | 62.96 | WEEKDAY | #N/A | 1979-09-27 | 18:00 | 19.4 | 66.92 |  |  | 2003-09-27 | 18:00 | 22 | 71.6 |  |  | 1995-09-27 | 18:00 | 21.1 | 69.98 | [5 empty] | 19.4 | 66.92 |  |  |  | 16 | 60.8 |  |  |  |  | 12.1 | 53.78 |  |  |  |  | 18.3 | 64.94 | [5 empty] | 17.2 | 62.96 |  |  |  | 13.9 | 57.02 |  |  |  |  | 21.1 | 69.98 |  |  |  |  | 8.3 | 46.94
2001-09-27 | 19:00 | 16.7 | 62.06 | WEEKDAY | #N/A | 1979-09-27 | 19:00 | 18.3 | 64.94 |  |  | 2003-09-27 | 19:00 | 21 | 69.8 |  |  | 1995-09-27 | 19:00 | 21.1 | 69.98 | [5 empty] | 18.9 | 66.02 |  |  |  | 15 | 59 |  |  |  |  | 11.7 | 53.06 |  |  |  |  | 15.6 | 60.08 | [5 empty] | 16.1 | 60.98 |  |  |  | 13.3 | 55.94 |  |  |  |  | 20.6 | 69.08 |  |  |  |  | 7.8 | 46.04
2001-09-27 | 20:00 | 16.1 | 60.98 | WEEKDAY | #N/A | 1979-09-27 | 20:00 | 17.9 | 64.22 |  |  | 2003-09-27 | 20:00 | 21 | 69.8 |  |  | 1995-09-27 | 20:00 | 20.6 | 69.08 | [5 empty] | 18.3 | 64.94 |  |  |  | 16 | 60.8 |  |  |  |  | 11.3 | 52.34 |  |  |  |  | 14.4 | 57.92 | [5 empty] | 16.1 | 60.98 |  |  |  | 13.3 | 55.94 |  |  |  |  | 19.4 | 66.92 |  |  |  |  | 8.2 | 46.76
2001-09-27 | 21:00 | 16.1 | 60.98 | WEEKDAY | #N/A | 1979-09-27 | 21:00 | 17.6 | 63.68 |  |  | 2003-09-27 | 21:00 | 21 | 69.8 |  |  | 1995-09-27 | 21:00 | 20 | 68 | [5 empty] | 18.3 | 64.94 |  |  |  | 16 | 60.8 |  |  |  |  | 11 | 51.8 |  |  |  |  | 12.8 | 55.04 | [5 empty] | 16.1 | 60.98 |  |  |  | 13.3 | 55.94 |  |  |  |  | 18.3 | 64.94 |  |  |  |  | 8.5 | 47.3
2001-09-27 | 22:00 | 15.6 | 60.08 | WEEKDAY | #N/A | 1979-09-27 | 22:00 | 17.2 | 62.96 |  |  | 2003-09-27 | 22:00 | 21 | 69.8 |  |  | 1995-09-27 | 22:00 | 19.4 | 66.92 | [5 empty] | 19.4 | 66.92 |  |  |  | 16 | 60.8 |  |  |  |  | 10.6 | 51.08 |  |  |  |  | 12.8 | 55.04 | [5 empty] | 13.9 | 57.02 |  |  |  | 12.2 | 53.96 |  |  |  |  | 16.7 | 62.06 |  |  |  |  | 8.9 | 48.02
2001-09-27 | 23:00 | 15 | 59 | WEEKDAY | #N/A | 1979-09-27 | 23:00 | 17 | 62.6 |  |  | 2003-09-27 | 23:00 | 21 | 69.8 |  |  | 1995-09-27 | 23:00 | 19.4 | 66.92 | [5 empty] | 19.4 | 66.92 |  |  |  | 17 | 62.6 |  |  |  |  | 10 | 50 |  |  |  |  | 11.1 | 51.98 | [5 empty] | 11 | 51.8 |  |  |  | 11.7 | 53.06 |  |  |  |  | 15.6 | 60.08 |  |  |  |  | 8.9 | 48.02
2001-09-27 | 24:00 | 15 | 59 | WEEKDAY | #N/A | 1979-09-27 | 24:00 | 16.9 | 62.42 |  |  | 2003-09-27 | 24:00 | 21 | 69.8 |  |  | 1995-09-27 | 24:00 | 18.9 | 66.02 | [5 empty] | 19.4 | 66.92 |  |  |  | 17 | 62.6 |  |  |  |  | 9.5 | 49.1 |  |  |  |  | 11.1 | 51.98 | [5 empty] | 8.9 | 48.02 |  |  |  | 12.8 | 55.04 |  |  |  |  | 14.4 | 57.92 |  |  |  |  | 8.9 | 48.02
2001-09-28 | 1:00 | 14.4 | 57.92 | WEEKDAY | #N/A | 1979-09-28 | 1:00 | 16.7 | 62.06 |  |  | 2003-09-28 | 1:00 | 21 | 69.8 |  |  | 1995-09-28 | 1:00 | 18.3 | 64.94 | [5 empty] | 19.4 | 66.92 |  |  |  | 18 | 64.4 |  |  |  |  | 8.9 | 48.02 |  |  |  |  | 10 | 50 | [5 empty] | 8.3 | 46.94 |  |  |  | 13.3 | 55.94 |  |  |  |  | 14.4 | 57.92 |  |  |  |  | 8.9 | 48.02
2001-09-28 | 2:00 | 14.4 | 57.92 | WEEKDAY | #N/A | 1979-09-28 | 2:00 | 16.5 | 61.7 |  |  | 2003-09-28 | 2:00 | 21 | 69.8 |  |  | 1995-09-28 | 2:00 | 17.8 | 64.04 | [5 empty] | 18.9 | 66.02 |  |  |  | 18 | 64.4 |  |  |  |  | 8.7 | 47.66 |  |  |  |  | 10 | 50 | [5 empty] | 7 | 44.6 |  |  |  | 12.8 | 55.04 |  |  |  |  | 14.4 | 57.92 |  |  |  |  | 8 | 46.4
2001-09-28 | 3:00 | 13.9 | 57.02 | WEEKDAY | #N/A | 1979-09-28 | 3:00 | 16.3 | 61.34 |  |  | 2003-09-28 | 3:00 | 21 | 69.8 |  |  | 1995-09-28 | 3:00 | 16.7 | 62.06 | [5 empty] | 18.9 | 66.02 |  |  |  | 18 | 64.4 |  |  |  |  | 8.5 | 47.3 |  |  |  |  | 9.4 | 48.92 | [5 empty] | 7.2 | 44.96 |  |  |  | 12.2 | 53.96 |  |  |  |  | 13.3 | 55.94 |  |  |  |  | 7 | 44.6
2001-09-28 | 4:00 | 12.8 | 55.04 | WEEKDAY | #N/A | 1979-09-28 | 4:00 | 16.1 | 60.98 |  |  | 2003-09-28 | 4:00 | 21 | 69.8 |  |  | 1995-09-28 | 4:00 | 16.7 | 62.06 | [5 empty] | 18.9 | 66.02 |  |  |  | 18 | 64.4 |  |  |  |  | 8.3 | 46.94 |  |  |  |  | 9.4 | 48.92 | [5 empty] | 6.7 | 44.06 |  |  |  | 11.7 | 53.06 |  |  |  |  | 12.2 | 53.96 |  |  |  |  | 6.1 | 42.98
2001-09-28 | 5:00 | 12.2 | 53.96 | WEEKDAY | #N/A | 1979-09-28 | 5:00 | 16.1 | 60.98 |  |  | 2003-09-28 | 5:00 | 19.9 | 67.82 |  |  | 1995-09-28 | 5:00 | 16.1 | 60.98 | [5 empty] | 19.4 | 66.92 |  |  |  | 18 | 64.4 |  |  |  |  | 8.7 | 47.66 |  |  |  |  | 8.3 | 46.94 | [5 empty] | 5.6 | 42.08 |  |  |  | 11.7 | 53.06 |  |  |  |  | 11.7 | 53.06 |  |  |  |  | 6.1 | 42.98
2001-09-28 | 6:00 | 12.2 | 53.96 | WEEKDAY | #N/A | 1979-09-28 | 6:00 | 16.1 | 60.98 |  |  | 2003-09-28 | 6:00 | 19 | 66.2 |  |  | 1995-09-28 | 6:00 | 16.7 | 62.06 | [5 empty] | 20.6 | 69.08 |  |  |  | 18 | 64.4 |  |  |  |  | 9 | 48.2 |  |  |  |  | 10.6 | 51.08 | [5 empty] | 3.9 | 39.02 |  |  |  | 12.2 | 53.96 |  |  |  |  | 12.2 | 53.96 |  |  |  |  | 6.1 | 42.98
2001-09-28 | 7:00 | 12.2 | 53.96 | WEEKDAY | #N/A | 1979-09-28 | 7:00 | 16.1 | 60.98 |  |  | 2003-09-28 | 7:00 | 19 | 66.2 |  |  | 1995-09-28 | 7:00 | 18.3 | 64.94 | [5 empty] | 20.6 | 69.08 |  |  |  | 18 | 64.4 |  |  |  |  | 9.4 | 48.92 |  |  |  |  | 11.1 | 51.98 | [5 empty] | 3.3 | 37.94 |  |  |  | 12.2 | 53.96 |  |  |  |  | 12.2 | 53.96 |  |  |  |  | 6.1 | 42.98
2001-09-28 | 8:00 | 12.8 | 55.04 | WEEKDAY | #N/A | 1979-09-28 | 8:00 | 17.8 | 64.04 |  |  | 2003-09-28 | 8:00 | 19 | 66.2 |  |  | 1995-09-28 | 8:00 | 19.4 | 66.92 | [5 empty] | 20.6 | 69.08 |  |  |  | 19 | 66.2 |  |  |  |  | 9.2 | 48.56 |  |  |  |  | 11.7 | 53.06 | [5 empty] | 4.4 | 39.92 |  |  |  | 12.2 | 53.96 |  |  |  |  | 13.9 | 57.02 |  |  |  |  | 7.6 | 45.68
2001-09-28 | 9:00 | 13.9 | 57.02 | WEEKDAY | #N/A | 1979-09-28 | 9:00 | 19.4 | 66.92 |  |  | 2003-09-28 | 9:00 | 19 | 66.2 |  |  | 1995-09-28 | 9:00 | 20.6 | 69.08 | [5 empty] | 21.1 | 69.98 |  |  |  | 20 | 68 |  |  |  |  | 9.1 | 48.38 |  |  |  |  | 12.8 | 55.04 | [5 empty] | 6.1 | 42.98 |  |  |  | 12.2 | 53.96 |  |  |  |  | 15.6 | 60.08 |  |  |  |  | 9.1 | 48.38
2001-09-28 | 10:00 | 15.6 | 60.08 | WEEKDAY | #N/A | 1979-09-28 | 10:00 | 21.1 | 69.98 |  |  | 2003-09-28 | 10:00 | 19 | 66.2 |  |  | 1995-09-28 | 10:00 | 21.1 | 69.98 | [5 empty] | 21.1 | 69.98 |  |  |  | 22 | 71.6 |  |  |  |  | 8.9 | 48.02 |  |  |  |  | 13.9 | 57.02 | [5 empty] | 7.2 | 44.96 |  |  |  | 12.8 | 55.04 |  |  |  |  | 16.7 | 62.06 |  |  |  |  | 10.6 | 51.08
2001-09-28 | 11:00 | 16.1 | 60.98 | WEEKDAY | #N/A | 1979-09-28 | 11:00 | 21.7 | 71.06 |  |  | 2003-09-28 | 11:00 | 19 | 66.2 |  |  | 1995-09-28 | 11:00 | 22.2 | 71.96 | [5 empty] | 21.7 | 71.06 |  |  |  | 22 | 71.6 |  |  |  |  | 8.9 | 48.02 |  |  |  |  | 18.3 | 64.94 | [5 empty] | 8.3 | 46.94 |  |  |  | 13.3 | 55.94 |  |  |  |  | 16.7 | 62.06 |  |  |  |  | 10.8 | 51.44
2001-09-28 | 12:00 | 17.2 | 62.96 | WEEKDAY | #N/A | 1979-09-28 | 12:00 | 22.2 | 71.96 |  |  | 2003-09-28 | 12:00 | 20 | 68 |  |  | 1995-09-28 | 12:00 | 23.3 | 73.94 | [5 empty] | 21.7 | 71.06 |  |  |  | 23 | 73.4 |  |  |  |  | 8.9 | 48.02 |  |  |  |  | 20.6 | 69.08 | [5 empty] | 8.9 | 48.02 |  |  |  | 14.4 | 57.92 |  |  |  |  | 16.7 | 62.06 |  |  |  |  | 10.9 | 51.62
2001-09-28 | 13:00 | 16.7 | 62.06 | WEEKDAY | #N/A | 1979-09-28 | 13:00 | 22.8 | 73.04 |  |  | 2003-09-28 | 13:00 | 18 | 64.4 |  |  | 1995-09-28 | 13:00 | 22.8 | 73.04 | [5 empty] | 21.7 | 71.06 |  |  |  | 24 | 75.2 |  |  |  |  | 8.9 | 48.02 |  |  |  |  | 22.8 | 73.04 | [5 empty] | 9.4 | 48.92 |  |  |  | 15 | 59 |  |  |  |  | 16.7 | 62.06 |  |  |  |  | 11.1 | 51.98
2001-09-28 | 14:00 | 16.7 | 62.06 | WEEKDAY | #N/A | 1979-09-28 | 14:00 | 22.8 | 73.04 |  |  | 2003-09-28 | 14:00 | 18 | 64.4 |  |  | 1995-09-28 | 14:00 | 23.9 | 75.02 | [5 empty] | 21.7 | 71.06 |  |  |  | 24 | 75.2 |  |  |  |  | 9.3 | 48.74 |  |  |  |  | 24.4 | 75.92 | [5 empty] | 9.4 | 48.92 |  |  |  | 15.6 | 60.08 |  |  |  |  | 17.2 | 62.96 |  |  |  |  | 10.9 | 51.62
2001-09-28 | 15:00 | 17.2 | 62.96 | WEEKDAY | #N/A | 1979-09-28 | 15:00 | 22.8 | 73.04 |  |  | 2003-09-28 | 15:00 | 17 | 62.6 |  |  | 1995-09-28 | 15:00 | 23.3 | 73.94 | [5 empty] | 21.7 | 71.06 |  |  |  | 23 | 73.4 |  |  |  |  | 9.6 | 49.28 |  |  |  |  | 24.4 | 75.92 | [5 empty] | 9.4 | 48.92 |  |  |  | 11.7 | 53.06 |  |  |  |  | 17.2 | 62.96 |  |  |  |  | 10.8 | 51.44
2001-09-28 | 16:00 | 17.2 | 62.96 | WEEKDAY | #N/A | 1979-09-28 | 16:00 | 22.8 | 73.04 |  |  | 2003-09-28 | 16:00 | 16 | 60.8 |  |  | 1995-09-28 | 16:00 | 22.8 | 73.04 | [5 empty] | 19.4 | 66.92 |  |  |  | 23 | 73.4 |  |  |  |  | 10 | 50 |  |  |  |  | 23.9 | 75.02 | [5 empty] | 8.9 | 48.02 |  |  |  | 10.6 | 51.08 |  |  |  |  | 17.2 | 62.96 |  |  |  |  | 10.6 | 51.08
2001-09-28 | 17:00 | 16.7 | 62.06 | WEEKDAY | #N/A | 1979-09-28 | 17:00 | 22.4 | 72.32 |  |  | 2003-09-28 | 17:00 | 14 | 57.2 |  |  | 1995-09-28 | 17:00 | 21.7 | 71.06 | [5 empty] | 18.3 | 64.94 |  |  |  | 22 | 71.6 |  |  |  |  | 8.5 | 47.3 |  |  |  |  | 22.8 | 73.04 | [5 empty] | 7.8 | 46.04 |  |  |  | 10.6 | 51.08 |  |  |  |  | 16.7 | 62.06 |  |  |  |  | 8.9 | 48.02
2001-09-28 | 18:00 | 16.1 | 60.98 | WEEKDAY | #N/A | 1979-09-28 | 18:00 | 22.1 | 71.78 |  |  | 2003-09-28 | 18:00 | 14 | 57.2 |  |  | 1995-09-28 | 18:00 | 20 | 68 | [5 empty] | 18.3 | 64.94 |  |  |  | 22 | 71.6 |  |  |  |  | 7.1 | 44.78 |  |  |  |  | 20 | 68 | [5 empty] | 6.1 | 42.98 |  |  |  | 11.1 | 51.98 |  |  |  |  | 14.4 | 57.92 |  |  |  |  | 7.3 | 45.14
2001-09-28 | 19:00 | 15.6 | 60.08 | WEEKDAY | #N/A | 1979-09-28 | 19:00 | 21.7 | 71.06 |  |  | 2003-09-28 | 19:00 | 14 | 57.2 |  |  | 1995-09-28 | 19:00 | 19.4 | 66.92 | [5 empty] | 18.3 | 64.94 |  |  |  | 22 | 71.6 |  |  |  |  | 5.6 | 42.08 |  |  |  |  | 17.2 | 62.96 | [5 empty] | 4.4 | 39.92 |  |  |  | 11.1 | 51.98 |  |  |  |  | 13.9 | 57.02 |  |  |  |  | 5.6 | 42.08
2001-09-28 | 20:00 | 15 | 59 | WEEKDAY | #N/A | 1979-09-28 | 20:00 | 21.7 | 71.06 |  |  | 2003-09-28 | 20:00 | 14 | 57.2 |  |  | 1995-09-28 | 20:00 | 17.2 | 62.96 | [5 empty] | 17.8 | 64.04 |  |  |  | 21 | 69.8 |  |  |  |  | 5.6 | 42.08 |  |  |  |  | 15.6 | 60.08 | [5 empty] | 3.3 | 37.94 |  |  |  | 11.7 | 53.06 |  |  |  |  | 10 | 50 |  |  |  |  | 4.5 | 40.1
2001-09-28 | 21:00 | 14.4 | 57.92 | WEEKDAY | #N/A | 1979-09-28 | 21:00 | 21.7 | 71.06 |  |  | 2003-09-28 | 21:00 | 13 | 55.4 |  |  | 1995-09-28 | 21:00 | 16.7 | 62.06 | [5 empty] | 17.2 | 62.96 |  |  |  | 21 | 69.8 |  |  |  |  | 5.6 | 42.08 |  |  |  |  | 15 | 59 | [5 empty] | 3.9 | 39.02 |  |  |  | 11.1 | 51.98 |  |  |  |  | 8.9 | 48.02 |  |  |  |  | 3.3 | 37.94
2001-09-28 | 22:00 | 13.9 | 57.02 | WEEKDAY | #N/A | 1979-09-28 | 22:00 | 21.7 | 71.06 |  |  | 2003-09-28 | 22:00 | 13 | 55.4 |  |  | 1995-09-28 | 22:00 | 15 | 59 | [5 empty] | 17.2 | 62.96 |  |  |  | 16 | 60.8 |  |  |  |  | 5.6 | 42.08 |  |  |  |  | 13.9 | 57.02 | [5 empty] | 2.8 | 37.04 |  |  |  | 11.1 | 51.98 |  |  |  |  | 8.9 | 48.02 |  |  |  |  | 2.2 | 35.96
2001-09-28 | 23:00 | 13.3 | 55.94 | WEEKDAY | #N/A | 1979-09-28 | 23:00 | 21.7 | 71.06 |  |  | 2003-09-28 | 23:00 | 12 | 53.6 |  |  | 1995-09-28 | 23:00 | 14.4 | 57.92 | [5 empty] | 17.2 | 62.96 |  |  |  | 15 | 59 |  |  |  |  | 4.7 | 40.46 |  |  |  |  | 12.8 | 55.04 | [5 empty] | 1.7 | 35.06 |  |  |  | 11.1 | 51.98 |  |  |  |  | 7.8 | 46.04 |  |  |  |  | 0.9 | 33.62
2001-09-28 | 24:00 | 13.3 | 55.94 | WEEKDAY | #N/A | 1979-09-28 | 24:00 | 21.7 | 71.06 |  |  | 2003-09-28 | 24:00 | 12 | 53.6 |  |  | 1995-09-28 | 24:00 | 13.9 | 57.02 | [5 empty] | 17.8 | 64.04 |  |  |  | 14 | 57.2 |  |  |  |  | 3.7 | 38.66 |  |  |  |  | 12.2 | 53.96 | [5 empty] | 1.1 | 33.98 |  |  |  | 11.1 | 51.98 |  |  |  |  | 7.8 | 46.04 |  |  |  |  | -0.4 | 31.28
2001-09-29 | 1:00 | 12.8 | 55.04 | SATURDAY | #N/A | 1979-09-29 | 1:00 | 21.7 | 71.06 |  |  | 2003-09-29 | 1:00 | 11 | 51.8 |  |  | 1995-09-29 | 1:00 | 13.9 | 57.02 | [5 empty] | 17.8 | 64.04 |  |  |  | 14 | 57.2 |  |  |  |  | 2.8 | 37.04 |  |  |  |  | 11.7 | 53.06 | [5 empty] | 1.1 | 33.98 |  |  |  | 11.7 | 53.06 |  |  |  |  | 6.7 | 44.06 |  |  |  |  | -1.7 | 28.94
2001-09-29 | 2:00 | 12.8 | 55.04 | SATURDAY | #N/A | 1979-09-29 | 2:00 | 21.9 | 71.42 |  |  | 2003-09-29 | 2:00 | 12 | 53.6 |  |  | 1995-09-29 | 2:00 | 12.2 | 53.96 | [5 empty] | 17.2 | 62.96 |  |  |  | 14 | 57.2 |  |  |  |  | 2.6 | 36.68 |  |  |  |  | 12.2 | 53.96 | [5 empty] | 1.1 | 33.98 |  |  |  | 10.6 | 51.08 |  |  |  |  | 6.7 | 44.06 |  |  |  |  | -1.9 | 28.58
2001-09-29 | 3:00 | 12.8 | 55.04 | SATURDAY | #N/A | 1979-09-29 | 3:00 | 22 | 71.6 |  |  | 2003-09-29 | 3:00 | 12 | 53.6 |  |  | 1995-09-29 | 3:00 | 11.7 | 53.06 | [5 empty] | 16.7 | 62.06 |  |  |  | 14 | 57.2 |  |  |  |  | 2.4 | 36.32 |  |  |  |  | 14.4 | 57.92 | [5 empty] | 0 | 32 |  |  |  | 10.6 | 51.08 |  |  |  |  | 6.7 | 44.06 |  |  |  |  | -2 | 28.4
2001-09-29 | 4:00 | 12.8 | 55.04 | SATURDAY | #N/A | 1979-09-29 | 4:00 | 22.2 | 71.96 |  |  | 2003-09-29 | 4:00 | 11 | 51.8 |  |  | 1995-09-29 | 4:00 | 12.2 | 53.96 | [5 empty] | 16.7 | 62.06 |  |  |  | 14 | 57.2 |  |  |  |  | 2.2 | 35.96 |  |  |  |  | 13.3 | 55.94 | [5 empty] | 0.6 | 33.08 |  |  |  | 10 | 50 |  |  |  |  | 6.7 | 44.06 |  |  |  |  | -2.2 | 28.04
2001-09-29 | 5:00 | 12.8 | 55.04 | SATURDAY | #N/A | 1979-09-29 | 5:00 | 22 | 71.6 |  |  | 2003-09-29 | 5:00 | 11 | 51.8 |  |  | 1995-09-29 | 5:00 | 11.7 | 53.06 | [5 empty] | 16.1 | 60.98 |  |  |  | 13 | 55.4 |  |  |  |  | 2.6 | 36.68 |  |  |  |  | 13.9 | 57.02 | [5 empty] | -0.6 | 30.92 |  |  |  | 10.6 | 51.08 |  |  |  |  | 6.1 | 42.98 |  |  |  |  | -2.2 | 28.04
2001-09-29 | 6:00 | 12.8 | 55.04 | SATURDAY | #N/A | 1979-09-29 | 6:00 | 21.9 | 71.42 |  |  | 2003-09-29 | 6:00 | 11 | 51.8 |  |  | 1995-09-29 | 6:00 | 12.2 | 53.96 | [5 empty] | 16.7 | 62.06 |  |  |  | 13 | 55.4 |  |  |  |  | 2.9 | 37.22 |  |  |  |  | 13.9 | 57.02 | [5 empty] | -0.6 | 30.92 |  |  |  | 10 | 50 |  |  |  |  | 6.1 | 42.98 |  |  |  |  | -2.2 | 28.04
2001-09-29 | 7:00 | 12.8 | 55.04 | SATURDAY | #N/A | 1979-09-29 | 7:00 | 21.7 | 71.06 |  |  | 2003-09-29 | 7:00 | 12 | 53.6 |  |  | 1995-09-29 | 7:00 | 13.3 | 55.94 | [5 empty] | 16.7 | 62.06 |  |  |  | 13 | 55.4 |  |  |  |  | 3.3 | 37.94 |  |  |  |  | 13.9 | 57.02 | [5 empty] | 0 | 32 |  |  |  | 10 | 50 |  |  |  |  | 6.7 | 44.06 |  |  |  |  | -2.2 | 28.04
2001-09-29 | 8:00 | 13.3 | 55.94 | SATURDAY | #N/A | 1979-09-29 | 8:00 | 22.1 | 71.78 |  |  | 2003-09-29 | 8:00 | 13 | 55.4 |  |  | 1995-09-29 | 8:00 | 15 | 59 | [5 empty] | 15.6 | 60.08 |  |  |  | 14 | 57.2 |  |  |  |  | 5.7 | 42.26 |  |  |  |  | 15 | 59 | [5 empty] | 3.3 | 37.94 |  |  |  | 10.6 | 51.08 |  |  |  |  | 9.4 | 48.92 |  |  |  |  | 0.9 | 33.62
2001-09-29 | 9:00 | 14.4 | 57.92 | SATURDAY | #N/A | 1979-09-29 | 9:00 | 22.4 | 72.32 |  |  | 2003-09-29 | 9:00 | 14 | 57.2 |  |  | 1995-09-29 | 9:00 | 17.2 | 62.96 | [5 empty] | 15 | 59 |  |  |  | 15 | 59 |  |  |  |  | 8.2 | 46.76 |  |  |  |  | 15 | 59 | [5 empty] | 6.1 | 42.98 |  |  |  | 11.1 | 51.98 |  |  |  |  | 12.2 | 53.96 |  |  |  |  | 4.1 | 39.38
2001-09-29 | 10:00 | 15.6 | 60.08 | SATURDAY | #N/A | 1979-09-29 | 10:00 | 22.8 | 73.04 |  |  | 2003-09-29 | 10:00 | 13 | 55.4 |  |  | 1995-09-29 | 10:00 | 18.3 | 64.94 | [5 empty] | 14.4 | 57.92 |  |  |  | 16 | 60.8 |  |  |  |  | 10.6 | 51.08 |  |  |  |  | 16.1 | 60.98 | [5 empty] | 8.9 | 48.02 |  |  |  | 12.2 | 53.96 |  |  |  |  | 15 | 59 |  |  |  |  | 7.2 | 44.96
2001-09-29 | 11:00 | 16.1 | 60.98 | SATURDAY | #N/A | 1979-09-29 | 11:00 | 23.3 | 73.94 |  |  | 2003-09-29 | 11:00 | 13 | 55.4 |  |  | 1995-09-29 | 11:00 | 19.4 | 66.92 | [5 empty] | 13.9 | 57.02 |  |  |  | 17 | 62.6 |  |  |  |  | 11.9 | 53.42 |  |  |  |  | 19.4 | 66.92 | [5 empty] | 10 | 50 |  |  |  | 12.2 | 53.96 |  |  |  |  | 16.7 | 62.06 |  |  |  |  | 9.6 | 49.28
2001-09-29 | 12:00 | 16.7 | 62.06 | SATURDAY | #N/A | 1979-09-29 | 12:00 | 23.9 | 75.02 |  |  | 2003-09-29 | 12:00 | 16 | 60.8 |  |  | 1995-09-29 | 12:00 | 20 | 68 | [5 empty] | 15 | 59 |  |  |  | 18 | 64.4 |  |  |  |  | 13.1 | 55.58 |  |  |  |  | 21.7 | 71.06 | [5 empty] | 11.7 | 53.06 |  |  |  | 13.9 | 57.02 |  |  |  |  | 18.3 | 64.94 |  |  |  |  | 12 | 53.6
2001-09-29 | 13:00 | 16.7 | 62.06 | SATURDAY | #N/A | 1979-09-29 | 13:00 | 24.4 | 75.92 |  |  | 2003-09-29 | 13:00 | 17 | 62.6 |  |  | 1995-09-29 | 13:00 | 20.6 | 69.08 | [5 empty] | 15.6 | 60.08 |  |  |  | 19 | 66.2 |  |  |  |  | 14.4 | 57.92 |  |  |  |  | 22.8 | 73.04 | [5 empty] | 12.8 | 55.04 |  |  |  | 12.2 | 53.96 |  |  |  |  | 19.4 | 66.92 |  |  |  |  | 14.4 | 57.92
2001-09-29 | 14:00 | 17.2 | 62.96 | SATURDAY | #N/A | 1979-09-29 | 14:00 | 24 | 75.2 |  |  | 2003-09-29 | 14:00 | 16 | 60.8 |  |  | 1995-09-29 | 14:00 | 20 | 68 | [5 empty] | 15.6 | 60.08 |  |  |  | 20 | 68 |  |  |  |  | 14.8 | 58.64 |  |  |  |  | 24.4 | 75.92 | [5 empty] | 13.9 | 57.02 |  |  |  | 14.4 | 57.92 |  |  |  |  | 19.4 | 66.92 |  |  |  |  | 14.6 | 58.28
2001-09-29 | 15:00 | 17.8 | 64.04 | SATURDAY | #N/A | 1979-09-29 | 15:00 | 23.7 | 74.66 |  |  | 2003-09-29 | 15:00 | 16 | 60.8 |  |  | 1995-09-29 | 15:00 | 19.4 | 66.92 | [5 empty] | 15.6 | 60.08 |  |  |  | 20 | 68 |  |  |  |  | 15.2 | 59.36 |  |  |  |  | 22.8 | 73.04 | [5 empty] | 15 | 59 |  |  |  | 12.8 | 55.04 |  |  |  |  | 20 | 68 |  |  |  |  | 14.8 | 58.64
2001-09-29 | 16:00 | 17.2 | 62.96 | SATURDAY | #N/A | 1979-09-29 | 16:00 | 23.3 | 73.94 |  |  | 2003-09-29 | 16:00 | 17 | 62.6 |  |  | 1995-09-29 | 16:00 | 18.9 | 66.02 | [5 empty] | 15.6 | 60.08 |  |  |  | 19 | 66.2 |  |  |  |  | 15.6 | 60.08 |  |  |  |  | 22.8 | 73.04 | [5 empty] | 13.9 | 57.02 |  |  |  | 13.3 | 55.94 |  |  |  |  | 20.6 | 69.08 |  |  |  |  | 15 | 59
2001-09-29 | 17:00 | 16.7 | 62.06 | SATURDAY | #N/A | 1979-09-29 | 17:00 | 22.8 | 73.04 |  |  | 2003-09-29 | 17:00 | 16 | 60.8 |  |  | 1995-09-29 | 17:00 | 17.2 | 62.96 | [5 empty] | 15 | 59 |  |  |  | 19 | 66.2 |  |  |  |  | 14.5 | 58.1 |  |  |  |  | 21.7 | 71.06 | [5 empty] | 12.8 | 55.04 |  |  |  | 13.9 | 57.02 |  |  |  |  | 20 | 68 |  |  |  |  | 13 | 55.4
2001-09-29 | 18:00 | 16.1 | 60.98 | SATURDAY | #N/A | 1979-09-29 | 18:00 | 22.2 | 71.96 |  |  | 2003-09-29 | 18:00 | 14 | 57.2 |  |  | 1995-09-29 | 18:00 | 16.1 | 60.98 | [5 empty] | 15 | 59 |  |  |  | 16 | 60.8 |  |  |  |  | 13.3 | 55.94 |  |  |  |  | 19.4 | 66.92 | [5 empty] | 10.6 | 51.08 |  |  |  | 12.2 | 53.96 |  |  |  |  | 18.3 | 64.94 |  |  |  |  | 10.9 | 51.62
2001-09-29 | 19:00 | 15.6 | 60.08 | SATURDAY | #N/A | 1979-09-29 | 19:00 | 21.7 | 71.06 |  |  | 2003-09-29 | 19:00 | 13 | 55.4 |  |  | 1995-09-29 | 19:00 | 15 | 59 | [5 empty] | 14.4 | 57.92 |  |  |  | 13 | 55.4 |  |  |  |  | 12.2 | 53.96 |  |  |  |  | 18.9 | 66.02 | [5 empty] | 9.4 | 48.92 |  |  |  | 11.7 | 53.06 |  |  |  |  | 15.6 | 60.08 |  |  |  |  | 8.9 | 48.02
2001-09-29 | 20:00 | 15 | 59 | SATURDAY | #N/A | 1979-09-29 | 20:00 | 21.5 | 70.7 |  |  | 2003-09-29 | 20:00 | 13 | 55.4 |  |  | 1995-09-29 | 20:00 | 13.3 | 55.94 | [5 empty] | 13.9 | 57.02 |  |  |  | 11 | 51.8 |  |  |  |  | 11.1 | 51.98 |  |  |  |  | 18.3 | 64.94 | [5 empty] | 7.2 | 44.96 |  |  |  | 11.1 | 51.98 |  |  |  |  | 15.6 | 60.08 |  |  |  |  | 9.8 | 49.64
2001-09-29 | 21:00 | 15 | 59 | SATURDAY | #N/A | 1979-09-29 | 21:00 | 21.3 | 70.34 |  |  | 2003-09-29 | 21:00 | 12 | 53.6 |  |  | 1995-09-29 | 21:00 | 13.3 | 55.94 | [5 empty] | 13.9 | 57.02 |  |  |  | 11 | 51.8 |  |  |  |  | 10 | 50 |  |  |  |  | 16.1 | 60.98 | [5 empty] | 7.8 | 46.04 |  |  |  | 11.1 | 51.98 |  |  |  |  | 14.4 | 57.92 |  |  |  |  | 10.8 | 51.44
2001-09-29 | 22:00 | 13.9 | 57.02 | SATURDAY | #N/A | 1979-09-29 | 22:00 | 21.1 | 69.98 |  |  | 2003-09-29 | 22:00 | 12 | 53.6 |  |  | 1995-09-29 | 22:00 | 13.3 | 55.94 | [5 empty] | 12.2 | 53.96 |  |  |  | 9 | 48.2 |  |  |  |  | 8.9 | 48.02 |  |  |  |  | 15.6 | 60.08 | [5 empty] | 6.7 | 44.06 |  |  |  | 10.6 | 51.08 |  |  |  |  | 13.3 | 55.94 |  |  |  |  | 11.7 | 53.06
2001-09-29 | 23:00 | 12.8 | 55.04 | SATURDAY | #N/A | 1979-09-29 | 23:00 | 20.7 | 69.26 |  |  | 2003-09-29 | 23:00 | 11 | 51.8 |  |  | 1995-09-29 | 23:00 | 12.2 | 53.96 | [5 empty] | 11.1 | 51.98 |  |  |  | 12 | 53.6 |  |  |  |  | 8.5 | 47.3 |  |  |  |  | 15 | 59 | [5 empty] | 6.1 | 42.98 |  |  |  | 9.4 | 48.92 |  |  |  |  | 13.3 | 55.94 |  |  |  |  | 12.6 | 54.68
2001-09-29 | 24:00 | 12.2 | 53.96 | SATURDAY | #N/A | 1979-09-29 | 24:00 | 20.4 | 68.72 |  |  | 2003-09-29 | 24:00 | 11 | 51.8 |  |  | 1995-09-29 | 24:00 | 11.1 | 51.98 | [5 empty] | 12.8 | 55.04 |  |  |  | 12 | 53.6 |  |  |  |  | 8.2 | 46.76 |  |  |  |  | 15 | 59 | [5 empty] | 6.7 | 44.06 |  |  |  | 8.9 | 48.02 |  |  |  |  | 13.3 | 55.94 |  |  |  |  | 13.5 | 56.3
2001-09-30 | 1:00 | 12.2 | 53.96 | SUNDAY | #N/A | 1979-09-30 | 1:00 | 20 | 68 |  |  | 2003-09-30 | 1:00 | 11 | 51.8 |  |  | 1995-09-30 | 1:00 | 10.6 | 51.08 | [5 empty] | 13.3 | 55.94 |  |  |  | 9 | 48.2 |  |  |  |  | 7.8 | 46.04 |  |  |  |  | 14.4 | 57.92 | [5 empty] | 6.1 | 42.98 |  |  |  | 8.3 | 46.94 |  |  |  |  | 13.3 | 55.94 |  |  |  |  | 14.4 | 57.92
2001-09-30 | 2:00 | 11.7 | 53.06 | SUNDAY | #N/A | 1979-09-30 | 2:00 | 19.8 | 67.64 |  |  | 2003-09-30 | 2:00 | 10 | 50 |  |  | 1995-09-30 | 2:00 | 11.1 | 51.98 | [5 empty] | 13.3 | 55.94 |  |  |  | 9 | 48.2 |  |  |  |  | 8 | 46.4 |  |  |  |  | 14.4 | 57.92 | [5 empty] | 4.4 | 39.92 |  |  |  | 8.3 | 46.94 |  |  |  |  | 13.3 | 55.94 |  |  |  |  | 14.4 | 57.92
2001-09-30 | 3:00 | 11.7 | 53.06 | SUNDAY | #N/A | 1979-09-30 | 3:00 | 19.6 | 67.28 |  |  | 2003-09-30 | 3:00 | 10 | 50 |  |  | 1995-09-30 | 3:00 | 11.1 | 51.98 | [5 empty] | 12.8 | 55.04 |  |  |  | 8.5 | 47.3 |  |  |  |  | 8.1 | 46.58 |  |  |  |  | 14.4 | 57.92 | [5 empty] | 4.4 | 39.92 |  |  |  | 7.8 | 46.04 |  |  |  |  | 13.3 | 55.94 |  |  |  |  | 14.4 | 57.92
2001-09-30 | 4:00 | 11.1 | 51.98 | SUNDAY | #N/A | 1979-09-30 | 4:00 | 19.4 | 66.92 |  |  | 2003-09-30 | 4:00 | 9 | 48.2 |  |  | 1995-09-30 | 4:00 | 10.6 | 51.08 | [5 empty] | 12.2 | 53.96 |  |  |  | 8 | 46.4 |  |  |  |  | 8.3 | 46.94 |  |  |  |  | 14.4 | 57.92 | [5 empty] | 4.4 | 39.92 |  |  |  | 7.2 | 44.96 |  |  |  |  | 13.3 | 55.94 |  |  |  |  | 14.4 | 57.92
2001-09-30 | 5:00 | 11.1 | 51.98 | SUNDAY | #N/A | 1979-09-30 | 5:00 | 18.9 | 66.02 |  |  | 2003-09-30 | 5:00 | 9 | 48.2 |  |  | 1995-09-30 | 5:00 | 10.6 | 51.08 | [5 empty] | 12.2 | 53.96 |  |  |  | 12 | 53.6 |  |  |  |  | 8.1 | 46.58 |  |  |  |  | 15 | 59 | [5 empty] | 4.4 | 39.92 |  |  |  | 7.2 | 44.96 |  |  |  |  | 13.3 | 55.94 |  |  |  |  | 14.6 | 58.28
2001-09-30 | 6:00 | 11.1 | 51.98 | SUNDAY | #N/A | 1979-09-30 | 6:00 | 18.3 | 64.94 |  |  | 2003-09-30 | 6:00 | 9 | 48.2 |  |  | 1995-09-30 | 6:00 | 11.1 | 51.98 | [5 empty] | 11.7 | 53.06 |  |  |  | 8 | 46.4 |  |  |  |  | 8 | 46.4 |  |  |  |  | 15 | 59 | [5 empty] | 5.6 | 42.08 |  |  |  | 7.2 | 44.96 |  |  |  |  | 13.3 | 55.94 |  |  |  |  | 14.8 | 58.64
2001-09-30 | 7:00 | 11.1 | 51.98 | SUNDAY | #N/A | 1979-09-30 | 7:00 | 17.8 | 64.04 |  |  | 2003-09-30 | 7:00 | 10 | 50 |  |  | 1995-09-30 | 7:00 | 11.7 | 53.06 | [5 empty] | 13.9 | 57.02 |  |  |  | 9 | 48.2 |  |  |  |  | 7.8 | 46.04 |  |  |  |  | 16.7 | 62.06 | [5 empty] | 6.1 | 42.98 |  |  |  | 7.8 | 46.04 |  |  |  |  | 13.3 | 55.94 |  |  |  |  | 15 | 59
2001-09-30 | 8:00 | 11.1 | 51.98 | SUNDAY | #N/A | 1979-09-30 | 8:00 | 18 | 64.4 |  |  | 2003-09-30 | 8:00 | 12 | 53.6 |  |  | 1995-09-30 | 8:00 | 13.9 | 57.02 | [5 empty] | 16.1 | 60.98 |  |  |  | 12.6 | 54.68 |  |  |  |  | 8.9 | 48.02 |  |  |  |  | 18.3 | 64.94 | [5 empty] | 10 | 50 |  |  |  | 10 | 50 |  |  |  |  | 14.4 | 57.92 |  |  |  |  | 16.3 | 61.34
2001-09-30 | 9:00 | 11.7 | 53.06 | SUNDAY | #N/A | 1979-09-30 | 9:00 | 18.1 | 64.58 |  |  | 2003-09-30 | 9:00 | 12 | 53.6 |  |  | 1995-09-30 | 9:00 | 15.6 | 60.08 | [5 empty] | 17.8 | 64.04 |  |  |  | 16 | 60.8 |  |  |  |  | 10 | 50 |  |  |  |  | 19.4 | 66.92 | [5 empty] | 13.9 | 57.02 |  |  |  | 11.7 | 53.06 |  |  |  |  | 16.1 | 60.98 |  |  |  |  | 17.6 | 63.68
2001-09-30 | 10:00 | 12.2 | 53.96 | SUNDAY | #N/A | 1979-09-30 | 10:00 | 18.3 | 64.94 |  |  | 2003-09-30 | 10:00 | 14 | 57.2 |  |  | 1995-09-30 | 10:00 | 16.7 | 62.06 | [5 empty] | 18.9 | 66.02 |  |  |  | 17 | 62.6 |  |  |  |  | 11.1 | 51.98 |  |  |  |  | 20.6 | 69.08 | [5 empty] | 15.6 | 60.08 |  |  |  | 13.3 | 55.94 |  |  |  |  | 17.2 | 62.96 |  |  |  |  | 18.9 | 66.02
2001-09-30 | 11:00 | 12.8 | 55.04 | SUNDAY | #N/A | 1979-09-30 | 11:00 | 18.1 | 64.58 |  |  | 2003-09-30 | 11:00 | 14 | 57.2 |  |  | 1995-09-30 | 11:00 | 17.8 | 64.04 | [5 empty] | 18.9 | 66.02 |  |  |  | 18 | 64.4 |  |  |  |  | 12.2 | 53.96 |  |  |  |  | 23.3 | 73.94 | [5 empty] | 17.2 | 62.96 |  |  |  | 14.4 | 57.92 |  |  |  |  | 18.9 | 66.02 |  |  |  |  | 19.8 | 67.64
2001-09-30 | 12:00 | 12.8 | 55.04 | SUNDAY | #N/A | 1979-09-30 | 12:00 | 18 | 64.4 |  |  | 2003-09-30 | 12:00 | 15.1 | 59.18 |  |  | 1995-09-30 | 12:00 | 20 | 68 | [5 empty] | 18.3 | 64.94 |  |  |  | 19 | 66.2 |  |  |  |  | 13.3 | 55.94 |  |  |  |  | 23.3 | 73.94 | [5 empty] | 18.9 | 66.02 |  |  |  | 16.1 | 60.98 |  |  |  |  | 19.4 | 66.92 |  |  |  |  | 20.8 | 69.44
2001-09-30 | 13:00 | 12.2 | 53.96 | SUNDAY | #N/A | 1979-09-30 | 13:00 | 17.8 | 64.04 |  |  | 2003-09-30 | 13:00 | 16 | 60.8 |  |  | 1995-09-30 | 13:00 | 20.6 | 69.08 | [5 empty] | 17.8 | 64.04 |  |  |  | 19 | 66.2 |  |  |  |  | 14.4 | 57.92 |  |  |  |  | 23.9 | 75.02 | [5 empty] | 19.4 | 66.92 |  |  |  | 16.1 | 60.98 |  |  |  |  | 20 | 68 |  |  |  |  | 21.7 | 71.06
2001-09-30 | 14:00 | 12.8 | 55.04 | SUNDAY | #N/A | 1979-09-30 | 14:00 | 17.8 | 64.04 |  |  | 2003-09-30 | 14:00 | 17 | 62.6 |  |  | 1995-09-30 | 14:00 | 19.4 | 66.92 | [5 empty] | 17.2 | 62.96 |  |  |  | 19 | 66.2 |  |  |  |  | 14 | 57.2 |  |  |  |  | 22.8 | 73.04 | [5 empty] | 20 | 68 |  |  |  | 15.6 | 60.08 |  |  |  |  | 20 | 68 |  |  |  |  | 21.5 | 70.7
2001-09-30 | 15:00 | 13.3 | 55.94 | SUNDAY | #N/A | 1979-09-30 | 15:00 | 17.8 | 64.04 |  |  | 2003-09-30 | 15:00 | 16 | 60.8 |  |  | 1995-09-30 | 15:00 | 19.4 | 66.92 | [5 empty] | 16.7 | 62.06 |  |  |  | 19 | 66.2 |  |  |  |  | 13.7 | 56.66 |  |  |  |  | 22.8 | 73.04 | [5 empty] | 20.6 | 69.08 |  |  |  | 15.6 | 60.08 |  |  |  |  | 18.9 | 66.02 |  |  |  |  | 21.3 | 70.34
2001-09-30 | 16:00 | 12.8 | 55.04 | SUNDAY | #N/A | 1979-09-30 | 16:00 | 17.8 | 64.04 |  |  | 2003-09-30 | 16:00 | 16 | 60.8 |  |  | 1995-09-30 | 16:00 | 18.3 | 64.94 | [5 empty] | 16.7 | 62.06 |  |  |  | 21 | 69.8 |  |  |  |  | 13.3 | 55.94 |  |  |  |  | 21.1 | 69.98 | [5 empty] | 20.6 | 69.08 |  |  |  | 15.6 | 60.08 |  |  |  |  | 18.9 | 66.02 |  |  |  |  | 21.1 | 69.98
2001-09-30 | 17:00 | 12.8 | 55.04 | SUNDAY | #N/A | 1979-09-30 | 17:00 | 17.6 | 63.68 |  |  | 2003-09-30 | 17:00 | 15 | 59 |  |  | 1995-09-30 | 17:00 | 18.3 | 64.94 | [5 empty] | 15.6 | 60.08 |  |  |  | 20 | 68 |  |  |  |  | 12.6 | 54.68 |  |  |  |  | 15 | 59 | [5 empty] | 20 | 68 |  |  |  | 15.6 | 60.08 |  |  |  |  | 18.9 | 66.02 |  |  |  |  | 19.6 | 67.28
2001-09-30 | 18:00 | 11.7 | 53.06 | SUNDAY | #N/A | 1979-09-30 | 18:00 | 17.4 | 63.32 |  |  | 2003-09-30 | 18:00 | 11 | 51.8 |  |  | 1995-09-30 | 18:00 | 16.7 | 62.06 | [5 empty] | 15 | 59 |  |  |  | 14 | 57.2 |  |  |  |  | 11.8 | 53.24 |  |  |  |  | 14.4 | 57.92 | [5 empty] | 16.1 | 60.98 |  |  |  | 15.6 | 60.08 |  |  |  |  | 16.7 | 62.06 |  |  |  |  | 18.2 | 64.76
2001-09-30 | 19:00 | 11.7 | 53.06 | SUNDAY | #N/A | 1979-09-30 | 19:00 | 17.2 | 62.96 |  |  | 2003-09-30 | 19:00 | 10 | 50 |  |  | 1995-09-30 | 19:00 | 16.1 | 60.98 | [5 empty] | 15 | 59 |  |  |  | 12 | 53.6 |  |  |  |  | 11.1 | 51.98 |  |  |  |  | 14.4 | 57.92 | [5 empty] | 16.1 | 60.98 |  |  |  | 15.6 | 60.08 |  |  |  |  | 15 | 59 |  |  |  |  | 16.7 | 62.06
2001-09-30 | 20:00 | 11.7 | 53.06 | SUNDAY | #N/A | 1979-09-30 | 20:00 | 17.2 | 62.96 |  |  | 2003-09-30 | 20:00 | 11 | 51.8 |  |  | 1995-09-30 | 20:00 | 15.6 | 60.08 | [5 empty] | 14.4 | 57.92 |  |  |  | 11 | 51.8 |  |  |  |  | 10.9 | 51.62 |  |  |  |  | 13.9 | 57.02 | [5 empty] | 16.7 | 62.06 |  |  |  | 15 | 59 |  |  |  |  | 13.9 | 57.02 |  |  |  |  | 14.1 | 57.38
2001-09-30 | 21:00 | 11.1 | 51.98 | SUNDAY | #N/A | 1979-09-30 | 21:00 | 17.2 | 62.96 |  |  | 2003-09-30 | 21:00 | 9 | 48.2 |  |  | 1995-09-30 | 21:00 | 15 | 59 | [5 empty] | 13 | 55.4 |  |  |  | 10 | 50 |  |  |  |  | 10.8 | 51.44 |  |  |  |  | 11.7 | 53.06 | [5 empty] | 15.6 | 60.08 |  |  |  | 13.9 | 57.02 |  |  |  |  | 13.9 | 57.02 |  |  |  |  | 11.5 | 52.7
2001-09-30 | 22:00 | 10.9 | 51.62 | SUNDAY | #N/A | 1979-09-30 | 22:00 | 17.2 | 62.96 |  |  | 2003-09-30 | 22:00 | 9.3 | 48.74 |  |  | 1995-09-30 | 22:00 | 14.2 | 57.56 | [5 empty] | 12.4 | 54.32 |  |  |  | 10.1 | 50.18 |  |  |  |  | 12 | 53.6 |  |  |  |  | 13.1 | 55.58 | [5 empty] | 15.6 | 60.08 |  |  |  | 14.1 | 57.38 |  |  |  |  | 14.2 | 57.56 |  |  |  |  | 12 | 53.6
2001-09-30 | 23:00 | 10.8 | 51.44 | SUNDAY | #N/A | 1979-09-30 | 23:00 | 17.2 | 62.96 |  |  | 2003-09-30 | 23:00 | 9.6 | 49.28 |  |  | 1995-09-30 | 23:00 | 13.4 | 56.12 | [5 empty] | 11.8 | 53.24 |  |  |  | 10.3 | 50.54 |  |  |  |  | 13.3 | 55.94 |  |  |  |  | 14.6 | 58.28 | [5 empty] | 15.6 | 60.08 |  |  |  | 14.2 | 57.56 |  |  |  |  | 14.5 | 58.1 |  |  |  |  | 12.5 | 54.5
2001-09-30 | 24:00 | 10.6 | 51.08 | SUNDAY | #N/A | 1979-09-30 | 24:00 | 17.2 | 62.96 |  |  | 2003-09-30 | 24:00 | 9.9 | 49.82 |  |  | 1995-09-30 | 24:00 | 12.6 | 54.68 | [5 empty] | 11.2 | 52.16 |  |  |  | 10.4 | 50.72 |  |  |  |  | 14.5 | 58.1 |  |  |  |  | 16 | 60.8 | [5 empty] | 15.6 | 60.08 |  |  |  | 14.4 | 57.92 |  |  |  |  | 14.8 | 58.64 |  |  |  |  | 13 | 55.4
2001-10-01 | 1:00 | 10.5 | 50.9 | WEEKDAY | #N/A | 1980-10-01 | 1:00 | 17.2 | 62.96 |  |  | 1999-10-01 | 1:00 | 10.1 | 50.18 |  |  | 2001-10-01 | 1:00 | 11.8 | 53.24 | [5 empty] | 10.7 | 51.26 |  |  |  | 10.6 | 51.08 |  |  |  |  | 15.7 | 60.26 |  |  |  |  | 17.4 | 63.32 | [5 empty] | 15.6 | 60.08 |  |  |  | 14.5 | 58.1 |  |  |  |  | 15.2 | 59.36 |  |  |  |  | 13.5 | 56.3
2001-10-01 | 2:00 | 10.3 | 50.54 | WEEKDAY | #N/A | 1980-10-01 | 2:00 | 17.2 | 62.96 |  |  | 1999-10-01 | 2:00 | 10.4 | 50.72 |  |  | 2001-10-01 | 2:00 | 11 | 51.8 | [5 empty] | 10.1 | 50.18 |  |  |  | 10.7 | 51.26 |  |  |  |  | 16.9 | 62.42 |  |  |  |  | 18.8 | 65.84 | [5 empty] | 15.6 | 60.08 |  |  |  | 14.7 | 58.46 |  |  |  |  | 15.5 | 59.9 |  |  |  |  | 14 | 57.2
2001-10-01 | 3:00 | 10.2 | 50.36 | WEEKDAY | #N/A | 1980-10-01 | 3:00 | 17.2 | 62.96 |  |  | 1999-10-01 | 3:00 | 10.7 | 51.26 |  |  | 2001-10-01 | 3:00 | 10.2 | 50.36 | [5 empty] | 9.5 | 49.1 |  |  |  | 10.9 | 51.62 |  |  |  |  | 18.2 | 64.76 |  |  |  |  | 20.3 | 68.54 | [5 empty] | 15.6 | 60.08 |  |  |  | 14.8 | 58.64 |  |  |  |  | 15.8 | 60.44 |  |  |  |  | 14.5 | 58.1
2001-10-01 | 4:00 | 10 | 50 | WEEKDAY | #N/A | 1980-10-01 | 4:00 | 17.2 | 62.96 |  |  | 1999-10-01 | 4:00 | 11 | 51.8 |  |  | 2001-10-01 | 4:00 | 9.4 | 48.92 | [5 empty] | 8.9 | 48.02 |  |  |  | 11 | 51.8 |  |  |  |  | 19.4 | 66.92 |  |  |  |  | 21.7 | 71.06 | [5 empty] | 15.6 | 60.08 |  |  |  | 15 | 59 |  |  |  |  | 16.1 | 60.98 |  |  |  |  | 15 | 59
2001-10-01 | 5:00 | 10.6 | 51.08 | WEEKDAY | #N/A | 1980-10-01 | 5:00 | 17 | 62.6 |  |  | 1999-10-01 | 5:00 | 9 | 48.2 |  |  | 2001-10-01 | 5:00 | 8.9 | 48.02 | [5 empty] | 7.8 | 46.04 |  |  |  | 11 | 51.8 |  |  |  |  | 18.3 | 64.94 |  |  |  |  | 21.1 | 69.98 | [5 empty] | 15 | 59 |  |  |  | 14.4 | 57.92 |  |  |  |  | 16.1 | 60.98 |  |  |  |  | 14.4 | 57.92
2001-10-01 | 6:00 | 11.1 | 51.98 | WEEKDAY | #N/A | 1980-10-01 | 6:00 | 16.9 | 62.42 |  |  | 1999-10-01 | 6:00 | 8 | 46.4 |  |  | 2001-10-01 | 6:00 | 9.4 | 48.92 | [5 empty] | 7.8 | 46.04 |  |  |  | 10 | 50 |  |  |  |  | 16.7 | 62.06 |  |  |  |  | 20 | 68 | [5 empty] | 14.4 | 57.92 |  |  |  | 14.4 | 57.92 |  |  |  |  | 16.1 | 60.98 |  |  |  |  | 14.4 | 57.92
2001-10-01 | 7:00 | 11.7 | 53.06 | WEEKDAY | #N/A | 1980-10-01 | 7:00 | 16.7 | 62.06 |  |  | 1999-10-01 | 7:00 | 10 | 50 |  |  | 2001-10-01 | 7:00 | 10 | 50 | [5 empty] | 10 | 50 |  |  |  | 12 | 53.6 |  |  |  |  | 16.1 | 60.98 |  |  |  |  | 18.9 | 66.02 | [5 empty] | 14.4 | 57.92 |  |  |  | 14.4 | 57.92 |  |  |  |  | 16.1 | 60.98 |  |  |  |  | 15 | 59
2001-10-01 | 8:00 | 13.1 | 55.58 | WEEKDAY | #N/A | 1980-10-01 | 8:00 | 18 | 64.4 |  |  | 1999-10-01 | 8:00 | 15 | 59 |  |  | 2001-10-01 | 8:00 | 11.1 | 51.98 | [5 empty] | 15.6 | 60.08 |  |  |  | 16 | 60.8 |  |  |  |  | 15 | 59 |  |  |  |  | 18.9 | 66.02 | [5 empty] | 15 | 59 |  |  |  | 15 | 59 |  |  |  |  | 16.1 | 60.98 |  |  |  |  | 15 | 59
2001-10-01 | 9:00 | 12.8 | 55.04 | WEEKDAY | #N/A | 1980-10-01 | 9:00 | 19.3 | 66.74 |  |  | 1999-10-01 | 9:00 | 15 | 59 |  |  | 2001-10-01 | 9:00 | 11.7 | 53.06 | [5 empty] | 17.2 | 62.96 |  |  |  | 18 | 64.4 |  |  |  |  | 15 | 59 |  |  |  |  | 19.4 | 66.92 | [5 empty] | 16.7 | 62.06 |  |  |  | 15 | 59 |  |  |  |  | 16.7 | 62.06 |  |  |  |  | 17.2 | 62.96
2001-10-01 | 10:00 | 13.6 | 56.48 | WEEKDAY | #N/A | 1980-10-01 | 10:00 | 20.6 | 69.08 |  |  | 1999-10-01 | 10:00 | 16 | 60.8 |  |  | 2001-10-01 | 10:00 | 11.7 | 53.06 | [5 empty] | 17.2 | 62.96 |  |  |  | 20 | 68 |  |  |  |  | 16.7 | 62.06 |  |  |  |  | 19.4 | 66.92 | [5 empty] | 16.1 | 60.98 |  |  |  | 16.1 | 60.98 |  |  |  |  | 17.2 | 62.96 |  |  |  |  | 18.9 | 66.02
2001-10-01 | 11:00 | 13.5 | 56.3 | WEEKDAY | #N/A | 1980-10-01 | 11:00 | 21.5 | 70.7 |  |  | 1999-10-01 | 11:00 | 18 | 64.4 |  |  | 2001-10-01 | 11:00 | 12.2 | 53.96 | [5 empty] | 19.4 | 66.92 |  |  |  | 22 | 71.6 |  |  |  |  | 17.8 | 64.04 |  |  |  |  | 20 | 68 | [5 empty] | 16.7 | 62.06 |  |  |  | 16.1 | 60.98 |  |  |  |  | 18.9 | 66.02 |  |  |  |  | 20 | 68
2001-10-01 | 12:00 | 13.7 | 56.66 | WEEKDAY | #N/A | 1980-10-01 | 12:00 | 22.4 | 72.32 |  |  | 1999-10-01 | 12:00 | 19 | 66.2 |  |  | 2001-10-01 | 12:00 | 12.2 | 53.96 | [5 empty] | 18.9 | 66.02 |  |  |  | 24 | 75.2 |  |  |  |  | 18.9 | 66.02 |  |  |  |  | 20 | 68 | [5 empty] | 17.8 | 64.04 |  |  |  | 15 | 59 |  |  |  |  | 20.6 | 69.08 |  |  |  |  | 18.9 | 66.02
2001-10-01 | 13:00 | 13.7 | 56.66 | WEEKDAY | #N/A | 1980-10-01 | 13:00 | 23.3 | 73.94 |  |  | 1999-10-01 | 13:00 | 20 | 68 |  |  | 2001-10-01 | 13:00 | 12.2 | 53.96 | [5 empty] | 18.9 | 66.02 |  |  |  | 25 | 77 |  |  |  |  | 18.9 | 66.02 |  |  |  |  | 20 | 68 | [5 empty] | 18.9 | 66.02 |  |  |  | 15.6 | 60.08 |  |  |  |  | 19.4 | 66.92 |  |  |  |  | 20.6 | 69.08
2001-10-01 | 14:00 | 13.9 | 57.02 | WEEKDAY | #N/A | 1980-10-01 | 14:00 | 23.1 | 73.58 |  |  | 1999-10-01 | 14:00 | 20 | 68 |  |  | 2001-10-01 | 14:00 | 12.8 | 55.04 | [5 empty] | 18.3 | 64.94 |  |  |  | 26 | 78.8 |  |  |  |  | 18.9 | 66.02 |  |  |  |  | 20 | 68 | [5 empty] | 19.4 | 66.92 |  |  |  | 14.4 | 57.92 |  |  |  |  | 17.8 | 64.04 |  |  |  |  | 20.6 | 69.08
2001-10-01 | 15:00 | 13.9 | 57.02 | WEEKDAY | #N/A | 1980-10-01 | 15:00 | 23 | 73.4 |  |  | 1999-10-01 | 15:00 | 21 | 69.8 |  |  | 2001-10-01 | 15:00 | 13.9 | 57.02 | [5 empty] | 18.3 | 64.94 |  |  |  | 26 | 78.8 |  |  |  |  | 18.3 | 64.94 |  |  |  |  | 20.6 | 69.08 | [5 empty] | 18.9 | 66.02 |  |  |  | 14.4 | 57.92 |  |  |  |  | 17.2 | 62.96 |  |  |  |  | 20 | 68
2001-10-01 | 16:00 | 14.4 | 57.92 | WEEKDAY | #N/A | 1980-10-01 | 16:00 | 22.8 | 73.04 |  |  | 1999-10-01 | 16:00 | 20 | 68 |  |  | 2001-10-01 | 16:00 | 13.9 | 57.02 | [5 empty] | 17.8 | 64.04 |  |  |  | 26 | 78.8 |  |  |  |  | 17.8 | 64.04 |  |  |  |  | 20 | 68 | [5 empty] | 18.9 | 66.02 |  |  |  | 15 | 59 |  |  |  |  | 16.7 | 62.06 |  |  |  |  | 19.4 | 66.92
2001-10-01 | 17:00 | 13.1 | 55.58 | WEEKDAY | #N/A | 1980-10-01 | 17:00 | 21.9 | 71.42 |  |  | 1999-10-01 | 17:00 | 19 | 66.2 |  |  | 2001-10-01 | 17:00 | 13.9 | 57.02 | [5 empty] | 16.7 | 62.06 |  |  |  | 25 | 77 |  |  |  |  | 16.7 | 62.06 |  |  |  |  | 18.3 | 64.94 | [5 empty] | 17.8 | 64.04 |  |  |  | 14.4 | 57.92 |  |  |  |  | 16.7 | 62.06 |  |  |  |  | 17.8 | 64.04
2001-10-01 | 18:00 | 14.4 | 57.92 | WEEKDAY | #N/A | 1980-10-01 | 18:00 | 20.9 | 69.62 |  |  | 1999-10-01 | 18:00 | 18 | 64.4 |  |  | 2001-10-01 | 18:00 | 14.4 | 57.92 | [5 empty] | 15.6 | 60.08 |  |  |  | 23 | 73.4 |  |  |  |  | 16.7 | 62.06 |  |  |  |  | 17.8 | 64.04 | [5 empty] | 16.1 | 60.98 |  |  |  | 13.9 | 57.02 |  |  |  |  | 15.6 | 60.08 |  |  |  |  | 15 | 59
2001-10-01 | 19:00 | 15 | 59 | WEEKDAY | #N/A | 1980-10-01 | 19:00 | 20 | 68 |  |  | 1999-10-01 | 19:00 | 17 | 62.6 |  |  | 2001-10-01 | 19:00 | 13.9 | 57.02 | [5 empty] | 13.9 | 57.02 |  |  |  | 19 | 66.2 |  |  |  |  | 16.1 | 60.98 |  |  |  |  | 16.7 | 62.06 | [5 empty] | 15.6 | 60.08 |  |  |  | 12.2 | 53.96 |  |  |  |  | 15 | 59 |  |  |  |  | 12.8 | 55.04
2001-10-01 | 20:00 | 15 | 59 | WEEKDAY | #N/A | 1980-10-01 | 20:00 | 19.8 | 67.64 |  |  | 1999-10-01 | 20:00 | 16 | 60.8 |  |  | 2001-10-01 | 20:00 | 13.3 | 55.94 | [5 empty] | 13.3 | 55.94 |  |  |  | 18 | 64.4 |  |  |  |  | 16.1 | 60.98 |  |  |  |  | 16.1 | 60.98 | [5 empty] | 15 | 59 |  |  |  | 11.7 | 53.06 |  |  |  |  | 11.7 | 53.06 |  |  |  |  | 12.2 | 53.96
2001-10-01 | 21:00 | 13.9 | 57.02 | WEEKDAY | #N/A | 1980-10-01 | 21:00 | 19.6 | 67.28 |  |  | 1999-10-01 | 21:00 | 16 | 60.8 |  |  | 2001-10-01 | 21:00 | 13.3 | 55.94 | [5 empty] | 12.2 | 53.96 |  |  |  | 17 | 62.6 |  |  |  |  | 15 | 59 |  |  |  |  | 15.6 | 60.08 | [5 empty] | 14.4 | 57.92 |  |  |  | 12.2 | 53.96 |  |  |  |  | 11.7 | 53.06 |  |  |  |  | 11.7 | 53.06
2001-10-01 | 22:00 | 13.9 | 57.02 | WEEKDAY | #N/A | 1980-10-01 | 22:00 | 19.4 | 66.92 |  |  | 1999-10-01 | 22:00 | 16 | 60.8 |  |  | 2001-10-01 | 22:00 | 12.8 | 55.04 | [5 empty] | 12.2 | 53.96 |  |  |  | 17 | 62.6 |  |  |  |  | 14.4 | 57.92 |  |  |  |  | 15.6 | 60.08 | [5 empty] | 14.4 | 57.92 |  |  |  | 12.8 | 55.04 |  |  |  |  | 12.8 | 55.04 |  |  |  |  | 11.1 | 51.98
2001-10-01 | 23:00 | 13.3 | 55.94 | WEEKDAY | #N/A | 1980-10-01 | 23:00 | 18.7 | 65.66 |  |  | 1999-10-01 | 23:00 | 14 | 57.2 |  |  | 2001-10-01 | 23:00 | 11.7 | 53.06 | [5 empty] | 11.1 | 51.98 |  |  |  | 21 | 69.8 |  |  |  |  | 14.4 | 57.92 |  |  |  |  | 15.6 | 60.08 | [5 empty] | 14.4 | 57.92 |  |  |  | 12.8 | 55.04 |  |  |  |  | 13.3 | 55.94 |  |  |  |  | 11.1 | 51.98
2001-10-01 | 24:00 | 12.8 | 55.04 | WEEKDAY | #N/A | 1980-10-01 | 24:00 | 17.9 | 64.22 |  |  | 1999-10-01 | 24:00 | 14 | 57.2 |  |  | 2001-10-01 | 24:00 | 11.7 | 53.06 | [5 empty] | 10.6 | 51.08 |  |  |  | 21 | 69.8 |  |  |  |  | 14.4 | 57.92 |  |  |  |  | 15 | 59 | [5 empty] | 14.4 | 57.92 |  |  |  | 12.2 | 53.96 |  |  |  |  | 13.3 | 55.94 |  |  |  |  | 11.1 | 51.98
2001-10-02 | 1:00 | 12.2 | 53.96 | WEEKDAY | #N/A | 1980-10-02 | 1:00 | 17.2 | 62.96 |  |  | 1999-10-02 | 1:00 | 13 | 55.4 |  |  | 2001-10-02 | 1:00 | 11.7 | 53.06 | [5 empty] | 10.6 | 51.08 |  |  |  | 20 | 68 |  |  |  |  | 14.4 | 57.92 |  |  |  |  | 15 | 59 | [5 empty] | 14.4 | 57.92 |  |  |  | 11.7 | 53.06 |  |  |  |  | 12.2 | 53.96 |  |  |  |  | 11.1 | 51.98
2001-10-02 | 2:00 | 11.7 | 53.06 | WEEKDAY | #N/A | 1980-10-02 | 2:00 | 17.2 | 62.96 |  |  | 1999-10-02 | 2:00 | 12 | 53.6 |  |  | 2001-10-02 | 2:00 | 10.6 | 51.08 | [5 empty] | 10.6 | 51.08 |  |  |  | 19 | 66.2 |  |  |  |  | 14.4 | 57.92 |  |  |  |  | 15 | 59 | [5 empty] | 14.4 | 57.92 |  |  |  | 11.1 | 51.98 |  |  |  |  | 11.7 | 53.06 |  |  |  |  | 11.7 | 53.06
2001-10-02 | 3:00 | 13.3 | 55.94 | WEEKDAY | #N/A | 1980-10-02 | 3:00 | 17.2 | 62.96 |  |  | 1999-10-02 | 3:00 | 11 | 51.8 |  |  | 2001-10-02 | 3:00 | 10.6 | 51.08 | [5 empty] | 10.6 | 51.08 |  |  |  | 19 | 66.2 |  |  |  |  | 15 | 59 |  |  |  |  | 15 | 59 | [5 empty] | 14.4 | 57.92 |  |  |  | 8.9 | 48.02 |  |  |  |  | 10.6 | 51.08 |  |  |  |  | 11.7 | 53.06
2001-10-02 | 4:00 | 12.8 | 55.04 | WEEKDAY | #N/A | 1980-10-02 | 4:00 | 17.2 | 62.96 |  |  | 1999-10-02 | 4:00 | 10 | 50 |  |  | 2001-10-02 | 4:00 | 9.4 | 48.92 | [5 empty] | 9.4 | 48.92 |  |  |  | 19 | 66.2 |  |  |  |  | 15 | 59 |  |  |  |  | 15 | 59 | [5 empty] | 14.4 | 57.92 |  |  |  | 8.3 | 46.94 |  |  |  |  | 10.6 | 51.08 |  |  |  |  | 11.7 | 53.06
2001-10-02 | 5:00 | 13.3 | 55.94 | WEEKDAY | #N/A | 1980-10-02 | 5:00 | 17.2 | 62.96 |  |  | 1999-10-02 | 5:00 | 10 | 50 |  |  | 2001-10-02 | 5:00 | 10.6 | 51.08 | [5 empty] | 11.1 | 51.98 |  |  |  | 19 | 66.2 |  |  |  |  | 14.4 | 57.92 |  |  |  |  | 15 | 59 | [5 empty] | 14.4 | 57.92 |  |  |  | 7.2 | 44.96 |  |  |  |  | 11.1 | 51.98 |  |  |  |  | 12.2 | 53.96
2001-10-02 | 6:00 | 13.9 | 57.02 | WEEKDAY | #N/A | 1980-10-02 | 6:00 | 17.2 | 62.96 |  |  | 1999-10-02 | 6:00 | 9 | 48.2 |  |  | 2001-10-02 | 6:00 | 10.6 | 51.08 | [5 empty] | 11.1 | 51.98 |  |  |  | 18 | 64.4 |  |  |  |  | 14.4 | 57.92 |  |  |  |  | 15 | 59 | [5 empty] | 14.4 | 57.92 |  |  |  | 7.2 | 44.96 |  |  |  |  | 11.7 | 53.06 |  |  |  |  | 12.2 | 53.96
2001-10-02 | 7:00 | 13.9 | 57.02 | WEEKDAY | #N/A | 1980-10-02 | 7:00 | 17.2 | 62.96 |  |  | 1999-10-02 | 7:00 | 11 | 51.8 |  |  | 2001-10-02 | 7:00 | 11.1 | 51.98 | [5 empty] | 12.8 | 55.04 |  |  |  | 19 | 66.2 |  |  |  |  | 14.4 | 57.92 |  |  |  |  | 15 | 59 | [5 empty] | 13.9 | 57.02 |  |  |  | 8.3 | 46.94 |  |  |  |  | 11.7 | 53.06 |  |  |  |  | 12.2 | 53.96
2001-10-02 | 8:00 | 15.6 | 60.08 | WEEKDAY | #N/A | 1980-10-02 | 8:00 | 17.6 | 63.68 |  |  | 1999-10-02 | 8:00 | 15 | 59 |  |  | 2001-10-02 | 8:00 | 15 | 59 | [5 empty] | 13.9 | 57.02 |  |  |  | 21 | 69.8 |  |  |  |  | 15 | 59 |  |  |  |  | 15 | 59 | [5 empty] | 14.4 | 57.92 |  |  |  | 10 | 50 |  |  |  |  | 12.2 | 53.96 |  |  |  |  | 12.8 | 55.04
2001-10-02 | 9:00 | 17.2 | 62.96 | WEEKDAY | #N/A | 1980-10-02 | 9:00 | 17.9 | 64.22 |  |  | 1999-10-02 | 9:00 | 15 | 59 |  |  | 2001-10-02 | 9:00 | 17.8 | 64.04 | [5 empty] | 15.6 | 60.08 |  |  |  | 22 | 71.6 |  |  |  |  | 16.7 | 62.06 |  |  |  |  | 15 | 59 | [5 empty] | 15 | 59 |  |  |  | 11.1 | 51.98 |  |  |  |  | 12.2 | 53.96 |  |  |  |  | 13.3 | 55.94
2001-10-02 | 10:00 | 17.8 | 64.04 | WEEKDAY | #N/A | 1980-10-02 | 10:00 | 18.3 | 64.94 |  |  | 1999-10-02 | 10:00 | 18 | 64.4 |  |  | 2001-10-02 | 10:00 | 19.4 | 66.92 | [5 empty] | 17.2 | 62.96 |  |  |  | 23 | 73.4 |  |  |  |  | 16.7 | 62.06 |  |  |  |  | 15 | 59 | [5 empty] | 15 | 59 |  |  |  | 11.7 | 53.06 |  |  |  |  | 12.8 | 55.04 |  |  |  |  | 14.4 | 57.92
2001-10-02 | 11:00 | 20.6 | 69.08 | WEEKDAY | #N/A | 1980-10-02 | 11:00 | 18.7 | 65.66 |  |  | 1999-10-02 | 11:00 | 19 | 66.2 |  |  | 2001-10-02 | 11:00 | 21.1 | 69.98 | [5 empty] | 18.9 | 66.02 |  |  |  | 26 | 78.8 |  |  |  |  | 17.8 | 64.04 |  |  |  |  | 15.6 | 60.08 | [5 empty] | 15.6 | 60.08 |  |  |  | 12.8 | 55.04 |  |  |  |  | 13.3 | 55.94 |  |  |  |  | 15.6 | 60.08
2001-10-02 | 12:00 | 22.2 | 71.96 | WEEKDAY | #N/A | 1980-10-02 | 12:00 | 19 | 66.2 |  |  | 1999-10-02 | 12:00 | 20 | 68 |  |  | 2001-10-02 | 12:00 | 21.7 | 71.06 | [5 empty] | 18.9 | 66.02 |  |  |  | 27 | 80.6 |  |  |  |  | 17.8 | 64.04 |  |  |  |  | 16.1 | 60.98 | [5 empty] | 16.7 | 62.06 |  |  |  | 13.9 | 57.02 |  |  |  |  | 14.4 | 57.92 |  |  |  |  | 16.7 | 62.06
2001-10-02 | 13:00 | 22.2 | 71.96 | WEEKDAY | #N/A | 1980-10-02 | 13:00 | 19.4 | 66.92 |  |  | 1999-10-02 | 13:00 | 20 | 68 |  |  | 2001-10-02 | 13:00 | 21.7 | 71.06 | [5 empty] | 19.4 | 66.92 |  |  |  | 28 | 82.4 |  |  |  |  | 17.2 | 62.96 |  |  |  |  | 16.1 | 60.98 | [5 empty] | 16.7 | 62.06 |  |  |  | 15 | 59 |  |  |  |  | 14.4 | 57.92 |  |  |  |  | 16.7 | 62.06
2001-10-02 | 14:00 | 23.3 | 73.94 | WEEKDAY | #N/A | 1980-10-02 | 14:00 | 20 | 68 |  |  | 1999-10-02 | 14:00 | 21 | 69.8 |  |  | 2001-10-02 | 14:00 | 22.2 | 71.96 | [5 empty] | 19.4 | 66.92 |  |  |  | 28 | 82.4 |  |  |  |  | 17.8 | 64.04 |  |  |  |  | 16.1 | 60.98 | [5 empty] | 18.3 | 64.94 |  |  |  | 15 | 59 |  |  |  |  | 15.6 | 60.08 |  |  |  |  | 15.6 | 60.08
2001-10-02 | 15:00 | 23.9 | 75.02 | WEEKDAY | #N/A | 1980-10-02 | 15:00 | 20.5 | 68.9 |  |  | 1999-10-02 | 15:00 | 21 | 69.8 |  |  | 2001-10-02 | 15:00 | 22.8 | 73.04 | [5 empty] | 18.9 | 66.02 |  |  |  | 28 | 82.4 |  |  |  |  | 16.7 | 62.06 |  |  |  |  | 16.7 | 62.06 | [5 empty] | 18.3 | 64.94 |  |  |  | 16.1 | 60.98 |  |  |  |  | 15.6 | 60.08 |  |  |  |  | 16.1 | 60.98
2001-10-02 | 16:00 | 23.9 | 75.02 | WEEKDAY | #N/A | 1980-10-02 | 16:00 | 21.1 | 69.98 |  |  | 1999-10-02 | 16:00 | 20 | 68 |  |  | 2001-10-02 | 16:00 | 23.3 | 73.94 | [5 empty] | 18.9 | 66.02 |  |  |  | 28 | 82.4 |  |  |  |  | 16.1 | 60.98 |  |  |  |  | 17.2 | 62.96 | [5 empty] | 17.8 | 64.04 |  |  |  | 15 | 59 |  |  |  |  | 13.9 | 57.02 |  |  |  |  | 15.6 | 60.08
2001-10-02 | 17:00 | 23.9 | 75.02 | WEEKDAY | #N/A | 1980-10-02 | 17:00 | 20.5 | 68.9 |  |  | 1999-10-02 | 17:00 | 20 | 68 |  |  | 2001-10-02 | 17:00 | 22.8 | 73.04 | [5 empty] | 18.9 | 66.02 |  |  |  | 27 | 80.6 |  |  |  |  | 16.1 | 60.98 |  |  |  |  | 17.2 | 62.96 | [5 empty] | 16.7 | 62.06 |  |  |  | 13.9 | 57.02 |  |  |  |  | 13.3 | 55.94 |  |  |  |  | 15 | 59
2001-10-02 | 18:00 | 22.8 | 73.04 | WEEKDAY | #N/A | 1980-10-02 | 18:00 | 20 | 68 |  |  | 1999-10-02 | 18:00 | 18 | 64.4 |  |  | 2001-10-02 | 18:00 | 21.1 | 69.98 | [5 empty] | 17 | 62.6 |  |  |  | 24 | 75.2 |  |  |  |  | 15 | 59 |  |  |  |  | 16.7 | 62.06 | [5 empty] | 15 | 59 |  |  |  | 12.8 | 55.04 |  |  |  |  | 10.6 | 51.08 |  |  |  |  | 12.2 | 53.96
2001-10-02 | 19:00 | 21.7 | 71.06 | WEEKDAY | #N/A | 1980-10-02 | 19:00 | 19.4 | 66.92 |  |  | 1999-10-02 | 19:00 | 17.8 | 64.04 |  |  | 2001-10-02 | 19:00 | 19.4 | 66.92 | [5 empty] | 15.6 | 60.08 |  |  |  | 22 | 71.6 |  |  |  |  | 14.4 | 57.92 |  |  |  |  | 16.1 | 60.98 | [5 empty] | 12.2 | 53.96 |  |  |  | 11.7 | 53.06 |  |  |  |  | 9.4 | 48.92 |  |  |  |  | 10 | 50
2001-10-02 | 20:00 | 21.1 | 69.98 | WEEKDAY | #N/A | 1980-10-02 | 20:00 | 18.1 | 64.58 |  |  | 1999-10-02 | 20:00 | 18 | 64.4 |  |  | 2001-10-02 | 20:00 | 17.2 | 62.96 | [5 empty] | 15.6 | 60.08 |  |  |  | 22 | 71.6 |  |  |  |  | 13.9 | 57.02 |  |  |  |  | 16.1 | 60.98 | [5 empty] | 11.7 | 53.06 |  |  |  | 10 | 50 |  |  |  |  | 9.4 | 48.92 |  |  |  |  | 10.6 | 51.08
2001-10-02 | 21:00 | 20.6 | 69.08 | WEEKDAY | #N/A | 1980-10-02 | 21:00 | 16.9 | 62.42 |  |  | 1999-10-02 | 21:00 | 18 | 64.4 |  |  | 2001-10-02 | 21:00 | 17.2 | 62.96 | [5 empty] | 13 | 55.4 |  |  |  | 21 | 69.8 |  |  |  |  | 13.3 | 55.94 |  |  |  |  | 15.6 | 60.08 | [5 empty] | 11.7 | 53.06 |  |  |  | 8.9 | 48.02 |  |  |  |  | 8.9 | 48.02 |  |  |  |  | 10 | 50
2001-10-02 | 22:00 | 20 | 68 | WEEKDAY | #N/A | 1980-10-02 | 22:00 | 15.6 | 60.08 |  |  | 1999-10-02 | 22:00 | 18 | 64.4 |  |  | 2001-10-02 | 22:00 | 16.7 | 62.06 | [5 empty] | 12.8 | 55.04 |  |  |  | 21 | 69.8 |  |  |  |  | 12.2 | 53.96 |  |  |  |  | 13.3 | 55.94 | [5 empty] | 10.6 | 51.08 |  |  |  | 8.3 | 46.94 |  |  |  |  | 8.3 | 46.94 |  |  |  |  | 8.3 | 46.94
2001-10-02 | 23:00 | 20 | 68 | WEEKDAY | #N/A | 1980-10-02 | 23:00 | 15.2 | 59.36 |  |  | 1999-10-02 | 23:00 | 17 | 62.6 |  |  | 2001-10-02 | 23:00 | 15.6 | 60.08 | [5 empty] | 12.8 | 55.04 |  |  |  | 20 | 68 |  |  |  |  | 12.2 | 53.96 |  |  |  |  | 13.3 | 55.94 | [5 empty] | 10.6 | 51.08 |  |  |  | 7.8 | 46.04 |  |  |  |  | 7.2 | 44.96 |  |  |  |  | 7.8 | 46.04
2001-10-02 | 24:00 | 19.4 | 66.92 | WEEKDAY | #N/A | 1980-10-02 | 24:00 | 14.8 | 58.64 |  |  | 1999-10-02 | 24:00 | 17 | 62.6 |  |  | 2001-10-02 | 24:00 | 15.6 | 60.08 | [5 empty] | 11.1 | 51.98 |  |  |  | 21 | 69.8 |  |  |  |  | 11.1 | 51.98 |  |  |  |  | 11.7 | 53.06 | [5 empty] | 10 | 50 |  |  |  | 6.7 | 44.06 |  |  |  |  | 6.7 | 44.06 |  |  |  |  | 7.2 | 44.96
2001-10-03 | 1:00 | 17.8 | 64.04 | WEEKDAY | #N/A | 1980-10-03 | 1:00 | 14.4 | 57.92 |  |  | 1999-10-03 | 1:00 | 16 | 60.8 |  |  | 2001-10-03 | 1:00 | 15 | 59 | [5 empty] | 11.7 | 53.06 |  |  |  | 21 | 69.8 |  |  |  |  | 11.1 | 51.98 |  |  |  |  | 10 | 50 | [5 empty] | 10 | 50 |  |  |  | 6.1 | 42.98 |  |  |  |  | 6.1 | 42.98 |  |  |  |  | 6.7 | 44.06
2001-10-03 | 2:00 | 17.2 | 62.96 | WEEKDAY | #N/A | 1980-10-03 | 2:00 | 14.2 | 57.56 |  |  | 1999-10-03 | 2:00 | 16 | 60.8 |  |  | 2001-10-03 | 2:00 | 15.6 | 60.08 | [5 empty] | 11.7 | 53.06 |  |  |  | 21 | 69.8 |  |  |  |  | 11.1 | 51.98 |  |  |  |  | 10 | 50 | [5 empty] | 9.4 | 48.92 |  |  |  | 5.6 | 42.08 |  |  |  |  | 5.6 | 42.08 |  |  |  |  | 7.2 | 44.96
2001-10-03 | 3:00 | 16.7 | 62.06 | WEEKDAY | #N/A | 1980-10-03 | 3:00 | 14.1 | 57.38 |  |  | 1999-10-03 | 3:00 | 15.6 | 60.08 |  |  | 2001-10-03 | 3:00 | 14.4 | 57.92 | [5 empty] | 12 | 53.6 |  |  |  | 21 | 69.8 |  |  |  |  | 11.1 | 51.98 |  |  |  |  | 8.9 | 48.02 | [5 empty] | 10 | 50 |  |  |  | 5 | 41 |  |  |  |  | 5 | 41 |  |  |  |  | 10.6 | 51.08
2001-10-03 | 4:00 | 16.7 | 62.06 | WEEKDAY | #N/A | 1980-10-03 | 4:00 | 13.9 | 57.02 |  |  | 1999-10-03 | 4:00 | 15 | 59 |  |  | 2001-10-03 | 4:00 | 14.4 | 57.92 | [5 empty] | 11.1 | 51.98 |  |  |  | 21 | 69.8 |  |  |  |  | 11.1 | 51.98 |  |  |  |  | 8.3 | 46.94 | [5 empty] | 9.4 | 48.92 |  |  |  | 5 | 41 |  |  |  |  | 5 | 41 |  |  |  |  | 9.4 | 48.92
2001-10-03 | 5:00 | 16.7 | 62.06 | WEEKDAY | #N/A | 1980-10-03 | 5:00 | 13.9 | 57.02 |  |  | 1999-10-03 | 5:00 | 15 | 59 |  |  | 2001-10-03 | 5:00 | 14.4 | 57.92 | [5 empty] | 12.2 | 53.96 |  |  |  | 20 | 68 |  |  |  |  | 10 | 50 |  |  |  |  | 10.6 | 51.08 | [5 empty] | 8.9 | 48.02 |  |  |  | 4.4 | 39.92 |  |  |  |  | 5.6 | 42.08 |  |  |  |  | 7.8 | 46.04
2001-10-03 | 6:00 | 16.7 | 62.06 | WEEKDAY | #N/A | 1980-10-03 | 6:00 | 13.9 | 57.02 |  |  | 1999-10-03 | 6:00 | 15 | 59 |  |  | 2001-10-03 | 6:00 | 14.4 | 57.92 | [5 empty] | 13.3 | 55.94 |  |  |  | 20.2 | 68.36 |  |  |  |  | 10 | 50 |  |  |  |  | 10.6 | 51.08 | [5 empty] | 9.4 | 48.92 |  |  |  | 4.4 | 39.92 |  |  |  |  | 4.4 | 39.92 |  |  |  |  | 7.8 | 46.04
2001-10-03 | 7:00 | 17.2 | 62.96 | WEEKDAY | #N/A | 1980-10-03 | 7:00 | 13.9 | 57.02 |  |  | 1999-10-03 | 7:00 | 16 | 60.8 |  |  | 2001-10-03 | 7:00 | 16.1 | 60.98 | [5 empty] | 16.1 | 60.98 |  |  |  | 21 | 69.8 |  |  |  |  | 10.6 | 51.08 |  |  |  |  | 10.6 | 51.08 | [5 empty] | 10 | 50 |  |  |  | 5 | 41 |  |  |  |  | 3.3 | 37.94 |  |  |  |  | 8.3 | 46.94
2001-10-03 | 8:00 | 18.9 | 66.02 | WEEKDAY | #N/A | 1980-10-03 | 8:00 | 14.6 | 58.28 |  |  | 1999-10-03 | 8:00 | 17 | 62.6 |  |  | 2001-10-03 | 8:00 | 17.2 | 62.96 | [5 empty] | 17 | 62.6 |  |  |  | 20 | 68 |  |  |  |  | 11.1 | 51.98 |  |  |  |  | 11.7 | 53.06 | [5 empty] | 10.6 | 51.08 |  |  |  | 7.8 | 46.04 |  |  |  |  | 5 | 41 |  |  |  |  | 10 | 50
2001-10-03 | 9:00 | 20.6 | 69.08 | WEEKDAY | #N/A | 1980-10-03 | 9:00 | 15.4 | 59.72 |  |  | 1999-10-03 | 9:00 | 19 | 66.2 |  |  | 2001-10-03 | 9:00 | 18.9 | 66.02 | [5 empty] | 16.7 | 62.06 |  |  |  | 21 | 69.8 |  |  |  |  | 11.7 | 53.06 |  |  |  |  | 12.2 | 53.96 | [5 empty] | 12.2 | 53.96 |  |  |  | 10.6 | 51.08 |  |  |  |  | 6.7 | 44.06 |  |  |  |  | 11.7 | 53.06
2001-10-03 | 10:00 | 22.8 | 73.04 | WEEKDAY | #N/A | 1980-10-03 | 10:00 | 16.1 | 60.98 |  |  | 1999-10-03 | 10:00 | 19 | 66.2 |  |  | 2001-10-03 | 10:00 | 20 | 68 | [5 empty] | 21.7 | 71.06 |  |  |  | 19 | 66.2 |  |  |  |  | 11.7 | 53.06 |  |  |  |  | 12.8 | 55.04 | [5 empty] | 12.8 | 55.04 |  |  |  | 12.8 | 55.04 |  |  |  |  | 11.1 | 51.98 |  |  |  |  | 13.9 | 57.02
2001-10-03 | 11:00 | 24.4 | 75.92 | WEEKDAY | #N/A | 1980-10-03 | 11:00 | 16.8 | 62.24 |  |  | 1999-10-03 | 11:00 | 20 | 68 |  |  | 2001-10-03 | 11:00 | 21.7 | 71.06 | [5 empty] | 23.3 | 73.94 |  |  |  | 19 | 66.2 |  |  |  |  | 12.8 | 55.04 |  |  |  |  | 13.3 | 55.94 | [5 empty] | 14.4 | 57.92 |  |  |  | 15.6 | 60.08 |  |  |  |  | 15.6 | 60.08 |  |  |  |  | 15 | 59
2001-10-03 | 12:00 | 26.1 | 78.98 | WEEKDAY | #N/A | 1980-10-03 | 12:00 | 17.6 | 63.68 |  |  | 1999-10-03 | 12:00 | 22 | 71.6 |  |  | 2001-10-03 | 12:00 | 22.2 | 71.96 | [5 empty] | 25.6 | 78.08 |  |  |  | 19 | 66.2 |  |  |  |  | 12.8 | 55.04 |  |  |  |  | 15 | 59 | [5 empty] | 14.4 | 57.92 |  |  |  | 16.7 | 62.06 |  |  |  |  | 17.2 | 62.96 |  |  |  |  | 15 | 59
2001-10-03 | 13:00 | 26.7 | 80.06 | WEEKDAY | #N/A | 1980-10-03 | 13:00 | 18.3 | 64.94 |  |  | 1999-10-03 | 13:00 | 22 | 71.6 |  |  | 2001-10-03 | 13:00 | 22.8 | 73.04 | [5 empty] | 26.1 | 78.98 |  |  |  | 18 | 64.4 |  |  |  |  | 13.9 | 57.02 |  |  |  |  | 15.6 | 60.08 | [5 empty] | 14.4 | 57.92 |  |  |  | 17.8 | 64.04 |  |  |  |  | 18.3 | 64.94 |  |  |  |  | 15.6 | 60.08
2001-10-03 | 14:00 | 27.2 | 80.96 | WEEKDAY | #N/A | 1980-10-03 | 14:00 | 17.9 | 64.22 |  |  | 1999-10-03 | 14:00 | 21 | 69.8 |  |  | 2001-10-03 | 14:00 | 23.3 | 73.94 | [5 empty] | 26.1 | 78.98 |  |  |  | 19 | 66.2 |  |  |  |  | 13.3 | 55.94 |  |  |  |  | 15 | 59 | [5 empty] | 15.6 | 60.08 |  |  |  | 18.9 | 66.02 |  |  |  |  | 19.4 | 66.92 |  |  |  |  | 15 | 59
2001-10-03 | 15:00 | 27.8 | 82.04 | WEEKDAY | #N/A | 1980-10-03 | 15:00 | 17.6 | 63.68 |  |  | 1999-10-03 | 15:00 | 22 | 71.6 |  |  | 2001-10-03 | 15:00 | 23.3 | 73.94 | [5 empty] | 26.1 | 78.98 |  |  |  | 17 | 62.6 |  |  |  |  | 13.9 | 57.02 |  |  |  |  | 13.3 | 55.94 | [5 empty] | 15 | 59 |  |  |  | 18.9 | 66.02 |  |  |  |  | 20 | 68 |  |  |  |  | 14.4 | 57.92
2001-10-03 | 16:00 | 27.2 | 80.96 | WEEKDAY | #N/A | 1980-10-03 | 16:00 | 17.2 | 62.96 |  |  | 1999-10-03 | 16:00 | 20 | 68 |  |  | 2001-10-03 | 16:00 | 22.8 | 73.04 | [5 empty] | 25.6 | 78.08 |  |  |  | 16 | 60.8 |  |  |  |  | 15 | 59 |  |  |  |  | 13.3 | 55.94 | [5 empty] | 16.1 | 60.98 |  |  |  | 17.8 | 64.04 |  |  |  |  | 20 | 68 |  |  |  |  | 11.7 | 53.06
2001-10-03 | 17:00 | 26.7 | 80.06 | WEEKDAY | #N/A | 1980-10-03 | 17:00 | 16.7 | 62.06 |  |  | 1999-10-03 | 17:00 | 19 | 66.2 |  |  | 2001-10-03 | 17:00 | 21.1 | 69.98 | [5 empty] | 23.9 | 75.02 |  |  |  | 14 | 57.2 |  |  |  |  | 15.6 | 60.08 |  |  |  |  | 13.3 | 55.94 | [5 empty] | 16.7 | 62.06 |  |  |  | 17.2 | 62.96 |  |  |  |  | 18.3 | 64.94 |  |  |  |  | 11.1 | 51.98
2001-10-03 | 18:00 | 25 | 77 | WEEKDAY | #N/A | 1980-10-03 | 18:00 | 16.1 | 60.98 |  |  | 1999-10-03 | 18:00 | 17 | 62.6 |  |  | 2001-10-03 | 18:00 | 20 | 68 | [5 empty] | 21.7 | 71.06 |  |  |  | 14 | 57.2 |  |  |  |  | 16.1 | 60.98 |  |  |  |  | 13.9 | 57.02 | [5 empty] | 17.2 | 62.96 |  |  |  | 17.8 | 64.04 |  |  |  |  | 17.2 | 62.96 |  |  |  |  | 11.7 | 53.06
2001-10-03 | 19:00 | 24.4 | 75.92 | WEEKDAY | #N/A | 1980-10-03 | 19:00 | 15.6 | 60.08 |  |  | 1999-10-03 | 19:00 | 16 | 60.8 |  |  | 2001-10-03 | 19:00 | 20 | 68 | [5 empty] | 20.6 | 69.08 |  |  |  | 14 | 57.2 |  |  |  |  | 16.7 | 62.06 |  |  |  |  | 13.9 | 57.02 | [5 empty] | 17.8 | 64.04 |  |  |  | 16.7 | 62.06 |  |  |  |  | 16.1 | 60.98 |  |  |  |  | 11.7 | 53.06
2001-10-03 | 20:00 | 23.9 | 75.02 | WEEKDAY | #N/A | 1980-10-03 | 20:00 | 15 | 59 |  |  | 1999-10-03 | 20:00 | 16 | 60.8 |  |  | 2001-10-03 | 20:00 | 20 | 68 | [5 empty] | 20.6 | 69.08 |  |  |  | 13 | 55.4 |  |  |  |  | 17.2 | 62.96 |  |  |  |  | 14.4 | 57.92 | [5 empty] | 18.3 | 64.94 |  |  |  | 16.7 | 62.06 |  |  |  |  | 15.6 | 60.08 |  |  |  |  | 11.7 | 53.06
2001-10-03 | 21:00 | 23.3 | 73.94 | WEEKDAY | #N/A | 1980-10-03 | 21:00 | 14.5 | 58.1 |  |  | 1999-10-03 | 21:00 | 15 | 59 |  |  | 2001-10-03 | 21:00 | 19.4 | 66.92 | [5 empty] | 18.9 | 66.02 |  |  |  | 13 | 55.4 |  |  |  |  | 17.2 | 62.96 |  |  |  |  | 15 | 59 | [5 empty] | 17.8 | 64.04 |  |  |  | 16.1 | 60.98 |  |  |  |  | 15.6 | 60.08 |  |  |  |  | 12.2 | 53.96
2001-10-03 | 22:00 | 22.8 | 73.04 | WEEKDAY | #N/A | 1980-10-03 | 22:00 | 13.9 | 57.02 |  |  | 1999-10-03 | 22:00 | 15 | 59 |  |  | 2001-10-03 | 22:00 | 18.9 | 66.02 | [5 empty] | 17.2 | 62.96 |  |  |  | 13 | 55.4 |  |  |  |  | 17.2 | 62.96 |  |  |  |  | 15.6 | 60.08 | [5 empty] | 17.8 | 64.04 |  |  |  | 16.1 | 60.98 |  |  |  |  | 15 | 59 |  |  |  |  | 12.2 | 53.96
2001-10-03 | 23:00 | 22.2 | 71.96 | WEEKDAY | #N/A | 1980-10-03 | 23:00 | 13.9 | 57.02 |  |  | 1999-10-03 | 23:00 | 14 | 57.2 |  |  | 2001-10-03 | 23:00 | 17.8 | 64.04 | [5 empty] | 13.9 | 57.02 |  |  |  | 13 | 55.4 |  |  |  |  | 18.3 | 64.94 |  |  |  |  | 16.1 | 60.98 | [5 empty] | 17.8 | 64.04 |  |  |  | 16.1 | 60.98 |  |  |  |  | 15 | 59 |  |  |  |  | 12.8 | 55.04
2001-10-03 | 24:00 | 21.1 | 69.98 | WEEKDAY | #N/A | 1980-10-03 | 24:00 | 13.9 | 57.02 |  |  | 1999-10-03 | 24:00 | 15 | 59 |  |  | 2001-10-03 | 24:00 | 17.8 | 64.04 | [5 empty] | 12.2 | 53.96 |  |  |  | 12 | 53.6 |  |  |  |  | 18.3 | 64.94 |  |  |  |  | 16.7 | 62.06 | [5 empty] | 17.8 | 64.04 |  |  |  | 16.1 | 60.98 |  |  |  |  | 14.4 | 57.92 |  |  |  |  | 12.8 | 55.04
2001-10-04 | 1:00 | 20.6 | 69.08 | WEEKDAY | #N/A | 1980-10-04 | 1:00 | 13.9 | 57.02 |  |  | 1999-10-04 | 1:00 | 14 | 57.2 |  |  | 2001-10-04 | 1:00 | 17.2 | 62.96 | [5 empty] | 11.7 | 53.06 |  |  |  | 11 | 51.8 |  |  |  |  | 18.3 | 64.94 |  |  |  |  | 16.7 | 62.06 | [5 empty] | 18.3 | 64.94 |  |  |  | 15.6 | 60.08 |  |  |  |  | 15 | 59 |  |  |  |  | 12.8 | 55.04
2001-10-04 | 2:00 | 20.6 | 69.08 | WEEKDAY | #N/A | 1980-10-04 | 2:00 | 13.7 | 56.66 |  |  | 1999-10-04 | 2:00 | 14.5 | 58.1 |  |  | 2001-10-04 | 2:00 | 16.7 | 62.06 | [5 empty] | 11.1 | 51.98 |  |  |  | 11 | 51.8 |  |  |  |  | 18.3 | 64.94 |  |  |  |  | 16.7 | 62.06 | [5 empty] | 18.3 | 64.94 |  |  |  | 12.2 | 53.96 |  |  |  |  | 15 | 59 |  |  |  |  | 12.8 | 55.04
2001-10-04 | 3:00 | 20 | 68 | WEEKDAY | #N/A | 1980-10-04 | 3:00 | 13.5 | 56.3 |  |  | 1999-10-04 | 3:00 | 15 | 59 |  |  | 2001-10-04 | 3:00 | 16.1 | 60.98 | [5 empty] | 10.6 | 51.08 |  |  |  | 11 | 51.8 |  |  |  |  | 18.3 | 64.94 |  |  |  |  | 16.7 | 62.06 | [5 empty] | 18.3 | 64.94 |  |  |  | 11.7 | 53.06 |  |  |  |  | 15.6 | 60.08 |  |  |  |  | 12.8 | 55.04
2001-10-04 | 4:00 | 19.4 | 66.92 | WEEKDAY | #N/A | 1980-10-04 | 4:00 | 13.3 | 55.94 |  |  | 1999-10-04 | 4:00 | 14 | 57.2 |  |  | 2001-10-04 | 4:00 | 16.1 | 60.98 | [5 empty] | 10.6 | 51.08 |  |  |  | 11 | 51.8 |  |  |  |  | 18.3 | 64.94 |  |  |  |  | 16.1 | 60.98 | [5 empty] | 17.8 | 64.04 |  |  |  | 12.2 | 53.96 |  |  |  |  | 13.9 | 57.02 |  |  |  |  | 12.2 | 53.96
2001-10-04 | 5:00 | 18.9 | 66.02 | WEEKDAY | #N/A | 1980-10-04 | 5:00 | 13.1 | 55.58 |  |  | 1999-10-04 | 5:00 | 14 | 57.2 |  |  | 2001-10-04 | 5:00 | 15.6 | 60.08 | [5 empty] | 10 | 50 |  |  |  | 12 | 53.6 |  |  |  |  | 17.8 | 64.04 |  |  |  |  | 15 | 59 | [5 empty] | 17.2 | 62.96 |  |  |  | 12.2 | 53.96 |  |  |  |  | 13.3 | 55.94 |  |  |  |  | 12.8 | 55.04
2001-10-04 | 6:00 | 18.3 | 64.94 | WEEKDAY | #N/A | 1980-10-04 | 6:00 | 13 | 55.4 |  |  | 1999-10-04 | 6:00 | 15 | 59 |  |  | 2001-10-04 | 6:00 | 16.1 | 60.98 | [5 empty] | 9.4 | 48.92 |  |  |  | 12 | 53.6 |  |  |  |  | 17.8 | 64.04 |  |  |  |  | 15.6 | 60.08 | [5 empty] | 15.6 | 60.08 |  |  |  | 12.2 | 53.96 |  |  |  |  | 12.8 | 55.04 |  |  |  |  | 12.8 | 55.04
2001-10-04 | 7:00 | 18.9 | 66.02 | WEEKDAY | #N/A | 1980-10-04 | 7:00 | 12.8 | 55.04 |  |  | 1999-10-04 | 7:00 | 15 | 59 |  |  | 2001-10-04 | 7:00 | 16.7 | 62.06 | [5 empty] | 13.3 | 55.94 |  |  |  | 13 | 55.4 |  |  |  |  | 16.7 | 62.06 |  |  |  |  | 15 | 59 | [5 empty] | 15 | 59 |  |  |  | 12.2 | 53.96 |  |  |  |  | 12.8 | 55.04 |  |  |  |  | 12.8 | 55.04
2001-10-04 | 8:00 | 20.6 | 69.08 | WEEKDAY | #N/A | 1980-10-04 | 8:00 | 13.5 | 56.3 |  |  | 1999-10-04 | 8:00 | 16 | 60.8 |  |  | 2001-10-04 | 8:00 | 18.3 | 64.94 | [5 empty] | 16.1 | 60.98 |  |  |  | 13 | 55.4 |  |  |  |  | 16.7 | 62.06 |  |  |  |  | 18.3 | 64.94 | [5 empty] | 15 | 59 |  |  |  | 12.2 | 53.96 |  |  |  |  | 13.3 | 55.94 |  |  |  |  | 12.2 | 53.96
2001-10-04 | 9:00 | 22.2 | 71.96 | WEEKDAY | #N/A | 1980-10-04 | 9:00 | 14.3 | 57.74 |  |  | 1999-10-04 | 9:00 | 18 | 64.4 |  |  | 2001-10-04 | 9:00 | 18.9 | 66.02 | [5 empty] | 18.9 | 66.02 |  |  |  | 13 | 55.4 |  |  |  |  | 16.1 | 60.98 |  |  |  |  | 19.4 | 66.92 | [5 empty] | 14.4 | 57.92 |  |  |  | 13.3 | 55.94 |  |  |  |  | 13.9 | 57.02 |  |  |  |  | 12.8 | 55.04
2001-10-04 | 10:00 | 23.9 | 75.02 | WEEKDAY | #N/A | 1980-10-04 | 10:00 | 15 | 59 |  |  | 1999-10-04 | 10:00 | 18 | 64.4 |  |  | 2001-10-04 | 10:00 | 21.1 | 69.98 | [5 empty] | 20 | 68 |  |  |  | 13 | 55.4 |  |  |  |  | 16.1 | 60.98 |  |  |  |  | 20 | 68 | [5 empty] | 14.4 | 57.92 |  |  |  | 14.4 | 57.92 |  |  |  |  | 16.7 | 62.06 |  |  |  |  | 13.3 | 55.94
2001-10-04 | 11:00 | 25 | 77 | WEEKDAY | #N/A | 1980-10-04 | 11:00 | 15.7 | 60.26 |  |  | 1999-10-04 | 11:00 | 19 | 66.2 |  |  | 2001-10-04 | 11:00 | 22.8 | 73.04 | [5 empty] | 19.4 | 66.92 |  |  |  | 13 | 55.4 |  |  |  |  | 17.2 | 62.96 |  |  |  |  | 20.6 | 69.08 | [5 empty] | 15 | 59 |  |  |  | 16.7 | 62.06 |  |  |  |  | 18.3 | 64.94 |  |  |  |  | 13.3 | 55.94
2001-10-04 | 12:00 | 26.1 | 78.98 | WEEKDAY | #N/A | 1980-10-04 | 12:00 | 16.5 | 61.7 |  |  | 1999-10-04 | 12:00 | 19 | 66.2 |  |  | 2001-10-04 | 12:00 | 24.4 | 75.92 | [5 empty] | 20 | 68 |  |  |  | 13 | 55.4 |  |  |  |  | 18.3 | 64.94 |  |  |  |  | 21.1 | 69.98 | [5 empty] | 16.1 | 60.98 |  |  |  | 12.8 | 55.04 |  |  |  |  | 19.4 | 66.92 |  |  |  |  | 12.2 | 53.96
2001-10-04 | 13:00 | 26.7 | 80.06 | WEEKDAY | #N/A | 1980-10-04 | 13:00 | 17.2 | 62.96 |  |  | 1999-10-04 | 13:00 | 18.6 | 65.48 |  |  | 2001-10-04 | 13:00 | 25 | 77 | [5 empty] | 21.7 | 71.06 |  |  |  | 13 | 55.4 |  |  |  |  | 17.2 | 62.96 |  |  |  |  | 20.6 | 69.08 | [5 empty] | 16.7 | 62.06 |  |  |  | 12.8 | 55.04 |  |  |  |  | 18.9 | 66.02 |  |  |  |  | 11.7 | 53.06
2001-10-04 | 14:00 | 27.2 | 80.96 | WEEKDAY | #N/A | 1980-10-04 | 14:00 | 17.4 | 63.32 |  |  | 1999-10-04 | 14:00 | 18 | 64.4 |  |  | 2001-10-04 | 14:00 | 24.4 | 75.92 | [5 empty] | 21.1 | 69.98 |  |  |  | 13 | 55.4 |  |  |  |  | 16.7 | 62.06 |  |  |  |  | 20 | 68 | [5 empty] | 15 | 59 |  |  |  | 13.9 | 57.02 |  |  |  |  | 15.6 | 60.08 |  |  |  |  | 11.1 | 51.98
2001-10-04 | 15:00 | 27.8 | 82.04 | WEEKDAY | #N/A | 1980-10-04 | 15:00 | 17.6 | 63.68 |  |  | 1999-10-04 | 15:00 | 15 | 59 |  |  | 2001-10-04 | 15:00 | 23.9 | 75.02 | [5 empty] | 20.6 | 69.08 |  |  |  | 14 | 57.2 |  |  |  |  | 16.7 | 62.06 |  |  |  |  | 18.9 | 66.02 | [5 empty] | 13.9 | 57.02 |  |  |  | 16.1 | 60.98 |  |  |  |  | 15.6 | 60.08 |  |  |  |  | 9.4 | 48.92
2001-10-04 | 16:00 | 27.2 | 80.96 | WEEKDAY | #N/A | 1980-10-04 | 16:00 | 17.8 | 64.04 |  |  | 1999-10-04 | 16:00 | 14 | 57.2 |  |  | 2001-10-04 | 16:00 | 22.8 | 73.04 | [5 empty] | 20.6 | 69.08 |  |  |  | 14 | 57.2 |  |  |  |  | 17.2 | 62.96 |  |  |  |  | 17.8 | 64.04 | [5 empty] | 13.9 | 57.02 |  |  |  | 15 | 59 |  |  |  |  | 14.4 | 57.92 |  |  |  |  | 9.4 | 48.92
2001-10-04 | 17:00 | 26.7 | 80.06 | WEEKDAY | #N/A | 1980-10-04 | 17:00 | 17.1 | 62.78 |  |  | 1999-10-04 | 17:00 | 13 | 55.4 |  |  | 2001-10-04 | 17:00 | 21.7 | 71.06 | [5 empty] | 19.4 | 66.92 |  |  |  | 14 | 57.2 |  |  |  |  | 17.8 | 64.04 |  |  |  |  | 16.1 | 60.98 | [5 empty] | 13.9 | 57.02 |  |  |  | 13.3 | 55.94 |  |  |  |  | 12.8 | 55.04 |  |  |  |  | 8.9 | 48.02
2001-10-04 | 18:00 | 25.6 | 78.08 | WEEKDAY | #N/A | 1980-10-04 | 18:00 | 16.3 | 61.34 |  |  | 1999-10-04 | 18:00 | 11.7 | 53.06 |  |  | 2001-10-04 | 18:00 | 18.9 | 66.02 | [5 empty] | 18.9 | 66.02 |  |  |  | 14 | 57.2 |  |  |  |  | 18.9 | 66.02 |  |  |  |  | 15 | 59 | [5 empty] | 13.3 | 55.94 |  |  |  | 12.2 | 53.96 |  |  |  |  | 12.8 | 55.04 |  |  |  |  | 8.9 | 48.02
2001-10-04 | 19:00 | 25 | 77 | WEEKDAY | #N/A | 1980-10-04 | 19:00 | 15.6 | 60.08 |  |  | 1999-10-04 | 19:00 | 11 | 51.8 |  |  | 2001-10-04 | 19:00 | 19.4 | 66.92 | [5 empty] | 18.9 | 66.02 |  |  |  | 14 | 57.2 |  |  |  |  | 17.8 | 64.04 |  |  |  |  | 13.9 | 57.02 | [5 empty] | 12.8 | 55.04 |  |  |  | 13.3 | 55.94 |  |  |  |  | 12.2 | 53.96 |  |  |  |  | 7.8 | 46.04
2001-10-04 | 20:00 | 24.4 | 75.92 | WEEKDAY | #N/A | 1980-10-04 | 20:00 | 14.8 | 58.64 |  |  | 1999-10-04 | 20:00 | 11 | 51.8 |  |  | 2001-10-04 | 20:00 | 18.9 | 66.02 | [5 empty] | 18.3 | 64.94 |  |  |  | 14 | 57.2 |  |  |  |  | 15 | 59 |  |  |  |  | 13.3 | 55.94 | [5 empty] | 12.2 | 53.96 |  |  |  | 12.2 | 53.96 |  |  |  |  | 12.8 | 55.04 |  |  |  |  | 7.8 | 46.04
2001-10-04 | 21:00 | 23.3 | 73.94 | WEEKDAY | #N/A | 1980-10-04 | 21:00 | 14.1 | 57.38 |  |  | 1999-10-04 | 21:00 | 11 | 51.8 |  |  | 2001-10-04 | 21:00 | 17.2 | 62.96 | [5 empty] | 18.3 | 64.94 |  |  |  | 15 | 59 |  |  |  |  | 13.9 | 57.02 |  |  |  |  | 12.2 | 53.96 | [5 empty] | 10 | 50 |  |  |  | 11.7 | 53.06 |  |  |  |  | 11.7 | 53.06 |  |  |  |  | 7.8 | 46.04
2001-10-04 | 22:00 | 23.3 | 73.94 | WEEKDAY | #N/A | 1980-10-04 | 22:00 | 13.3 | 55.94 |  |  | 1999-10-04 | 22:00 | 10 | 50 |  |  | 2001-10-04 | 22:00 | 16.7 | 62.06 | [5 empty] | 18.3 | 64.94 |  |  |  | 17 | 62.6 |  |  |  |  | 12.8 | 55.04 |  |  |  |  | 12.2 | 53.96 | [5 empty] | 9.4 | 48.92 |  |  |  | 12.2 | 53.96 |  |  |  |  | 11.1 | 51.98 |  |  |  |  | 7.2 | 44.96
2001-10-04 | 23:00 | 21.7 | 71.06 | WEEKDAY | #N/A | 1980-10-04 | 23:00 | 13.1 | 55.58 |  |  | 1999-10-04 | 23:00 | 9 | 48.2 |  |  | 2001-10-04 | 23:00 | 17.8 | 64.04 | [5 empty] | 17.8 | 64.04 |  |  |  | 22 | 71.6 |  |  |  |  | 12.2 | 53.96 |  |  |  |  | 12.2 | 53.96 | [5 empty] | 8.9 | 48.02 |  |  |  | 12.2 | 53.96 |  |  |  |  | 11.1 | 51.98 |  |  |  |  | 7.2 | 44.96
2001-10-04 | 24:00 | 21.1 | 69.98 | WEEKDAY | #N/A | 1980-10-04 | 24:00 | 13 | 55.4 |  |  | 1999-10-04 | 24:00 | 8 | 46.4 |  |  | 2001-10-04 | 24:00 | 17.2 | 62.96 | [5 empty] | 17.2 | 62.96 |  |  |  | 22 | 71.6 |  |  |  |  | 11.1 | 51.98 |  |  |  |  | 11.7 | 53.06 | [5 empty] | 8.9 | 48.02 |  |  |  | 11.7 | 53.06 |  |  |  |  | 11.1 | 51.98 |  |  |  |  | 6.7 | 44.06
2001-10-05 | 1:00 | 21.7 | 71.06 | WEEKDAY | #N/A | 1980-10-05 | 1:00 | 12.8 | 55.04 |  |  | 1999-10-05 | 1:00 | 8 | 46.4 |  |  | 2001-10-05 | 1:00 | 16.7 | 62.06 | [5 empty] | 16.7 | 62.06 |  |  |  | 23 | 73.4 |  |  |  |  | 10.6 | 51.08 |  |  |  |  | 11.7 | 53.06 | [5 empty] | 8.9 | 48.02 |  |  |  | 12.8 | 55.04 |  |  |  |  | 11.1 | 51.98 |  |  |  |  | 6.7 | 44.06
2001-10-05 | 2:00 | 20.6 | 69.08 | WEEKDAY | #N/A | 1980-10-05 | 2:00 | 12.6 | 54.68 |  |  | 1999-10-05 | 2:00 | 8 | 46.4 |  |  | 2001-10-05 | 2:00 | 16.7 | 62.06 | [5 empty] | 16.1 | 60.98 |  |  |  | 22 | 71.6 |  |  |  |  | 10 | 50 |  |  |  |  | 10.6 | 51.08 | [5 empty] | 8.9 | 48.02 |  |  |  | 12.2 | 53.96 |  |  |  |  | 11.1 | 51.98 |  |  |  |  | 6.7 | 44.06
2001-10-05 | 3:00 | 19.4 | 66.92 | WEEKDAY | #N/A | 1980-10-05 | 3:00 | 12.4 | 54.32 |  |  | 1999-10-05 | 3:00 | 7.6 | 45.68 |  |  | 2001-10-05 | 3:00 | 16.1 | 60.98 | [5 empty] | 16.1 | 60.98 |  |  |  | 22 | 71.6 |  |  |  |  | 10 | 50 |  |  |  |  | 10 | 50 | [5 empty] | 8.9 | 48.02 |  |  |  | 11.1 | 51.98 |  |  |  |  | 10.6 | 51.08 |  |  |  |  | 6.1 | 42.98
2001-10-05 | 4:00 | 19.4 | 66.92 | WEEKDAY | #N/A | 1980-10-05 | 4:00 | 12.2 | 53.96 |  |  | 1999-10-05 | 4:00 | 7 | 44.6 |  |  | 2001-10-05 | 4:00 | 15.6 | 60.08 | [5 empty] | 14.4 | 57.92 |  |  |  | 22 | 71.6 |  |  |  |  | 10 | 50 |  |  |  |  | 10.6 | 51.08 | [5 empty] | 8.3 | 46.94 |  |  |  | 10 | 50 |  |  |  |  | 10.6 | 51.08 |  |  |  |  | 6.1 | 42.98
2001-10-05 | 5:00 | 18.3 | 64.94 | WEEKDAY | #N/A | 1980-10-05 | 5:00 | 12.2 | 53.96 |  |  | 1999-10-05 | 5:00 | 7 | 44.6 |  |  | 2001-10-05 | 5:00 | 15.6 | 60.08 | [5 empty] | 14.4 | 57.92 |  |  |  | 22 | 71.6 |  |  |  |  | 9.4 | 48.92 |  |  |  |  | 10.6 | 51.08 | [5 empty] | 8.3 | 46.94 |  |  |  | 8.9 | 48.02 |  |  |  |  | 10.6 | 51.08 |  |  |  |  | 6.1 | 42.98
2001-10-05 | 6:00 | 18.3 | 64.94 | WEEKDAY | #N/A | 1980-10-05 | 6:00 | 12.2 | 53.96 |  |  | 1999-10-05 | 6:00 | 7 | 44.6 |  |  | 2001-10-05 | 6:00 | 15.6 | 60.08 | [5 empty] | 13.9 | 57.02 |  |  |  | 22 | 71.6 |  |  |  |  | 9.4 | 48.92 |  |  |  |  | 10 | 50 | [5 empty] | 8.3 | 46.94 |  |  |  | 8.3 | 46.94 |  |  |  |  | 9.4 | 48.92 |  |  |  |  | 6.1 | 42.98
2001-10-05 | 7:00 | 18.3 | 64.94 | WEEKDAY | #N/A | 1980-10-05 | 7:00 | 12.2 | 53.96 |  |  | 1999-10-05 | 7:00 | 7 | 44.6 |  |  | 2001-10-05 | 7:00 | 16.1 | 60.98 | [5 empty] | 13.9 | 57.02 |  |  |  | 22 | 71.6 |  |  |  |  | 9.4 | 48.92 |  |  |  |  | 10 | 50 | [5 empty] | 8.9 | 48.02 |  |  |  | 8.9 | 48.02 |  |  |  |  | 9.4 | 48.92 |  |  |  |  | 6.1 | 42.98
2001-10-05 | 8:00 | 20 | 68 | WEEKDAY | #N/A | 1980-10-05 | 8:00 | 13.3 | 55.94 |  |  | 1999-10-05 | 8:00 | 8 | 46.4 |  |  | 2001-10-05 | 8:00 | 17.8 | 64.04 | [5 empty] | 15.6 | 60.08 |  |  |  | 23 | 73.4 |  |  |  |  | 9.4 | 48.92 |  |  |  |  | 10.6 | 51.08 | [5 empty] | 9.4 | 48.92 |  |  |  | 10 | 50 |  |  |  |  | 11.7 | 53.06 |  |  |  |  | 6.1 | 42.98
2001-10-05 | 9:00 | 21.1 | 69.98 | WEEKDAY | #N/A | 1980-10-05 | 9:00 | 14.5 | 58.1 |  |  | 1999-10-05 | 9:00 | 8 | 46.4 |  |  | 2001-10-05 | 9:00 | 18.9 | 66.02 | [5 empty] | 16.1 | 60.98 |  |  |  | 24 | 75.2 |  |  |  |  | 10 | 50 |  |  |  |  | 12.2 | 53.96 | [5 empty] | 10 | 50 |  |  |  | 13.3 | 55.94 |  |  |  |  | 13.9 | 57.02 |  |  |  |  | 6.7 | 44.06
2001-10-05 | 10:00 | 22.8 | 73.04 | WEEKDAY | #N/A | 1980-10-05 | 10:00 | 15.6 | 60.08 |  |  | 1999-10-05 | 10:00 | 9 | 48.2 |  |  | 2001-10-05 | 10:00 | 20 | 68 | [5 empty] | 17.2 | 62.96 |  |  |  | 24 | 75.2 |  |  |  |  | 11.7 | 53.06 |  |  |  |  | 12.2 | 53.96 | [5 empty] | 9.4 | 48.92 |  |  |  | 16.1 | 60.98 |  |  |  |  | 16.1 | 60.98 |  |  |  |  | 7.2 | 44.96
2001-10-05 | 11:00 | 24.4 | 75.92 | WEEKDAY | #N/A | 1980-10-05 | 11:00 | 16 | 60.8 |  |  | 1999-10-05 | 11:00 | 10 | 50 |  |  | 2001-10-05 | 11:00 | 21.7 | 71.06 | [5 empty] | 16.7 | 62.06 |  |  |  | 26 | 78.8 |  |  |  |  | 11.7 | 53.06 |  |  |  |  | 13.9 | 57.02 | [5 empty] | 10 | 50 |  |  |  | 17.2 | 62.96 |  |  |  |  | 17.2 | 62.96 |  |  |  |  | 6.7 | 44.06
2001-10-05 | 12:00 | 25.6 | 78.08 | WEEKDAY | #N/A | 1980-10-05 | 12:00 | 16.3 | 61.34 |  |  | 1999-10-05 | 12:00 | 10 | 50 |  |  | 2001-10-05 | 12:00 | 22.8 | 73.04 | [5 empty] | 16.7 | 62.06 |  |  |  | 26 | 78.8 |  |  |  |  | 11.7 | 53.06 |  |  |  |  | 13.3 | 55.94 | [5 empty] | 10 | 50 |  |  |  | 17.2 | 62.96 |  |  |  |  | 18.9 | 66.02 |  |  |  |  | 6.7 | 44.06
2001-10-05 | 13:00 | 26.1 | 78.98 | WEEKDAY | #N/A | 1980-10-05 | 13:00 | 16.7 | 62.06 |  |  | 1999-10-05 | 13:00 | 10 | 50 |  |  | 2001-10-05 | 13:00 | 22.8 | 73.04 | [5 empty] | 16.1 | 60.98 |  |  |  | 24 | 75.2 |  |  |  |  | 12.2 | 53.96 |  |  |  |  | 13.3 | 55.94 | [5 empty] | 12.2 | 53.96 |  |  |  | 17.8 | 64.04 |  |  |  |  | 18.9 | 66.02 |  |  |  |  | 7.8 | 46.04
2001-10-05 | 14:00 | 26.7 | 80.06 | WEEKDAY | #N/A | 1980-10-05 | 14:00 | 16.9 | 62.42 |  |  | 1999-10-05 | 14:00 | 10 | 50 |  |  | 2001-10-05 | 14:00 | 23.3 | 73.94 | [5 empty] | 16.1 | 60.98 |  |  |  | 26 | 78.8 |  |  |  |  | 12.2 | 53.96 |  |  |  |  | 13.3 | 55.94 | [5 empty] | 11.7 | 53.06 |  |  |  | 18.9 | 66.02 |  |  |  |  | 18.9 | 66.02 |  |  |  |  | 8.3 | 46.94
2001-10-05 | 15:00 | 26.1 | 78.98 | WEEKDAY | #N/A | 1980-10-05 | 15:00 | 17 | 62.6 |  |  | 1999-10-05 | 15:00 | 11 | 51.8 |  |  | 2001-10-05 | 15:00 | 22.2 | 71.96 | [5 empty] | 16.1 | 60.98 |  |  |  | 26 | 78.8 |  |  |  |  | 12.2 | 53.96 |  |  |  |  | 13.3 | 55.94 | [5 empty] | 12.2 | 53.96 |  |  |  | 18.9 | 66.02 |  |  |  |  | 19.4 | 66.92 |  |  |  |  | 8.9 | 48.02
2001-10-05 | 16:00 | 25 | 77 | WEEKDAY | #N/A | 1980-10-05 | 16:00 | 17.2 | 62.96 |  |  | 1999-10-05 | 16:00 | 10 | 50 |  |  | 2001-10-05 | 16:00 | 21.7 | 71.06 | [5 empty] | 15.6 | 60.08 |  |  |  | 24 | 75.2 |  |  |  |  | 12.8 | 55.04 |  |  |  |  | 12.8 | 55.04 | [5 empty] | 12.2 | 53.96 |  |  |  | 18.9 | 66.02 |  |  |  |  | 19.4 | 66.92 |  |  |  |  | 8.9 | 48.02
2001-10-05 | 17:00 | 23.9 | 75.02 | WEEKDAY | #N/A | 1980-10-05 | 17:00 | 16.7 | 62.06 |  |  | 1999-10-05 | 17:00 | 10 | 50 |  |  | 2001-10-05 | 17:00 | 21.1 | 69.98 | [5 empty] | 15.6 | 60.08 |  |  |  | 22 | 71.6 |  |  |  |  | 12.8 | 55.04 |  |  |  |  | 12.2 | 53.96 | [5 empty] | 12.2 | 53.96 |  |  |  | 18.3 | 64.94 |  |  |  |  | 18.9 | 66.02 |  |  |  |  | 8.9 | 48.02
2001-10-05 | 18:00 | 22.8 | 73.04 | WEEKDAY | #N/A | 1980-10-05 | 18:00 | 16.1 | 60.98 |  |  | 1999-10-05 | 18:00 | 10 | 50 |  |  | 2001-10-05 | 18:00 | 20 | 68 | [5 empty] | 14.4 | 57.92 |  |  |  | 20 | 68 |  |  |  |  | 11.1 | 51.98 |  |  |  |  | 11.1 | 51.98 | [5 empty] | 9.4 | 48.92 |  |  |  | 17.8 | 64.04 |  |  |  |  | 17.8 | 64.04 |  |  |  |  | 5 | 41
2001-10-05 | 19:00 | 22.2 | 71.96 | WEEKDAY | #N/A | 1980-10-05 | 19:00 | 15.6 | 60.08 |  |  | 1999-10-05 | 19:00 | 9 | 48.2 |  |  | 2001-10-05 | 19:00 | 19.4 | 66.92 | [5 empty] | 14.4 | 57.92 |  |  |  | 18 | 64.4 |  |  |  |  | 10 | 50 |  |  |  |  | 10.6 | 51.08 | [5 empty] | 7.8 | 46.04 |  |  |  | 16.7 | 62.06 |  |  |  |  | 17.2 | 62.96 |  |  |  |  | 3.9 | 39.02
2001-10-05 | 20:00 | 21.7 | 71.06 | WEEKDAY | #N/A | 1980-10-05 | 20:00 | 15 | 59 |  |  | 1999-10-05 | 20:00 | 9 | 48.2 |  |  | 2001-10-05 | 20:00 | 18.9 | 66.02 | [5 empty] | 15 | 59 |  |  |  | 16 | 60.8 |  |  |  |  | 9.4 | 48.92 |  |  |  |  | 7.8 | 46.04 | [5 empty] | 8.3 | 46.94 |  |  |  | 16.1 | 60.98 |  |  |  |  | 16.7 | 62.06 |  |  |  |  | 4.4 | 39.92
2001-10-05 | 21:00 | 22.2 | 71.96 | WEEKDAY | #N/A | 1980-10-05 | 21:00 | 14.5 | 58.1 |  |  | 1999-10-05 | 21:00 | 8 | 46.4 |  |  | 2001-10-05 | 21:00 | 18.9 | 66.02 | [5 empty] | 15 | 59 |  |  |  | 14 | 57.2 |  |  |  |  | 9.4 | 48.92 |  |  |  |  | 6.1 | 42.98 | [5 empty] | 7.2 | 44.96 |  |  |  | 16.1 | 60.98 |  |  |  |  | 16.1 | 60.98 |  |  |  |  | 3.9 | 39.02
2001-10-05 | 22:00 | 22.2 | 71.96 | WEEKDAY | #N/A | 1980-10-05 | 22:00 | 13.9 | 57.02 |  |  | 1999-10-05 | 22:00 | 7 | 44.6 |  |  | 2001-10-05 | 22:00 | 18.9 | 66.02 | [5 empty] | 16.1 | 60.98 |  |  |  | 14 | 57.2 |  |  |  |  | 9.4 | 48.92 |  |  |  |  | 6.1 | 42.98 | [5 empty] | 7.2 | 44.96 |  |  |  | 11.1 | 51.98 |  |  |  |  | 16.1 | 60.98 |  |  |  |  | 6.1 | 42.98
2001-10-05 | 23:00 | 21.1 | 69.98 | WEEKDAY | #N/A | 1980-10-05 | 23:00 | 13.5 | 56.3 |  |  | 1999-10-05 | 23:00 | 6 | 42.8 |  |  | 2001-10-05 | 23:00 | 19.4 | 66.92 | [5 empty] | 17.2 | 62.96 |  |  |  | 11 | 51.8 |  |  |  |  | 10 | 50 |  |  |  |  | 6.1 | 42.98 | [5 empty] | 10 | 50 |  |  |  | 12.2 | 53.96 |  |  |  |  | 16.1 | 60.98 |  |  |  |  | 6.7 | 44.06
2001-10-05 | 24:00 | 21.1 | 69.98 | WEEKDAY | #N/A | 1980-10-05 | 24:00 | 13.2 | 55.76 |  |  | 1999-10-05 | 24:00 | 6 | 42.8 |  |  | 2001-10-05 | 24:00 | 18.9 | 66.02 | [5 empty] | 17.2 | 62.96 |  |  |  | 9 | 48.2 |  |  |  |  | 10 | 50 |  |  |  |  | 6.1 | 42.98 | [5 empty] | 11.7 | 53.06 |  |  |  | 11.7 | 53.06 |  |  |  |  | 12.8 | 55.04 |  |  |  |  | 8.3 | 46.94
2001-10-06 | 1:00 | 21.7 | 71.06 | SATURDAY | #N/A | 1980-10-06 | 1:00 | 12.8 | 55.04 |  |  | 1999-10-06 | 1:00 | 7 | 44.6 |  |  | 2001-10-06 | 1:00 | 18.9 | 66.02 | [5 empty] | 17.2 | 62.96 |  |  |  | 9 | 48.2 |  |  |  |  | 10 | 50 |  |  |  |  | 7.2 | 44.96 | [5 empty] | 10 | 50 |  |  |  | 11.1 | 51.98 |  |  |  |  | 12.2 | 53.96 |  |  |  |  | 9.4 | 48.92
2001-10-06 | 2:00 | 20.6 | 69.08 | SATURDAY | #N/A | 1980-10-06 | 2:00 | 12.6 | 54.68 |  |  | 1999-10-06 | 2:00 | 6 | 42.8 |  |  | 2001-10-06 | 2:00 | 18.9 | 66.02 | [5 empty] | 18.3 | 64.94 |  |  |  | 8 | 46.4 |  |  |  |  | 8.9 | 48.02 |  |  |  |  | 7.8 | 46.04 | [5 empty] | 8.9 | 48.02 |  |  |  | 11.1 | 51.98 |  |  |  |  | 12.2 | 53.96 |  |  |  |  | 8.3 | 46.94
2001-10-06 | 3:00 | 21.1 | 69.98 | SATURDAY | #N/A | 1980-10-06 | 3:00 | 12.4 | 54.32 |  |  | 1999-10-06 | 3:00 | 5.1 | 41.18 |  |  | 2001-10-06 | 3:00 | 19.4 | 66.92 | [5 empty] | 18.3 | 64.94 |  |  |  | 7 | 44.6 |  |  |  |  | 8.3 | 46.94 |  |  |  |  | 8.3 | 46.94 | [5 empty] | 8.3 | 46.94 |  |  |  | 11.1 | 51.98 |  |  |  |  | 12.2 | 53.96 |  |  |  |  | 7.2 | 44.96
2001-10-06 | 4:00 | 21.1 | 69.98 | SATURDAY | #N/A | 1980-10-06 | 4:00 | 12.2 | 53.96 |  |  | 1999-10-06 | 4:00 | 4 | 39.2 |  |  | 2001-10-06 | 4:00 | 19.4 | 66.92 | [5 empty] | 18.3 | 64.94 |  |  |  | 6 | 42.8 |  |  |  |  | 7.8 | 46.04 |  |  |  |  | 10 | 50 | [5 empty] | 7.8 | 46.04 |  |  |  | 10.6 | 51.08 |  |  |  |  | 12.2 | 53.96 |  |  |  |  | 6.7 | 44.06
2001-10-06 | 5:00 | 21.1 | 69.98 | SATURDAY | #N/A | 1980-10-06 | 5:00 | 12 | 53.6 |  |  | 1999-10-06 | 5:00 | 4 | 39.2 |  |  | 2001-10-06 | 5:00 | 19.4 | 66.92 | [5 empty] | 18.9 | 66.02 |  |  |  | 6 | 42.8 |  |  |  |  | 7.2 | 44.96 |  |  |  |  | 9.4 | 48.92 | [5 empty] | 7.2 | 44.96 |  |  |  | 10.6 | 51.08 |  |  |  |  | 12.2 | 53.96 |  |  |  |  | 6.7 | 44.06
2001-10-06 | 6:00 | 21.7 | 71.06 | SATURDAY | #N/A | 1980-10-06 | 6:00 | 11.9 | 53.42 |  |  | 1999-10-06 | 6:00 | 5 | 41 |  |  | 2001-10-06 | 6:00 | 19.4 | 66.92 | [5 empty] | 18.9 | 66.02 |  |  |  | 5 | 41 |  |  |  |  | 6.1 | 42.98 |  |  |  |  | 8.9 | 48.02 | [5 empty] | 6.7 | 44.06 |  |  |  | 10 | 50 |  |  |  |  | 11.1 | 51.98 |  |  |  |  | 6.7 | 44.06
2001-10-06 | 7:00 | 21.7 | 71.06 | SATURDAY | #N/A | 1980-10-06 | 7:00 | 11.7 | 53.06 |  |  | 1999-10-06 | 7:00 | 6 | 42.8 |  |  | 2001-10-06 | 7:00 | 20 | 68 | [5 empty] | 18.9 | 66.02 |  |  |  | 7 | 44.6 |  |  |  |  | 6.1 | 42.98 |  |  |  |  | 9.4 | 48.92 | [5 empty] | 6.7 | 44.06 |  |  |  | 10 | 50 |  |  |  |  | 11.7 | 53.06 |  |  |  |  | 6.7 | 44.06
2001-10-06 | 8:00 | 20.6 | 69.08 | SATURDAY | #N/A | 1980-10-06 | 8:00 | 12.4 | 54.32 |  |  | 1999-10-06 | 8:00 | 10 | 50 |  |  | 2001-10-06 | 8:00 | 20 | 68 | [5 empty] | 19.4 | 66.92 |  |  |  | 10 | 50 |  |  |  |  | 6.7 | 44.06 |  |  |  |  | 8.9 | 48.02 | [5 empty] | 6.1 | 42.98 |  |  |  | 11.1 | 51.98 |  |  |  |  | 12.8 | 55.04 |  |  |  |  | 6.7 | 44.06
2001-10-06 | 9:00 | 20 | 68 | SATURDAY | #N/A | 1980-10-06 | 9:00 | 13.2 | 55.76 |  |  | 1999-10-06 | 9:00 | 11 | 51.8 |  |  | 2001-10-06 | 9:00 | 19.4 | 66.92 | [5 empty] | 20 | 68 |  |  |  | 13 | 55.4 |  |  |  |  | 7.8 | 46.04 |  |  |  |  | 9.4 | 48.92 | [5 empty] | 8.3 | 46.94 |  |  |  | 12.2 | 53.96 |  |  |  |  | 14.4 | 57.92 |  |  |  |  | 5 | 41
2001-10-06 | 10:00 | 17.2 | 62.96 | SATURDAY | #N/A | 1980-10-06 | 10:00 | 13.9 | 57.02 |  |  | 1999-10-06 | 10:00 | 13 | 55.4 |  |  | 2001-10-06 | 10:00 | 16.7 | 62.06 | [5 empty] | 20.6 | 69.08 |  |  |  | 15 | 59 |  |  |  |  | 5.6 | 42.08 |  |  |  |  | 7.8 | 46.04 | [5 empty] | 6.7 | 44.06 |  |  |  | 11.7 | 53.06 |  |  |  |  | 15 | 59 |  |  |  |  | 5 | 41
2001-10-06 | 11:00 | 14.4 | 57.92 | SATURDAY | #N/A | 1980-10-06 | 11:00 | 14.8 | 58.64 |  |  | 1999-10-06 | 11:00 | 15 | 59 |  |  | 2001-10-06 | 11:00 | 14.4 | 57.92 | [5 empty] | 21.1 | 69.98 |  |  |  | 17 | 62.6 |  |  |  |  | 7.2 | 44.96 |  |  |  |  | 10 | 50 | [5 empty] | 6.1 | 42.98 |  |  |  | 12.2 | 53.96 |  |  |  |  | 15.6 | 60.08 |  |  |  |  | 5 | 41
2001-10-06 | 12:00 | 13.9 | 57.02 | SATURDAY | #N/A | 1980-10-06 | 12:00 | 15.8 | 60.44 |  |  | 1999-10-06 | 12:00 | 16 | 60.8 |  |  | 2001-10-06 | 12:00 | 13.3 | 55.94 | [5 empty] | 21.1 | 69.98 |  |  |  | 18 | 64.4 |  |  |  |  | 7.8 | 46.04 |  |  |  |  | 9.4 | 48.92 | [5 empty] | 6.7 | 44.06 |  |  |  | 11.7 | 53.06 |  |  |  |  | 14.4 | 57.92 |  |  |  |  | 5 | 41
2001-10-06 | 13:00 | 16.1 | 60.98 | SATURDAY | #N/A | 1980-10-06 | 13:00 | 16.7 | 62.06 |  |  | 1999-10-06 | 13:00 | 17 | 62.6 |  |  | 2001-10-06 | 13:00 | 16.1 | 60.98 | [5 empty] | 20.6 | 69.08 |  |  |  | 18 | 64.4 |  |  |  |  | 7.2 | 44.96 |  |  |  |  | 8.9 | 48.02 | [5 empty] | 6.1 | 42.98 |  |  |  | 11.7 | 53.06 |  |  |  |  | 15 | 59 |  |  |  |  | 4.4 | 39.92
2001-10-06 | 14:00 | 16.7 | 62.06 | SATURDAY | #N/A | 1980-10-06 | 14:00 | 16.7 | 62.06 |  |  | 1999-10-06 | 14:00 | 18 | 64.4 |  |  | 2001-10-06 | 14:00 | 16.7 | 62.06 | [5 empty] | 21.7 | 71.06 |  |  |  | 19 | 66.2 |  |  |  |  | 8.3 | 46.94 |  |  |  |  | 8.9 | 48.02 | [5 empty] | 6.1 | 42.98 |  |  |  | 11.7 | 53.06 |  |  |  |  | 15.6 | 60.08 |  |  |  |  | 5 | 41
2001-10-06 | 15:00 | 17.2 | 62.96 | SATURDAY | #N/A | 1980-10-06 | 15:00 | 16.7 | 62.06 |  |  | 1999-10-06 | 15:00 | 17 | 62.6 |  |  | 2001-10-06 | 15:00 | 17.2 | 62.96 | [5 empty] | 21.1 | 69.98 |  |  |  | 19 | 66.2 |  |  |  |  | 7.8 | 46.04 |  |  |  |  | 7.8 | 46.04 | [5 empty] | 6.7 | 44.06 |  |  |  | 11.7 | 53.06 |  |  |  |  | 15.6 | 60.08 |  |  |  |  | 4.4 | 39.92
2001-10-06 | 16:00 | 16.7 | 62.06 | SATURDAY | #N/A | 1980-10-06 | 16:00 | 16.7 | 62.06 |  |  | 1999-10-06 | 16:00 | 16 | 60.8 |  |  | 2001-10-06 | 16:00 | 16.1 | 60.98 | [5 empty] | 20.6 | 69.08 |  |  |  | 18 | 64.4 |  |  |  |  | 8.3 | 46.94 |  |  |  |  | 7.2 | 44.96 | [5 empty] | 6.7 | 44.06 |  |  |  | 11.7 | 53.06 |  |  |  |  | 13.9 | 57.02 |  |  |  |  | 5 | 41
2001-10-06 | 17:00 | 16.1 | 60.98 | SATURDAY | #N/A | 1980-10-06 | 17:00 | 16.1 | 60.98 |  |  | 1999-10-06 | 17:00 | 15 | 59 |  |  | 2001-10-06 | 17:00 | 15.6 | 60.08 | [5 empty] | 20 | 68 |  |  |  | 17 | 62.6 |  |  |  |  | 6.1 | 42.98 |  |  |  |  | 6.7 | 44.06 | [5 empty] | 6.7 | 44.06 |  |  |  | 11.7 | 53.06 |  |  |  |  | 13.9 | 57.02 |  |  |  |  | 5 | 41
2001-10-06 | 18:00 | 15.6 | 60.08 | SATURDAY | #N/A | 1980-10-06 | 18:00 | 15.6 | 60.08 |  |  | 1999-10-06 | 18:00 | 14 | 57.2 |  |  | 2001-10-06 | 18:00 | 15 | 59 | [5 empty] | 20 | 68 |  |  |  | 16 | 60.8 |  |  |  |  | 5 | 41 |  |  |  |  | 6.1 | 42.98 | [5 empty] | 6.1 | 42.98 |  |  |  | 11.1 | 51.98 |  |  |  |  | 12.8 | 55.04 |  |  |  |  | 4.4 | 39.92
2001-10-06 | 19:00 | 15.6 | 60.08 | SATURDAY | #N/A | 1980-10-06 | 19:00 | 15 | 59 |  |  | 1999-10-06 | 19:00 | 12 | 53.6 |  |  | 2001-10-06 | 19:00 | 14.4 | 57.92 | [5 empty] | 18.9 | 66.02 |  |  |  | 16 | 60.8 |  |  |  |  | 5.6 | 42.08 |  |  |  |  | 5 | 41 | [5 empty] | 5.6 | 42.08 |  |  |  | 10.6 | 51.08 |  |  |  |  | 11.7 | 53.06 |  |  |  |  | 3.9 | 39.02
2001-10-06 | 20:00 | 15 | 59 | SATURDAY | #N/A | 1980-10-06 | 20:00 | 14.6 | 58.28 |  |  | 1999-10-06 | 20:00 | 11 | 51.8 |  |  | 2001-10-06 | 20:00 | 13.3 | 55.94 | [5 empty] | 17.8 | 64.04 |  |  |  | 14 | 57.2 |  |  |  |  | 5.6 | 42.08 |  |  |  |  | 5 | 41 | [5 empty] | 5.6 | 42.08 |  |  |  | 11.1 | 51.98 |  |  |  |  | 11.7 | 53.06 |  |  |  |  | 3.3 | 37.94
2001-10-06 | 21:00 | 14.4 | 57.92 | SATURDAY | #N/A | 1980-10-06 | 21:00 | 14.3 | 57.74 |  |  | 1999-10-06 | 21:00 | 10 | 50 |  |  | 2001-10-06 | 21:00 | 13.3 | 55.94 | [5 empty] | 17.2 | 62.96 |  |  |  | 13 | 55.4 |  |  |  |  | 4.4 | 39.92 |  |  |  |  | 4.4 | 39.92 | [5 empty] | 5.6 | 42.08 |  |  |  | 10.6 | 51.08 |  |  |  |  | 11.1 | 51.98 |  |  |  |  | 3.3 | 37.94
2001-10-06 | 22:00 | 14.4 | 57.92 | SATURDAY | #N/A | 1980-10-06 | 22:00 | 13.9 | 57.02 |  |  | 1999-10-06 | 22:00 | 9 | 48.2 |  |  | 2001-10-06 | 22:00 | 13.3 | 55.94 | [5 empty] | 16.1 | 60.98 |  |  |  | 11 | 51.8 |  |  |  |  | 3.3 | 37.94 |  |  |  |  | 5 | 41 | [5 empty] | 5.6 | 42.08 |  |  |  | 10 | 50 |  |  |  |  | 10.6 | 51.08 |  |  |  |  | 2.8 | 37.04
2001-10-06 | 23:00 | 13.3 | 55.94 | SATURDAY | #N/A | 1980-10-06 | 23:00 | 13.3 | 55.94 |  |  | 1999-10-06 | 23:00 | 8 | 46.4 |  |  | 2001-10-06 | 23:00 | 12.8 | 55.04 | [5 empty] | 15 | 59 |  |  |  | 9 | 48.2 |  |  |  |  | 3.3 | 37.94 |  |  |  |  | 3.9 | 39.02 | [5 empty] | 5.6 | 42.08 |  |  |  | 9.4 | 48.92 |  |  |  |  | 10 | 50 |  |  |  |  | 1.1 | 33.98
2001-10-06 | 24:00 | 12.2 | 53.96 | SATURDAY | #N/A | 1980-10-06 | 24:00 | 12.8 | 55.04 |  |  | 1999-10-06 | 24:00 | 7 | 44.6 |  |  | 2001-10-06 | 24:00 | 12.2 | 53.96 | [5 empty] | 13.9 | 57.02 |  |  |  | 10 | 50 |  |  |  |  | 2.8 | 37.04 |  |  |  |  | 1.7 | 35.06 | [5 empty] | 5.6 | 42.08 |  |  |  | 9.4 | 48.92 |  |  |  |  | 10.6 | 51.08 |  |  |  |  | -0.6 | 30.92
2001-10-07 | 1:00 | 11.7 | 53.06 | SUNDAY | #N/A | 1980-10-07 | 1:00 | 12.2 | 53.96 |  |  | 1999-10-07 | 1:00 | 6 | 42.8 |  |  | 2001-10-07 | 1:00 | 10.6 | 51.08 | [5 empty] | 12.2 | 53.96 |  |  |  | 12 | 53.6 |  |  |  |  | 2.2 | 35.96 |  |  |  |  | 0 | 32 | [5 empty] | 5.6 | 42.08 |  |  |  | 8.9 | 48.02 |  |  |  |  | 10.6 | 51.08 |  |  |  |  | 1.7 | 35.06
2001-10-07 | 2:00 | 11.1 | 51.98 | SUNDAY | #N/A | 1980-10-07 | 2:00 | 12 | 53.6 |  |  | 1999-10-07 | 2:00 | 4 | 39.2 |  |  | 2001-10-07 | 2:00 | 10 | 50 | [5 empty] | 11.7 | 53.06 |  |  |  | 14 | 57.2 |  |  |  |  | 1.7 | 35.06 |  |  |  |  | 1.1 | 33.98 | [5 empty] | 5 | 41 |  |  |  | 8.3 | 46.94 |  |  |  |  | 10.6 | 51.08 |  |  |  |  | -1.1 | 30.02
2001-10-07 | 3:00 | 10 | 50 | SUNDAY | #N/A | 1980-10-07 | 3:00 | 11.9 | 53.42 |  |  | 1999-10-07 | 3:00 | 4.1 | 39.38 |  |  | 2001-10-07 | 3:00 | 9.4 | 48.92 | [5 empty] | 11.7 | 53.06 |  |  |  | 14 | 57.2 |  |  |  |  | 2.8 | 37.04 |  |  |  |  | 1.1 | 33.98 | [5 empty] | 4.4 | 39.92 |  |  |  | 8.3 | 46.94 |  |  |  |  | 10 | 50 |  |  |  |  | -1.7 | 28.94
2001-10-07 | 4:00 | 10 | 50 | SUNDAY | #N/A | 1980-10-07 | 4:00 | 11.7 | 53.06 |  |  | 1999-10-07 | 4:00 | 4 | 39.2 |  |  | 2001-10-07 | 4:00 | 8.9 | 48.02 | [5 empty] | 10 | 50 |  |  |  | 14 | 57.2 |  |  |  |  | 2.8 | 37.04 |  |  |  |  | -1.1 | 30.02 | [5 empty] | 4.4 | 39.92 |  |  |  | 7.8 | 46.04 |  |  |  |  | 9.4 | 48.92 |  |  |  |  | -1.7 | 28.94
2001-10-07 | 5:00 | 9.4 | 48.92 | SUNDAY | #N/A | 1980-10-07 | 5:00 | 11.7 | 53.06 |  |  | 1999-10-07 | 5:00 | 4 | 39.2 |  |  | 2001-10-07 | 5:00 | 8.9 | 48.02 | [5 empty] | 9.4 | 48.92 |  |  |  | 14 | 57.2 |  |  |  |  | 2.8 | 37.04 |  |  |  |  | -1.7 | 28.94 | [5 empty] | 4.4 | 39.92 |  |  |  | 7.8 | 46.04 |  |  |  |  | 8.9 | 48.02 |  |  |  |  | -1.1 | 30.02
2001-10-07 | 6:00 | 8.9 | 48.02 | SUNDAY | #N/A | 1980-10-07 | 6:00 | 11.7 | 53.06 |  |  | 1999-10-07 | 6:00 | 2 | 35.6 |  |  | 2001-10-07 | 6:00 | 8.3 | 46.94 | [5 empty] | 8.9 | 48.02 |  |  |  | 15 | 59 |  |  |  |  | 3.3 | 37.94 |  |  |  |  | -0.6 | 30.92 | [5 empty] | 3.9 | 39.02 |  |  |  | 7.2 | 44.96 |  |  |  |  | 8.9 | 48.02 |  |  |  |  | -2.8 | 26.96
2001-10-07 | 7:00 | 8.9 | 48.02 | SUNDAY | #N/A | 1980-10-07 | 7:00 | 11.7 | 53.06 |  |  | 1999-10-07 | 7:00 | 4 | 39.2 |  |  | 2001-10-07 | 7:00 | 8.9 | 48.02 | [5 empty] | 10.6 | 51.08 |  |  |  | 14.6 | 58.28 |  |  |  |  | 3.3 | 37.94 |  |  |  |  | 0 | 32 | [5 empty] | 5 | 41 |  |  |  | 6.7 | 44.06 |  |  |  |  | 7.8 | 46.04 |  |  |  |  | -1.1 | 30.02
2001-10-07 | 8:00 | 9.4 | 48.92 | SUNDAY | #N/A | 1980-10-07 | 8:00 | 12.1 | 53.78 |  |  | 1999-10-07 | 8:00 | 5 | 41 |  |  | 2001-10-07 | 8:00 | 10 | 50 | [5 empty] | 13.3 | 55.94 |  |  |  | 16 | 60.8 |  |  |  |  | 4.4 | 39.92 |  |  |  |  | 3.3 | 37.94 | [5 empty] | 6.1 | 42.98 |  |  |  | 7.2 | 44.96 |  |  |  |  | 10 | 50 |  |  |  |  | 1.1 | 33.98
2001-10-07 | 9:00 | 10 | 50 | SUNDAY | #N/A | 1980-10-07 | 9:00 | 12.4 | 54.32 |  |  | 1999-10-07 | 9:00 | 6 | 42.8 |  |  | 2001-10-07 | 9:00 | 10.6 | 51.08 | [5 empty] | 13.9 | 57.02 |  |  |  | 17.2 | 62.96 |  |  |  |  | 6.1 | 42.98 |  |  |  |  | 6.1 | 42.98 | [5 empty] | 8.3 | 46.94 |  |  |  | 7.8 | 46.04 |  |  |  |  | 10 | 50 |  |  |  |  | 5 | 41
2001-10-07 | 10:00 | 11.1 | 51.98 | SUNDAY | #N/A | 1980-10-07 | 10:00 | 12.8 | 55.04 |  |  | 1999-10-07 | 10:00 | 6 | 42.8 |  |  | 2001-10-07 | 10:00 | 11.7 | 53.06 | [5 empty] | 13.9 | 57.02 |  |  |  | 18 | 64.4 |  |  |  |  | 7.8 | 46.04 |  |  |  |  | 8.3 | 46.94 | [5 empty] | 9.4 | 48.92 |  |  |  | 8.3 | 46.94 |  |  |  |  | 10.6 | 51.08 |  |  |  |  | 7.2 | 44.96
2001-10-07 | 11:00 | 12.2 | 53.96 | SUNDAY | #N/A | 1980-10-07 | 11:00 | 13.7 | 56.66 |  |  | 1999-10-07 | 11:00 | 9 | 48.2 |  |  | 2001-10-07 | 11:00 | 12.8 | 55.04 | [5 empty] | 15 | 59 |  |  |  | 22 | 71.6 |  |  |  |  | 8.9 | 48.02 |  |  |  |  | 9.4 | 48.92 | [5 empty] | 10.6 | 51.08 |  |  |  | 10.6 | 51.08 |  |  |  |  | 11.1 | 51.98 |  |  |  |  | 9.4 | 48.92
2001-10-07 | 12:00 | 13.3 | 55.94 | SUNDAY | #N/A | 1980-10-07 | 12:00 | 14.7 | 58.46 |  |  | 1999-10-07 | 12:00 | 9 | 48.2 |  |  | 2001-10-07 | 12:00 | 13.9 | 57.02 | [5 empty] | 16.1 | 60.98 |  |  |  | 23 | 73.4 |  |  |  |  | 10 | 50 |  |  |  |  | 10.6 | 51.08 | [5 empty] | 11.7 | 53.06 |  |  |  | 9.4 | 48.92 |  |  |  |  | 11.1 | 51.98 |  |  |  |  | 9.4 | 48.92
2001-10-07 | 13:00 | 13.3 | 55.94 | SUNDAY | #N/A | 1980-10-07 | 13:00 | 15.6 | 60.08 |  |  | 1999-10-07 | 13:00 | 9 | 48.2 |  |  | 2001-10-07 | 13:00 | 13.9 | 57.02 | [5 empty] | 15 | 59 |  |  |  | 22 | 71.6 |  |  |  |  | 11.7 | 53.06 |  |  |  |  | 11.1 | 51.98 | [5 empty] | 12.8 | 55.04 |  |  |  | 10.6 | 51.08 |  |  |  |  | 11.1 | 51.98 |  |  |  |  | 10.6 | 51.08
2001-10-07 | 14:00 | 13.3 | 55.94 | SUNDAY | #N/A | 1980-10-07 | 14:00 | 16 | 60.8 |  |  | 1999-10-07 | 14:00 | 11 | 51.8 |  |  | 2001-10-07 | 14:00 | 13.3 | 55.94 | [5 empty] | 16.7 | 62.06 |  |  |  | 22 | 71.6 |  |  |  |  | 12.2 | 53.96 |  |  |  |  | 12.2 | 53.96 | [5 empty] | 13.3 | 55.94 |  |  |  | 11.7 | 53.06 |  |  |  |  | 11.1 | 51.98 |  |  |  |  | 11.1 | 51.98
2001-10-07 | 15:00 | 12.8 | 55.04 | SUNDAY | #N/A | 1980-10-07 | 15:00 | 16.3 | 61.34 |  |  | 1999-10-07 | 15:00 | 11 | 51.8 |  |  | 2001-10-07 | 15:00 | 12.2 | 53.96 | [5 empty] | 16.1 | 60.98 |  |  |  | 21 | 69.8 |  |  |  |  | 12.8 | 55.04 |  |  |  |  | 13.3 | 55.94 | [5 empty] | 13.9 | 57.02 |  |  |  | 11.1 | 51.98 |  |  |  |  | 11.1 | 51.98 |  |  |  |  | 12.2 | 53.96
2001-10-07 | 16:00 | 12.8 | 55.04 | SUNDAY | #N/A | 1980-10-07 | 16:00 | 16.7 | 62.06 |  |  | 1999-10-07 | 16:00 | 11 | 51.8 |  |  | 2001-10-07 | 16:00 | 12.8 | 55.04 | [5 empty] | 15 | 59 |  |  |  | 20 | 68 |  |  |  |  | 12.8 | 55.04 |  |  |  |  | 13.3 | 55.94 | [5 empty] | 13.9 | 57.02 |  |  |  | 9.4 | 48.92 |  |  |  |  | 8.9 | 48.02 |  |  |  |  | 11.7 | 53.06
2001-10-07 | 17:00 | 12.2 | 53.96 | SUNDAY | #N/A | 1980-10-07 | 17:00 | 16.1 | 60.98 |  |  | 1999-10-07 | 17:00 | 10 | 50 |  |  | 2001-10-07 | 17:00 | 11.7 | 53.06 | [5 empty] | 13.9 | 57.02 |  |  |  | 18 | 64.4 |  |  |  |  | 12.2 | 53.96 |  |  |  |  | 11.7 | 53.06 | [5 empty] | 13.3 | 55.94 |  |  |  | 10 | 50 |  |  |  |  | 8.9 | 48.02 |  |  |  |  | 10.6 | 51.08
2001-10-07 | 18:00 | 11.7 | 53.06 | SUNDAY | #N/A | 1980-10-07 | 18:00 | 15.6 | 60.08 |  |  | 1999-10-07 | 18:00 | 7.2 | 44.96 |  |  | 2001-10-07 | 18:00 | 10.6 | 51.08 | [5 empty] | 12.2 | 53.96 |  |  |  | 16 | 60.8 |  |  |  |  | 10.6 | 51.08 |  |  |  |  | 8.9 | 48.02 | [5 empty] | 11.7 | 53.06 |  |  |  | 8.3 | 46.94 |  |  |  |  | 7.8 | 46.04 |  |  |  |  | 8.9 | 48.02
2001-10-07 | 19:00 | 10.6 | 51.08 | SUNDAY | #N/A | 1980-10-07 | 19:00 | 15 | 59 |  |  | 1999-10-07 | 19:00 | 5 | 41 |  |  | 2001-10-07 | 19:00 | 10 | 50 | [5 empty] | 12.8 | 55.04 |  |  |  | 15 | 59 |  |  |  |  | 10 | 50 |  |  |  |  | 6.1 | 42.98 | [5 empty] | 10 | 50 |  |  |  | 7.2 | 44.96 |  |  |  |  | 7.8 | 46.04 |  |  |  |  | 8.3 | 46.94
2001-10-07 | 20:00 | 10 | 50 | SUNDAY | #N/A | 1980-10-07 | 20:00 | 14.8 | 58.64 |  |  | 1999-10-07 | 20:00 | 5 | 41 |  |  | 2001-10-07 | 20:00 | 8.9 | 48.02 | [5 empty] | 12.8 | 55.04 |  |  |  | 13 | 55.4 |  |  |  |  | 8.9 | 48.02 |  |  |  |  | 3.9 | 39.02 | [5 empty] | 8.9 | 48.02 |  |  |  | 6.7 | 44.06 |  |  |  |  | 5.6 | 42.08 |  |  |  |  | 6.1 | 42.98
2001-10-07 | 21:00 | 10 | 50 | SUNDAY | #N/A | 1980-10-07 | 21:00 | 14.6 | 58.28 |  |  | 1999-10-07 | 21:00 | 4 | 39.2 |  |  | 2001-10-07 | 21:00 | 8.3 | 46.94 | [5 empty] | 12.2 | 53.96 |  |  |  | 11 | 51.8 |  |  |  |  | 8.9 | 48.02 |  |  |  |  | 5 | 41 | [5 empty] | 7.8 | 46.04 |  |  |  | 6.1 | 42.98 |  |  |  |  | 5.6 | 42.08 |  |  |  |  | 6.7 | 44.06
2001-10-07 | 22:00 | 8.9 | 48.02 | SUNDAY | #N/A | 1980-10-07 | 22:00 | 14.4 | 57.92 |  |  | 1999-10-07 | 22:00 | 4 | 39.2 |  |  | 2001-10-07 | 22:00 | 7.8 | 46.04 | [5 empty] | 11.7 | 53.06 |  |  |  | 9 | 48.2 |  |  |  |  | 8.9 | 48.02 |  |  |  |  | 4.4 | 39.92 | [5 empty] | 7.2 | 44.96 |  |  |  | 6.1 | 42.98 |  |  |  |  | 5.6 | 42.08 |  |  |  |  | 9.4 | 48.92
2001-10-07 | 23:00 | 8.3 | 46.94 | SUNDAY | #N/A | 1980-10-07 | 23:00 | 14 | 57.2 |  |  | 1999-10-07 | 23:00 | 3 | 37.4 |  |  | 2001-10-07 | 23:00 | 7.2 | 44.96 | [5 empty] | 10.6 | 51.08 |  |  |  | 8 | 46.4 |  |  |  |  | 7.8 | 46.04 |  |  |  |  | 4.4 | 39.92 | [5 empty] | 7.2 | 44.96 |  |  |  | 5 | 41 |  |  |  |  | 6.7 | 44.06 |  |  |  |  | 10.6 | 51.08
2001-10-07 | 24:00 | 8.3 | 46.94 | SUNDAY | #N/A | 1980-10-07 | 24:00 | 13.7 | 56.66 |  |  | 1999-10-07 | 24:00 | 3 | 37.4 |  |  | 2001-10-07 | 24:00 | 7.2 | 44.96 | [5 empty] | 8.9 | 48.02 |  |  |  | 7 | 44.6 |  |  |  |  | 7.8 | 46.04 |  |  |  |  | 5.6 | 42.08 | [5 empty] | 6.7 | 44.06 |  |  |  | 5 | 41 |  |  |  |  | 6.1 | 42.98 |  |  |  |  | 10.6 | 51.08
2001-10-08 | 1:00 | 7.2 | 44.96 | WEEKDAY | #N/A | 1980-10-08 | 1:00 | 13.3 | 55.94 |  |  | 1999-10-08 | 1:00 | 3 | 37.4 |  |  | 2001-10-08 | 1:00 | 7.2 | 44.96 | [5 empty] | 7.8 | 46.04 |  |  |  | 6 | 42.8 |  |  |  |  | 7.8 | 46.04 |  |  |  |  | 4.4 | 39.92 | [5 empty] | 7.2 | 44.96 |  |  |  | 5 | 41 |  |  |  |  | 5.6 | 42.08 |  |  |  |  | 11.1 | 51.98
2001-10-08 | 2:00 | 6.7 | 44.06 | WEEKDAY | #N/A | 1980-10-08 | 2:00 | 12.8 | 55.04 |  |  | 1999-10-08 | 2:00 | 3 | 37.4 |  |  | 2001-10-08 | 2:00 | 6.1 | 42.98 | [5 empty] | 6.7 | 44.06 |  |  |  | 4 | 39.2 |  |  |  |  | 6.7 | 44.06 |  |  |  |  | 5.6 | 42.08 | [5 empty] | 5.6 | 42.08 |  |  |  | 4.4 | 39.92 |  |  |  |  | 5.6 | 42.08 |  |  |  |  | 10.6 | 51.08
2001-10-08 | 3:00 | 6.1 | 42.98 | WEEKDAY | #N/A | 1980-10-08 | 3:00 | 12.2 | 53.96 |  |  | 1999-10-08 | 3:00 | 2 | 35.6 |  |  | 2001-10-08 | 3:00 | 5.6 | 42.08 | [5 empty] | 6.1 | 42.98 |  |  |  | 4 | 39.2 |  |  |  |  | 6.7 | 44.06 |  |  |  |  | 5 | 41 | [5 empty] | 5.6 | 42.08 |  |  |  | 4.4 | 39.92 |  |  |  |  | 5 | 41 |  |  |  |  | 10.6 | 51.08
2001-10-08 | 4:00 | 6.1 | 42.98 | WEEKDAY | #N/A | 1980-10-08 | 4:00 | 11.7 | 53.06 |  |  | 1999-10-08 | 4:00 | 2 | 35.6 |  |  | 2001-10-08 | 4:00 | 5.6 | 42.08 | [5 empty] | 3.9 | 39.02 |  |  |  | 4 | 39.2 |  |  |  |  | 7.2 | 44.96 |  |  |  |  | 5 | 41 | [5 empty] | 6.7 | 44.06 |  |  |  | 4.4 | 39.92 |  |  |  |  | 5.6 | 42.08 |  |  |  |  | 11.1 | 51.98
2001-10-08 | 5:00 | 6.1 | 42.98 | WEEKDAY | #N/A | 1980-10-08 | 5:00 | 11.7 | 53.06 |  |  | 1999-10-08 | 5:00 | 2 | 35.6 |  |  | 2001-10-08 | 5:00 | 5 | 41 | [5 empty] | 5 | 41 |  |  |  | 3 | 37.4 |  |  |  |  | 6.1 | 42.98 |  |  |  |  | 5.6 | 42.08 | [5 empty] | 5.6 | 42.08 |  |  |  | 3.9 | 39.02 |  |  |  |  | 5.6 | 42.08 |  |  |  |  | 11.7 | 53.06
2001-10-08 | 6:00 | 5.6 | 42.08 | WEEKDAY | #N/A | 1980-10-08 | 6:00 | 11.7 | 53.06 |  |  | 1999-10-08 | 6:00 | 2 | 35.6 |  |  | 2001-10-08 | 6:00 | 4.4 | 39.92 | [5 empty] | 4.4 | 39.92 |  |  |  | 3 | 37.4 |  |  |  |  | 6.1 | 42.98 |  |  |  |  | 5 | 41 | [5 empty] | 6.1 | 42.98 |  |  |  | 3.9 | 39.02 |  |  |  |  | 5 | 41 |  |  |  |  | 11.1 | 51.98
2001-10-08 | 7:00 | 5.6 | 42.08 | WEEKDAY | #N/A | 1980-10-08 | 7:00 | 11.7 | 53.06 |  |  | 1999-10-08 | 7:00 | 5 | 41 |  |  | 2001-10-08 | 7:00 | 5 | 41 | [5 empty] | 5.6 | 42.08 |  |  |  | 4 | 39.2 |  |  |  |  | 7.2 | 44.96 |  |  |  |  | 5.6 | 42.08 | [5 empty] | 8.3 | 46.94 |  |  |  | 4.4 | 39.92 |  |  |  |  | 5 | 41 |  |  |  |  | 11.7 | 53.06
2001-10-08 | 8:00 | 6.1 | 42.98 | WEEKDAY | #N/A | 1980-10-08 | 8:00 | 13.4 | 56.12 |  |  | 1999-10-08 | 8:00 | 9 | 48.2 |  |  | 2001-10-08 | 8:00 | 6.1 | 42.98 | [5 empty] | 7.8 | 46.04 |  |  |  | 8 | 46.4 |  |  |  |  | 9.4 | 48.92 |  |  |  |  | 7.8 | 46.04 | [5 empty] | 12.2 | 53.96 |  |  |  | 5 | 41 |  |  |  |  | 5 | 41 |  |  |  |  | 12.2 | 53.96
2001-10-08 | 9:00 | 7.2 | 44.96 | WEEKDAY | #N/A | 1980-10-08 | 9:00 | 15 | 59 |  |  | 1999-10-08 | 9:00 | 11 | 51.8 |  |  | 2001-10-08 | 9:00 | 7.2 | 44.96 | [5 empty] | 9.4 | 48.92 |  |  |  | 11 | 51.8 |  |  |  |  | 11.1 | 51.98 |  |  |  |  | 10 | 50 | [5 empty] | 14.4 | 57.92 |  |  |  | 6.1 | 42.98 |  |  |  |  | 6.1 | 42.98 |  |  |  |  | 13.9 | 57.02
2001-10-08 | 10:00 | 7.8 | 46.04 | WEEKDAY | #N/A | 1980-10-08 | 10:00 | 16.7 | 62.06 |  |  | 1999-10-08 | 10:00 | 12 | 53.6 |  |  | 2001-10-08 | 10:00 | 8.3 | 46.94 | [5 empty] | 10.6 | 51.08 |  |  |  | 13 | 55.4 |  |  |  |  | 13.3 | 55.94 |  |  |  |  | 13.3 | 55.94 | [5 empty] | 15.6 | 60.08 |  |  |  | 7.2 | 44.96 |  |  |  |  | 6.1 | 42.98 |  |  |  |  | 15.6 | 60.08
2001-10-08 | 11:00 | 8.9 | 48.02 | WEEKDAY | #N/A | 1980-10-08 | 11:00 | 17.6 | 63.68 |  |  | 1999-10-08 | 11:00 | 14 | 57.2 |  |  | 2001-10-08 | 11:00 | 9.4 | 48.92 | [5 empty] | 11.1 | 51.98 |  |  |  | 13 | 55.4 |  |  |  |  | 15.6 | 60.08 |  |  |  |  | 16.1 | 60.98 | [5 empty] | 17.2 | 62.96 |  |  |  | 6.7 | 44.06 |  |  |  |  | 7.2 | 44.96 |  |  |  |  | 16.1 | 60.98
2001-10-08 | 12:00 | 10 | 50 | WEEKDAY | #N/A | 1980-10-08 | 12:00 | 18.5 | 65.3 |  |  | 1999-10-08 | 12:00 | 15 | 59 |  |  | 2001-10-08 | 12:00 | 10.6 | 51.08 | [5 empty] | 11.7 | 53.06 |  |  |  | 14 | 57.2 |  |  |  |  | 16.7 | 62.06 |  |  |  |  | 17.2 | 62.96 | [5 empty] | 17.8 | 64.04 |  |  |  | 6.1 | 42.98 |  |  |  |  | 7.8 | 46.04 |  |  |  |  | 16.7 | 62.06
2001-10-08 | 13:00 | 11.1 | 51.98 | WEEKDAY | #N/A | 1980-10-08 | 13:00 | 19.4 | 66.92 |  |  | 1999-10-08 | 13:00 | 15 | 59 |  |  | 2001-10-08 | 13:00 | 11.1 | 51.98 | [5 empty] | 12.2 | 53.96 |  |  |  | 14 | 57.2 |  |  |  |  | 18.3 | 64.94 |  |  |  |  | 18.3 | 64.94 | [5 empty] | 18.3 | 64.94 |  |  |  | 6.1 | 42.98 |  |  |  |  | 7.2 | 44.96 |  |  |  |  | 15.6 | 60.08
2001-10-08 | 14:00 | 11.7 | 53.06 | WEEKDAY | #N/A | 1980-10-08 | 14:00 | 19.8 | 67.64 |  |  | 1999-10-08 | 14:00 | 15 | 59 |  |  | 2001-10-08 | 14:00 | 12.2 | 53.96 | [5 empty] | 11.7 | 53.06 |  |  |  | 15 | 59 |  |  |  |  | 20 | 68 |  |  |  |  | 20.6 | 69.08 | [5 empty] | 18.9 | 66.02 |  |  |  | 6.7 | 44.06 |  |  |  |  | 6.1 | 42.98 |  |  |  |  | 12.8 | 55.04
2001-10-08 | 15:00 | 12.2 | 53.96 | WEEKDAY | #N/A | 1980-10-08 | 15:00 | 20.2 | 68.36 |  |  | 1999-10-08 | 15:00 | 15 | 59 |  |  | 2001-10-08 | 15:00 | 12.2 | 53.96 | [5 empty] | 12.2 | 53.96 |  |  |  | 14 | 57.2 |  |  |  |  | 19.4 | 66.92 |  |  |  |  | 20.6 | 69.08 | [5 empty] | 18.3 | 64.94 |  |  |  | 6.1 | 42.98 |  |  |  |  | 5.6 | 42.08 |  |  |  |  | 11.7 | 53.06
2001-10-08 | 16:00 | 11.7 | 53.06 | WEEKDAY | #N/A | 1980-10-08 | 16:00 | 20.6 | 69.08 |  |  | 1999-10-08 | 16:00 | 15 | 59 |  |  | 2001-10-08 | 16:00 | 12.2 | 53.96 | [5 empty] | 11.7 | 53.06 |  |  |  | 15 | 59 |  |  |  |  | 19.4 | 66.92 |  |  |  |  | 20.6 | 69.08 | [5 empty] | 19.4 | 66.92 |  |  |  | 6.7 | 44.06 |  |  |  |  | 6.1 | 42.98 |  |  |  |  | 12.2 | 53.96
2001-10-08 | 17:00 | 12.2 | 53.96 | WEEKDAY | #N/A | 1980-10-08 | 17:00 | 20.2 | 68.36 |  |  | 1999-10-08 | 17:00 | 14.3 | 57.74 |  |  | 2001-10-08 | 17:00 | 10.6 | 51.08 | [5 empty] | 10.6 | 51.08 |  |  |  | 13 | 55.4 |  |  |  |  | 17.8 | 64.04 |  |  |  |  | 18.9 | 66.02 | [5 empty] | 18.9 | 66.02 |  |  |  | 4.4 | 39.92 |  |  |  |  | 5 | 41 |  |  |  |  | 12.8 | 55.04
2001-10-08 | 18:00 | 11.1 | 51.98 | WEEKDAY | #N/A | 1980-10-08 | 18:00 | 19.8 | 67.64 |  |  | 1999-10-08 | 18:00 | 13.4 | 56.12 |  |  | 2001-10-08 | 18:00 | 10 | 50 | [5 empty] | 8.9 | 48.02 |  |  |  | 10 | 50 |  |  |  |  | 16.1 | 60.98 |  |  |  |  | 18.3 | 64.94 | [5 empty] | 15 | 59 |  |  |  | 4.4 | 39.92 |  |  |  |  | 4.4 | 39.92 |  |  |  |  | 13.3 | 55.94
2001-10-08 | 19:00 | 11.1 | 51.98 | WEEKDAY | #N/A | 1980-10-08 | 19:00 | 19.4 | 66.92 |  |  | 1999-10-08 | 19:00 | 13 | 55.4 |  |  | 2001-10-08 | 19:00 | 9.4 | 48.92 | [5 empty] | 8.3 | 46.94 |  |  |  | 8 | 46.4 |  |  |  |  | 16.1 | 60.98 |  |  |  |  | 17.2 | 62.96 | [5 empty] | 13.3 | 55.94 |  |  |  | 4.4 | 39.92 |  |  |  |  | 5 | 41 |  |  |  |  | 13.3 | 55.94
2001-10-08 | 20:00 | 10.6 | 51.08 | WEEKDAY | #N/A | 1980-10-08 | 20:00 | 18.9 | 66.02 |  |  | 1999-10-08 | 20:00 | 13 | 55.4 |  |  | 2001-10-08 | 20:00 | 8.3 | 46.94 | [5 empty] | 8.3 | 46.94 |  |  |  | 7 | 44.6 |  |  |  |  | 15.6 | 60.08 |  |  |  |  | 17.2 | 62.96 | [5 empty] | 12.8 | 55.04 |  |  |  | 4.4 | 39.92 |  |  |  |  | 5 | 41 |  |  |  |  | 13.9 | 57.02
2001-10-08 | 21:00 | 10 | 50 | WEEKDAY | #N/A | 1980-10-08 | 21:00 | 18.3 | 64.94 |  |  | 1999-10-08 | 21:00 | 13 | 55.4 |  |  | 2001-10-08 | 21:00 | 7.8 | 46.04 | [5 empty] | 7.8 | 46.04 |  |  |  | 7 | 44.6 |  |  |  |  | 14.4 | 57.92 |  |  |  |  | 16.7 | 62.06 | [5 empty] | 12.8 | 55.04 |  |  |  | 3.9 | 39.02 |  |  |  |  | 4.4 | 39.92 |  |  |  |  | 13.9 | 57.02
2001-10-08 | 22:00 | 9.4 | 48.92 | WEEKDAY | #N/A | 1980-10-08 | 22:00 | 17.8 | 64.04 |  |  | 1999-10-08 | 22:00 | 13 | 55.4 |  |  | 2001-10-08 | 22:00 | 6.7 | 44.06 | [5 empty] | 6.7 | 44.06 |  |  |  | 6 | 42.8 |  |  |  |  | 14.4 | 57.92 |  |  |  |  | 16.1 | 60.98 | [5 empty] | 12.2 | 53.96 |  |  |  | 3.9 | 39.02 |  |  |  |  | 5 | 41 |  |  |  |  | 14.4 | 57.92
2001-10-08 | 23:00 | 9.4 | 48.92 | WEEKDAY | #N/A | 1980-10-08 | 23:00 | 17.4 | 63.32 |  |  | 1999-10-08 | 23:00 | 13.5 | 56.3 |  |  | 2001-10-08 | 23:00 | 7.2 | 44.96 | [5 empty] | 6.7 | 44.06 |  |  |  | 6 | 42.8 |  |  |  |  | 13.3 | 55.94 |  |  |  |  | 16.1 | 60.98 | [5 empty] | 12.2 | 53.96 |  |  |  | 3.9 | 39.02 |  |  |  |  | 4.4 | 39.92 |  |  |  |  | 14.4 | 57.92
2001-10-08 | 24:00 | 8.9 | 48.02 | WEEKDAY | #N/A | 1980-10-08 | 24:00 | 17.1 | 62.78 |  |  | 1999-10-08 | 24:00 | 14 | 57.2 |  |  | 2001-10-08 | 24:00 | 6.1 | 42.98 | [5 empty] | 6.1 | 42.98 |  |  |  | 5 | 41 |  |  |  |  | 13.3 | 55.94 |  |  |  |  | 15.6 | 60.08 | [5 empty] | 12.2 | 53.96 |  |  |  | 3.9 | 39.02 |  |  |  |  | 3.3 | 37.94 |  |  |  |  | 14.4 | 57.92
2001-10-09 | 1:00 | 8.9 | 48.02 | WEEKDAY | #N/A | 1980-10-09 | 1:00 | 16.7 | 62.06 |  |  | 1999-10-09 | 1:00 | 15 | 59 |  |  | 2001-10-09 | 1:00 | 5 | 41 | [5 empty] | 5.6 | 42.08 |  |  |  | 5 | 41 |  |  |  |  | 13.3 | 55.94 |  |  |  |  | 15.6 | 60.08 | [5 empty] | 14.4 | 57.92 |  |  |  | 3.9 | 39.02 |  |  |  |  | 3.3 | 37.94 |  |  |  |  | 13.3 | 55.94
2001-10-09 | 2:00 | 8.3 | 46.94 | WEEKDAY | #N/A | 1980-10-09 | 2:00 | 16.1 | 60.98 |  |  | 1999-10-09 | 2:00 | 15 | 59 |  |  | 2001-10-09 | 2:00 | 3.9 | 39.02 | [5 empty] | 5.6 | 42.08 |  |  |  | 6 | 42.8 |  |  |  |  | 12.8 | 55.04 |  |  |  |  | 15 | 59 | [5 empty] | 15.6 | 60.08 |  |  |  | 2.8 | 37.04 |  |  |  |  | 2.8 | 37.04 |  |  |  |  | 13.3 | 55.94
2001-10-09 | 3:00 | 6.7 | 44.06 | WEEKDAY | #N/A | 1980-10-09 | 3:00 | 15.6 | 60.08 |  |  | 1999-10-09 | 3:00 | 14.6 | 58.28 |  |  | 2001-10-09 | 3:00 | 4.4 | 39.92 | [5 empty] | 5 | 41 |  |  |  | 5 | 41 |  |  |  |  | 12.8 | 55.04 |  |  |  |  | 14.4 | 57.92 | [5 empty] | 15.6 | 60.08 |  |  |  | 2.8 | 37.04 |  |  |  |  | 2.8 | 37.04 |  |  |  |  | 8.9 | 48.02
2001-10-09 | 4:00 | 7.8 | 46.04 | WEEKDAY | #N/A | 1980-10-09 | 4:00 | 15 | 59 |  |  | 1999-10-09 | 4:00 | 14 | 57.2 |  |  | 2001-10-09 | 4:00 | 2.2 | 35.96 | [5 empty] | 4.4 | 39.92 |  |  |  | 4 | 39.2 |  |  |  |  | 12.8 | 55.04 |  |  |  |  | 13.9 | 57.02 | [5 empty] | 15.6 | 60.08 |  |  |  | 2.2 | 35.96 |  |  |  |  | 1.7 | 35.06 |  |  |  |  | 8.3 | 46.94
2001-10-09 | 5:00 | 7.8 | 46.04 | WEEKDAY | #N/A | 1980-10-09 | 5:00 | 15.2 | 59.36 |  |  | 1999-10-09 | 5:00 | 14.4 | 57.92 |  |  | 2001-10-09 | 5:00 | 3.3 | 37.94 | [5 empty] | 4.4 | 39.92 |  |  |  | 4 | 39.2 |  |  |  |  | 12.2 | 53.96 |  |  |  |  | 12.8 | 55.04 | [5 empty] | 14.4 | 57.92 |  |  |  | 2.8 | 37.04 |  |  |  |  | 1.7 | 35.06 |  |  |  |  | 7.8 | 46.04
2001-10-09 | 6:00 | 7.2 | 44.96 | WEEKDAY | #N/A | 1980-10-09 | 6:00 | 15.4 | 59.72 |  |  | 1999-10-09 | 6:00 | 15 | 59 |  |  | 2001-10-09 | 6:00 | 2.2 | 35.96 | [5 empty] | 4.4 | 39.92 |  |  |  | 4 | 39.2 |  |  |  |  | 11.7 | 53.06 |  |  |  |  | 12.8 | 55.04 | [5 empty] | 13.9 | 57.02 |  |  |  | 2.2 | 35.96 |  |  |  |  | 1.7 | 35.06 |  |  |  |  | 6.1 | 42.98
2001-10-09 | 7:00 | 7.8 | 46.04 | WEEKDAY | #N/A | 1980-10-09 | 7:00 | 15.6 | 60.08 |  |  | 1999-10-09 | 7:00 | 15 | 59 |  |  | 2001-10-09 | 7:00 | 4.4 | 39.92 | [5 empty] | 4.4 | 39.92 |  |  |  | 5 | 41 |  |  |  |  | 11.7 | 53.06 |  |  |  |  | 12.8 | 55.04 | [5 empty] | 12.8 | 55.04 |  |  |  | 2.2 | 35.96 |  |  |  |  | 1.7 | 35.06 |  |  |  |  | 6.1 | 42.98
2001-10-09 | 8:00 | 9.4 | 48.92 | WEEKDAY | #N/A | 1980-10-09 | 8:00 | 16.3 | 61.34 |  |  | 1999-10-09 | 8:00 | 15.2 | 59.36 |  |  | 2001-10-09 | 8:00 | 8.9 | 48.02 | [5 empty] | 5.6 | 42.08 |  |  |  | 7 | 44.6 |  |  |  |  | 13.3 | 55.94 |  |  |  |  | 15 | 59 | [5 empty] | 10 | 50 |  |  |  | 3.9 | 39.02 |  |  |  |  | 4.4 | 39.92 |  |  |  |  | 6.7 | 44.06
2001-10-09 | 9:00 | 11.1 | 51.98 | WEEKDAY | #N/A | 1980-10-09 | 9:00 | 17.1 | 62.78 |  |  | 1999-10-09 | 9:00 | 15 | 59 |  |  | 2001-10-09 | 9:00 | 10.6 | 51.08 | [5 empty] | 7.8 | 46.04 |  |  |  | 9 | 48.2 |  |  |  |  | 13.9 | 57.02 |  |  |  |  | 17.2 | 62.96 | [5 empty] | 8.3 | 46.94 |  |  |  | 7.2 | 44.96 |  |  |  |  | 6.7 | 44.06 |  |  |  |  | 6.1 | 42.98
2001-10-09 | 10:00 | 11.7 | 53.06 | WEEKDAY | #N/A | 1980-10-09 | 10:00 | 17.8 | 64.04 |  |  | 1999-10-09 | 10:00 | 17.1 | 62.78 |  |  | 2001-10-09 | 10:00 | 11.7 | 53.06 | [5 empty] | 8.9 | 48.02 |  |  |  | 11 | 51.8 |  |  |  |  | 13.3 | 55.94 |  |  |  |  | 18.3 | 64.94 | [5 empty] | 7.8 | 46.04 |  |  |  | 10.6 | 51.08 |  |  |  |  | 9.4 | 48.92 |  |  |  |  | 8.3 | 46.94
2001-10-09 | 11:00 | 12.8 | 55.04 | WEEKDAY | #N/A | 1980-10-09 | 11:00 | 18.5 | 65.3 |  |  | 1999-10-09 | 11:00 | 19 | 66.2 |  |  | 2001-10-09 | 11:00 | 12.8 | 55.04 | [5 empty] | 10 | 50 |  |  |  | 14 | 57.2 |  |  |  |  | 11.1 | 51.98 |  |  |  |  | 18.3 | 64.94 | [5 empty] | 8.3 | 46.94 |  |  |  | 11.1 | 51.98 |  |  |  |  | 11.1 | 51.98 |  |  |  |  | 7.2 | 44.96
2001-10-09 | 12:00 | 13.9 | 57.02 | WEEKDAY | #N/A | 1980-10-09 | 12:00 | 19.3 | 66.74 |  |  | 1999-10-09 | 12:00 | 20 | 68 |  |  | 2001-10-09 | 12:00 | 13.9 | 57.02 | [5 empty] | 10.6 | 51.08 |  |  |  | 16 | 60.8 |  |  |  |  | 10 | 50 |  |  |  |  | 15 | 59 | [5 empty] | 8.9 | 48.02 |  |  |  | 11.7 | 53.06 |  |  |  |  | 12.2 | 53.96 |  |  |  |  | 7.2 | 44.96
2001-10-09 | 13:00 | 15 | 59 | WEEKDAY | #N/A | 1980-10-09 | 13:00 | 20 | 68 |  |  | 1999-10-09 | 13:00 | 20.4 | 68.72 |  |  | 2001-10-09 | 13:00 | 13.3 | 55.94 | [5 empty] | 11.1 | 51.98 |  |  |  | 16 | 60.8 |  |  |  |  | 9.4 | 48.92 |  |  |  |  | 14.4 | 57.92 | [5 empty] | 8.3 | 46.94 |  |  |  | 12.2 | 53.96 |  |  |  |  | 14.4 | 57.92 |  |  |  |  | 6.7 | 44.06
2001-10-09 | 14:00 | 15.6 | 60.08 | WEEKDAY | #N/A | 1980-10-09 | 14:00 | 20 | 68 |  |  | 1999-10-09 | 14:00 | 20.6 | 69.08 |  |  | 2001-10-09 | 14:00 | 13.9 | 57.02 | [5 empty] | 9.4 | 48.92 |  |  |  | 16 | 60.8 |  |  |  |  | 8.9 | 48.02 |  |  |  |  | 11.1 | 51.98 | [5 empty] | 8.3 | 46.94 |  |  |  | 12.2 | 53.96 |  |  |  |  | 13.3 | 55.94 |  |  |  |  | 7.8 | 46.04
2001-10-09 | 15:00 | 15.6 | 60.08 | WEEKDAY | #N/A | 1980-10-09 | 15:00 | 20 | 68 |  |  | 1999-10-09 | 15:00 | 20.5 | 68.9 |  |  | 2001-10-09 | 15:00 | 13.3 | 55.94 | [5 empty] | 10 | 50 |  |  |  | 17 | 62.6 |  |  |  |  | 7.8 | 46.04 |  |  |  |  | 9.4 | 48.92 | [5 empty] | 7.8 | 46.04 |  |  |  | 12.8 | 55.04 |  |  |  |  | 15 | 59 |  |  |  |  | 8.3 | 46.94
2001-10-09 | 16:00 | 15 | 59 | WEEKDAY | #N/A | 1980-10-09 | 16:00 | 20 | 68 |  |  | 1999-10-09 | 16:00 | 20 | 68 |  |  | 2001-10-09 | 16:00 | 13.9 | 57.02 | [5 empty] | 8.9 | 48.02 |  |  |  | 16 | 60.8 |  |  |  |  | 7.8 | 46.04 |  |  |  |  | 8.3 | 46.94 | [5 empty] | 7.8 | 46.04 |  |  |  | 13.3 | 55.94 |  |  |  |  | 14.4 | 57.92 |  |  |  |  | 6.1 | 42.98
2001-10-09 | 17:00 | 14.4 | 57.92 | WEEKDAY | #N/A | 1980-10-09 | 17:00 | 18.9 | 66.02 |  |  | 1999-10-09 | 17:00 | 19 | 66.2 |  |  | 2001-10-09 | 17:00 | 13.9 | 57.02 | [5 empty] | 7.8 | 46.04 |  |  |  | 15 | 59 |  |  |  |  | 6.7 | 44.06 |  |  |  |  | 7.8 | 46.04 | [5 empty] | 7.2 | 44.96 |  |  |  | 12.8 | 55.04 |  |  |  |  | 13.9 | 57.02 |  |  |  |  | 5.6 | 42.08
2001-10-09 | 18:00 | 14.4 | 57.92 | WEEKDAY | #N/A | 1980-10-09 | 18:00 | 17.8 | 64.04 |  |  | 1999-10-09 | 18:00 | 18 | 64.4 |  |  | 2001-10-09 | 18:00 | 11.1 | 51.98 | [5 empty] | 7.2 | 44.96 |  |  |  | 14 | 57.2 |  |  |  |  | 6.1 | 42.98 |  |  |  |  | 7.8 | 46.04 | [5 empty] | 6.7 | 44.06 |  |  |  | 11.1 | 51.98 |  |  |  |  | 10 | 50 |  |  |  |  | 4.4 | 39.92
2001-10-09 | 19:00 | 14.4 | 57.92 | WEEKDAY | #N/A | 1980-10-09 | 19:00 | 16.7 | 62.06 |  |  | 1999-10-09 | 19:00 | 17 | 62.6 |  |  | 2001-10-09 | 19:00 | 12.2 | 53.96 | [5 empty] | 6.7 | 44.06 |  |  |  | 14 | 57.2 |  |  |  |  | 5.6 | 42.08 |  |  |  |  | 7.8 | 46.04 | [5 empty] | 6.1 | 42.98 |  |  |  | 11.7 | 53.06 |  |  |  |  | 9.4 | 48.92 |  |  |  |  | 4.4 | 39.92
2001-10-09 | 20:00 | 14.4 | 57.92 | WEEKDAY | #N/A | 1980-10-09 | 20:00 | 15.2 | 59.36 |  |  | 1999-10-09 | 20:00 | 16.5 | 61.7 |  |  | 2001-10-09 | 20:00 | 12.8 | 55.04 | [5 empty] | 6.1 | 42.98 |  |  |  | 14 | 57.2 |  |  |  |  | 5 | 41 |  |  |  |  | 7.2 | 44.96 | [5 empty] | 5.6 | 42.08 |  |  |  | 9.4 | 48.92 |  |  |  |  | 8.9 | 48.02 |  |  |  |  | 3.3 | 37.94
2001-10-09 | 21:00 | 13.3 | 55.94 | WEEKDAY | #N/A | 1980-10-09 | 21:00 | 13.7 | 56.66 |  |  | 1999-10-09 | 21:00 | 16 | 60.8 |  |  | 2001-10-09 | 21:00 | 11.1 | 51.98 | [5 empty] | 5.6 | 42.08 |  |  |  | 14 | 57.2 |  |  |  |  | 4.4 | 39.92 |  |  |  |  | 5.6 | 42.08 | [5 empty] | 3.3 | 37.94 |  |  |  | 8.9 | 48.02 |  |  |  |  | 8.9 | 48.02 |  |  |  |  | 2.2 | 35.96
2001-10-09 | 22:00 | 13.3 | 55.94 | WEEKDAY | #N/A | 1980-10-09 | 22:00 | 12.2 | 53.96 |  |  | 1999-10-09 | 22:00 | 16 | 60.8 |  |  | 2001-10-09 | 22:00 | 11.7 | 53.06 | [5 empty] | 5 | 41 |  |  |  | 14 | 57.2 |  |  |  |  | 3.3 | 37.94 |  |  |  |  | 6.1 | 42.98 | [5 empty] | 3.3 | 37.94 |  |  |  | 8.3 | 46.94 |  |  |  |  | 8.3 | 46.94 |  |  |  |  | 1.7 | 35.06
2001-10-09 | 23:00 | 12.2 | 53.96 | WEEKDAY | #N/A | 1980-10-09 | 23:00 | 11.5 | 52.7 |  |  | 1999-10-09 | 23:00 | 16 | 60.8 |  |  | 2001-10-09 | 23:00 | 11.1 | 51.98 | [5 empty] | 5 | 41 |  |  |  | 14 | 57.2 |  |  |  |  | 2.8 | 37.04 |  |  |  |  | 5.6 | 42.08 | [5 empty] | 3.3 | 37.94 |  |  |  | 11.1 | 51.98 |  |  |  |  | 8.3 | 46.94 |  |  |  |  | 1.1 | 33.98
2001-10-09 | 24:00 | 12.2 | 53.96 | WEEKDAY | #N/A | 1980-10-09 | 24:00 | 10.7 | 51.26 |  |  | 1999-10-09 | 24:00 | 15 | 59 |  |  | 2001-10-09 | 24:00 | 11.7 | 53.06 | [5 empty] | 3.9 | 39.02 |  |  |  | 14 | 57.2 |  |  |  |  | 1.7 | 35.06 |  |  |  |  | 5.6 | 42.08 | [5 empty] | 2.2 | 35.96 |  |  |  | 11.7 | 53.06 |  |  |  |  | 8.9 | 48.02 |  |  |  |  | 0.6 | 33.08
2001-10-10 | 1:00 | 11.7 | 53.06 | WEEKDAY | #N/A | 1980-10-10 | 1:00 | 10 | 50 |  |  | 1999-10-10 | 1:00 | 16 | 60.8 |  |  | 2001-10-10 | 1:00 | 11.1 | 51.98 | [5 empty] | 4.4 | 39.92 |  |  |  | 13 | 55.4 |  |  |  |  | 1.1 | 33.98 |  |  |  |  | 5 | 41 | [5 empty] | 1.1 | 33.98 |  |  |  | 11.7 | 53.06 |  |  |  |  | 9.4 | 48.92 |  |  |  |  | 0.6 | 33.08
2001-10-10 | 2:00 | 12.2 | 53.96 | WEEKDAY | #N/A | 1980-10-10 | 2:00 | 9.6 | 49.28 |  |  | 1999-10-10 | 2:00 | 16 | 60.8 |  |  | 2001-10-10 | 2:00 | 11.7 | 53.06 | [5 empty] | 3.9 | 39.02 |  |  |  | 12 | 53.6 |  |  |  |  | 0.6 | 33.08 |  |  |  |  | 4.4 | 39.92 | [5 empty] | 0 | 32 |  |  |  | 11.1 | 51.98 |  |  |  |  | 10 | 50 |  |  |  |  | -0.6 | 30.92
2001-10-10 | 3:00 | 11.7 | 53.06 | WEEKDAY | #N/A | 1980-10-10 | 3:00 | 9.3 | 48.74 |  |  | 1999-10-10 | 3:00 | 16.1 | 60.98 |  |  | 2001-10-10 | 3:00 | 10.6 | 51.08 | [5 empty] | 1.1 | 33.98 |  |  |  | 12 | 53.6 |  |  |  |  | 0 | 32 |  |  |  |  | 3.9 | 39.02 | [5 empty] | -1.7 | 28.94 |  |  |  | 10.6 | 51.08 |  |  |  |  | 10.6 | 51.08 |  |  |  |  | -0.6 | 30.92
2001-10-10 | 4:00 | 11.1 | 51.98 | WEEKDAY | #N/A | 1980-10-10 | 4:00 | 8.9 | 48.02 |  |  | 1999-10-10 | 4:00 | 16 | 60.8 |  |  | 2001-10-10 | 4:00 | 10.6 | 51.08 | [5 empty] | 1.1 | 33.98 |  |  |  | 13 | 55.4 |  |  |  |  | -0.6 | 30.92 |  |  |  |  | 2.2 | 35.96 | [5 empty] | -1.7 | 28.94 |  |  |  | 10 | 50 |  |  |  |  | 11.7 | 53.06 |  |  |  |  | -1.1 | 30.02
2001-10-10 | 5:00 | 10.6 | 51.08 | WEEKDAY | #N/A | 1980-10-10 | 5:00 | 8.7 | 47.66 |  |  | 1999-10-10 | 5:00 | 16 | 60.8 |  |  | 2001-10-10 | 5:00 | 10 | 50 | [5 empty] | 0.6 | 33.08 |  |  |  | 13 | 55.4 |  |  |  |  | -1.1 | 30.02 |  |  |  |  | 1.7 | 35.06 | [5 empty] | -2.2 | 28.04 |  |  |  | 10 | 50 |  |  |  |  | 11.7 | 53.06 |  |  |  |  | -1.7 | 28.94
2001-10-10 | 6:00 | 10.6 | 51.08 | WEEKDAY | #N/A | 1980-10-10 | 6:00 | 8.5 | 47.3 |  |  | 1999-10-10 | 6:00 | 15 | 59 |  |  | 2001-10-10 | 6:00 | 8.3 | 46.94 | [5 empty] | 1.1 | 33.98 |  |  |  | 12 | 53.6 |  |  |  |  | -1.7 | 28.94 |  |  |  |  | 1.1 | 33.98 | [5 empty] | -2.8 | 26.96 |  |  |  | 10 | 50 |  |  |  |  | 12.8 | 55.04 |  |  |  |  | -3.9 | 24.98
2001-10-10 | 7:00 | 11.1 | 51.98 | WEEKDAY | #N/A | 1980-10-10 | 7:00 | 8.3 | 46.94 |  |  | 1999-10-10 | 7:00 | 16 | 60.8 |  |  | 2001-10-10 | 7:00 | 10 | 50 | [5 empty] | 2.2 | 35.96 |  |  |  | 12 | 53.6 |  |  |  |  | -1.1 | 30.02 |  |  |  |  | 0.6 | 33.08 | [5 empty] | -1.7 | 28.94 |  |  |  | 10.6 | 51.08 |  |  |  |  | 12.8 | 55.04 |  |  |  |  | -3.3 | 26.06
2001-10-10 | 8:00 | 12.8 | 55.04 | WEEKDAY | #N/A | 1980-10-10 | 8:00 | 9.2 | 48.56 |  |  | 1999-10-10 | 8:00 | 16 | 60.8 |  |  | 2001-10-10 | 8:00 | 11.7 | 53.06 | [5 empty] | 5 | 41 |  |  |  | 12 | 53.6 |  |  |  |  | 0.6 | 33.08 |  |  |  |  | 3.3 | 37.94 | [5 empty] | 1.7 | 35.06 |  |  |  | 11.7 | 53.06 |  |  |  |  | 12.8 | 55.04 |  |  |  |  | 1.1 | 33.98
2001-10-10 | 9:00 | 13.9 | 57.02 | WEEKDAY | #N/A | 1980-10-10 | 9:00 | 10.2 | 50.36 |  |  | 1999-10-10 | 9:00 | 17 | 62.6 |  |  | 2001-10-10 | 9:00 | 13.3 | 55.94 | [5 empty] | 6.7 | 44.06 |  |  |  | 13 | 55.4 |  |  |  |  | 1.7 | 35.06 |  |  |  |  | 5 | 41 | [5 empty] | 3.3 | 37.94 |  |  |  | 14.4 | 57.92 |  |  |  |  | 15.6 | 60.08 |  |  |  |  | 3.3 | 37.94
2001-10-10 | 10:00 | 15 | 59 | WEEKDAY | #N/A | 1980-10-10 | 10:00 | 11.1 | 51.98 |  |  | 1999-10-10 | 10:00 | 17 | 62.6 |  |  | 2001-10-10 | 10:00 | 14.4 | 57.92 | [5 empty] | 8.3 | 46.94 |  |  |  | 13 | 55.4 |  |  |  |  | 3.3 | 37.94 |  |  |  |  | 5.6 | 42.08 | [5 empty] | 4.4 | 39.92 |  |  |  | 15.6 | 60.08 |  |  |  |  | 17.2 | 62.96 |  |  |  |  | 5 | 41
2001-10-10 | 11:00 | 16.7 | 62.06 | WEEKDAY | #N/A | 1980-10-10 | 11:00 | 12 | 53.6 |  |  | 1999-10-10 | 11:00 | 17 | 62.6 |  |  | 2001-10-10 | 11:00 | 15.6 | 60.08 | [5 empty] | 8.9 | 48.02 |  |  |  | 14 | 57.2 |  |  |  |  | 5.6 | 42.08 |  |  |  |  | 6.7 | 44.06 | [5 empty] | 5.6 | 42.08 |  |  |  | 16.7 | 62.06 |  |  |  |  | 18.3 | 64.94 |  |  |  |  | 5.6 | 42.08
2001-10-10 | 12:00 | 17.8 | 64.04 | WEEKDAY | #N/A | 1980-10-10 | 12:00 | 13 | 55.4 |  |  | 1999-10-10 | 12:00 | 17 | 62.6 |  |  | 2001-10-10 | 12:00 | 17.8 | 64.04 | [5 empty] | 10 | 50 |  |  |  | 15 | 59 |  |  |  |  | 7.2 | 44.96 |  |  |  |  | 7.8 | 46.04 | [5 empty] | 7.2 | 44.96 |  |  |  | 16.7 | 62.06 |  |  |  |  | 19.4 | 66.92 |  |  |  |  | 6.1 | 42.98
2001-10-10 | 13:00 | 18.9 | 66.02 | WEEKDAY | #N/A | 1980-10-10 | 13:00 | 13.9 | 57.02 |  |  | 1999-10-10 | 13:00 | 18 | 64.4 |  |  | 2001-10-10 | 13:00 | 18.3 | 64.94 | [5 empty] | 8.9 | 48.02 |  |  |  | 15 | 59 |  |  |  |  | 7.8 | 46.04 |  |  |  |  | 8.9 | 48.02 | [5 empty] | 8.9 | 48.02 |  |  |  | 17.2 | 62.96 |  |  |  |  | 20.6 | 69.08 |  |  |  |  | 7.2 | 44.96
2001-10-10 | 14:00 | 20 | 68 | WEEKDAY | #N/A | 1980-10-10 | 14:00 | 13.9 | 57.02 |  |  | 1999-10-10 | 14:00 | 18.3 | 64.94 |  |  | 2001-10-10 | 14:00 | 18.9 | 66.02 | [5 empty] | 9.4 | 48.92 |  |  |  | 15 | 59 |  |  |  |  | 8.9 | 48.02 |  |  |  |  | 8.9 | 48.02 | [5 empty] | 8.9 | 48.02 |  |  |  | 17.2 | 62.96 |  |  |  |  | 21.1 | 69.98 |  |  |  |  | 7.2 | 44.96
2001-10-10 | 15:00 | 20 | 68 | WEEKDAY | #N/A | 1980-10-10 | 15:00 | 13.9 | 57.02 |  |  | 1999-10-10 | 15:00 | 18.4 | 65.12 |  |  | 2001-10-10 | 15:00 | 19.4 | 66.92 | [5 empty] | 10.6 | 51.08 |  |  |  | 16 | 60.8 |  |  |  |  | 8.9 | 48.02 |  |  |  |  | 8.9 | 48.02 | [5 empty] | 9.4 | 48.92 |  |  |  | 17.8 | 64.04 |  |  |  |  | 20.6 | 69.08 |  |  |  |  | 7.8 | 46.04
2001-10-10 | 16:00 | 20.6 | 69.08 | WEEKDAY | #N/A | 1980-10-10 | 16:00 | 13.9 | 57.02 |  |  | 1999-10-10 | 16:00 | 18 | 64.4 |  |  | 2001-10-10 | 16:00 | 18.9 | 66.02 | [5 empty] | 9.4 | 48.92 |  |  |  | 16 | 60.8 |  |  |  |  | 10 | 50 |  |  |  |  | 8.3 | 46.94 | [5 empty] | 9.4 | 48.92 |  |  |  | 17.2 | 62.96 |  |  |  |  | 20 | 68 |  |  |  |  | 7.2 | 44.96
2001-10-10 | 17:00 | 20 | 68 | WEEKDAY | #N/A | 1980-10-10 | 17:00 | 13.5 | 56.3 |  |  | 1999-10-10 | 17:00 | 18 | 64.4 |  |  | 2001-10-10 | 17:00 | 16.7 | 62.06 | [5 empty] | 8.9 | 48.02 |  |  |  | 16 | 60.8 |  |  |  |  | 8.3 | 46.94 |  |  |  |  | 7.2 | 44.96 | [5 empty] | 8.3 | 46.94 |  |  |  | 16.7 | 62.06 |  |  |  |  | 18.9 | 66.02 |  |  |  |  | 5.6 | 42.08
2001-10-10 | 18:00 | 18.3 | 64.94 | WEEKDAY | #N/A | 1980-10-10 | 18:00 | 13.2 | 55.76 |  |  | 1999-10-10 | 18:00 | 18 | 64.4 |  |  | 2001-10-10 | 18:00 | 15.6 | 60.08 | [5 empty] | 6.7 | 44.06 |  |  |  | 14 | 57.2 |  |  |  |  | 6.1 | 42.98 |  |  |  |  | 4.4 | 39.92 | [5 empty] | 4.4 | 39.92 |  |  |  | 15 | 59 |  |  |  |  | 15.6 | 60.08 |  |  |  |  | 2.8 | 37.04
2001-10-10 | 19:00 | 18.3 | 64.94 | WEEKDAY | #N/A | 1980-10-10 | 19:00 | 12.8 | 55.04 |  |  | 1999-10-10 | 19:00 | 18 | 64.4 |  |  | 2001-10-10 | 19:00 | 14.4 | 57.92 | [5 empty] | 5.6 | 42.08 |  |  |  | 13 | 55.4 |  |  |  |  | 5 | 41 |  |  |  |  | 1.7 | 35.06 | [5 empty] | 2.2 | 35.96 |  |  |  | 13.9 | 57.02 |  |  |  |  | 13.9 | 57.02 |  |  |  |  | 0 | 32
2001-10-10 | 20:00 | 17.8 | 64.04 | WEEKDAY | #N/A | 1980-10-10 | 20:00 | 12.8 | 55.04 |  |  | 1999-10-10 | 20:00 | 18 | 64.4 |  |  | 2001-10-10 | 20:00 | 15.6 | 60.08 | [5 empty] | 5.6 | 42.08 |  |  |  | 13 | 55.4 |  |  |  |  | 3.9 | 39.02 |  |  |  |  | 0.6 | 33.08 | [5 empty] | 1.7 | 35.06 |  |  |  | 13.3 | 55.94 |  |  |  |  | 13.9 | 57.02 |  |  |  |  | -0.6 | 30.92
2001-10-10 | 21:00 | 16.7 | 62.06 | WEEKDAY | #N/A | 1980-10-10 | 21:00 | 12.8 | 55.04 |  |  | 1999-10-10 | 21:00 | 17.9 | 64.22 |  |  | 2001-10-10 | 21:00 | 14.4 | 57.92 | [5 empty] | 5.6 | 42.08 |  |  |  | 13 | 55.4 |  |  |  |  | 3.3 | 37.94 |  |  |  |  | -0.6 | 30.92 | [5 empty] | 1.1 | 33.98 |  |  |  | 12.2 | 53.96 |  |  |  |  | 12.2 | 53.96 |  |  |  |  | -1.1 | 30.02
2001-10-10 | 22:00 | 16.1 | 60.98 | WEEKDAY | #N/A | 1980-10-10 | 22:00 | 12.8 | 55.04 |  |  | 1999-10-10 | 22:00 | 18 | 64.4 |  |  | 2001-10-10 | 22:00 | 13.9 | 57.02 | [5 empty] | 7.2 | 44.96 |  |  |  | 12 | 53.6 |  |  |  |  | 1.7 | 35.06 |  |  |  |  | -0.6 | 30.92 | [5 empty] | 1.1 | 33.98 |  |  |  | 11.7 | 53.06 |  |  |  |  | 11.1 | 51.98 |  |  |  |  | -1.1 | 30.02
2001-10-10 | 23:00 | 15.6 | 60.08 | WEEKDAY | #N/A | 1980-10-10 | 23:00 | 13 | 55.4 |  |  | 1999-10-10 | 23:00 | 19 | 66.2 |  |  | 2001-10-10 | 23:00 | 13.3 | 55.94 | [5 empty] | 8.3 | 46.94 |  |  |  | 12 | 53.6 |  |  |  |  | 1.7 | 35.06 |  |  |  |  | -1.7 | 28.94 | [5 empty] | -0.6 | 30.92 |  |  |  | 10.6 | 51.08 |  |  |  |  | 10 | 50 |  |  |  |  | -1.7 | 28.94
2001-10-10 | 24:00 | 15 | 59 | WEEKDAY | #N/A | 1980-10-10 | 24:00 | 13.1 | 55.58 |  |  | 1999-10-10 | 24:00 | 18 | 64.4 |  |  | 2001-10-10 | 24:00 | 12.8 | 55.04 | [5 empty] | 9.4 | 48.92 |  |  |  | 12 | 53.6 |  |  |  |  | 1.7 | 35.06 |  |  |  |  | -2.8 | 26.96 | [5 empty] | -1.1 | 30.02 |  |  |  | 10.6 | 51.08 |  |  |  |  | 10 | 50 |  |  |  |  | -2.8 | 26.96
2001-10-11 | 1:00 | 15 | 59 | WEEKDAY | #N/A | 1980-10-11 | 1:00 | 13.3 | 55.94 |  |  | 1999-10-11 | 1:00 | 18.5 | 65.3 |  |  | 2001-10-11 | 1:00 | 13.3 | 55.94 | [5 empty] | 9.4 | 48.92 |  |  |  | 12 | 53.6 |  |  |  |  | 0.6 | 33.08 |  |  |  |  | -2.8 | 26.96 | [5 empty] | -1.7 | 28.94 |  |  |  | 10 | 50 |  |  |  |  | 9.4 | 48.92 |  |  |  |  | -2.8 | 26.96
2001-10-11 | 2:00 | 15 | 59 | WEEKDAY | #N/A | 1980-10-11 | 2:00 | 14.4 | 57.92 |  |  | 1999-10-11 | 2:00 | 19 | 66.2 |  |  | 2001-10-11 | 2:00 | 12.8 | 55.04 | [5 empty] | 8.3 | 46.94 |  |  |  | 12 | 53.6 |  |  |  |  | 1.1 | 33.98 |  |  |  |  | -3.3 | 26.06 | [5 empty] | -0.6 | 30.92 |  |  |  | 10 | 50 |  |  |  |  | 10.6 | 51.08 |  |  |  |  | -2.8 | 26.96
2001-10-11 | 3:00 | 15 | 59 | WEEKDAY | #N/A | 1980-10-11 | 3:00 | 15.6 | 60.08 |  |  | 1999-10-11 | 3:00 | 18 | 64.4 |  |  | 2001-10-11 | 3:00 | 13.3 | 55.94 | [5 empty] | 7.8 | 46.04 |  |  |  | 12 | 53.6 |  |  |  |  | 0 | 32 |  |  |  |  | -3.3 | 26.06 | [5 empty] | -1.1 | 30.02 |  |  |  | 10 | 50 |  |  |  |  | 9.4 | 48.92 |  |  |  |  | -3.3 | 26.06
2001-10-11 | 4:00 | 14.4 | 57.92 | WEEKDAY | #N/A | 1980-10-11 | 4:00 | 16.7 | 62.06 |  |  | 1999-10-11 | 4:00 | 17.6 | 63.68 |  |  | 2001-10-11 | 4:00 | 13.3 | 55.94 | [5 empty] | 7.2 | 44.96 |  |  |  | 11 | 51.8 |  |  |  |  | 0 | 32 |  |  |  |  | -3.9 | 24.98 | [5 empty] | -1.7 | 28.94 |  |  |  | 9.4 | 48.92 |  |  |  |  | 10 | 50 |  |  |  |  | -3.9 | 24.98
2001-10-11 | 5:00 | 13.9 | 57.02 | WEEKDAY | #N/A | 1980-10-11 | 5:00 | 17.1 | 62.78 |  |  | 1999-10-11 | 5:00 | 17.2 | 62.96 |  |  | 2001-10-11 | 5:00 | 12.8 | 55.04 | [5 empty] | 6.1 | 42.98 |  |  |  | 11 | 51.8 |  |  |  |  | 0 | 32 |  |  |  |  | -3.9 | 24.98 | [5 empty] | -0.6 | 30.92 |  |  |  | 9.4 | 48.92 |  |  |  |  | 9.4 | 48.92 |  |  |  |  | -5.6 | 21.92
2001-10-11 | 6:00 | 13.9 | 57.02 | WEEKDAY | #N/A | 1980-10-11 | 6:00 | 17.4 | 63.32 |  |  | 1999-10-11 | 6:00 | 17 | 62.6 |  |  | 2001-10-11 | 6:00 | 12.2 | 53.96 | [5 empty] | 7.2 | 44.96 |  |  |  | 11 | 51.8 |  |  |  |  | 0 | 32 |  |  |  |  | -4.4 | 24.08 | [5 empty] | -1.1 | 30.02 |  |  |  | 9.4 | 48.92 |  |  |  |  | 8.9 | 48.02 |  |  |  |  | -5.6 | 21.92
2001-10-11 | 7:00 | 14.4 | 57.92 | WEEKDAY | #N/A | 1980-10-11 | 7:00 | 17.8 | 64.04 |  |  | 1999-10-11 | 7:00 | 18 | 64.4 |  |  | 2001-10-11 | 7:00 | 13.3 | 55.94 | [5 empty] | 9.4 | 48.92 |  |  |  | 11 | 51.8 |  |  |  |  | 0.6 | 33.08 |  |  |  |  | -3.3 | 26.06 | [5 empty] | -0.6 | 30.92 |  |  |  | 10 | 50 |  |  |  |  | 9.4 | 48.92 |  |  |  |  | -4.4 | 24.08
2001-10-11 | 8:00 | 15.6 | 60.08 | WEEKDAY | #N/A | 1980-10-11 | 8:00 | 17.8 | 64.04 |  |  | 1999-10-11 | 8:00 | 19 | 66.2 |  |  | 2001-10-11 | 8:00 | 15 | 59 | [5 empty] | 10 | 50 |  |  |  | 11 | 51.8 |  |  |  |  | 2.8 | 37.04 |  |  |  |  | 0 | 32 | [5 empty] | 2.2 | 35.96 |  |  |  | 12.2 | 53.96 |  |  |  |  | 11.1 | 51.98 |  |  |  |  | 0.6 | 33.08
2001-10-11 | 9:00 | 16.7 | 62.06 | WEEKDAY | #N/A | 1980-10-11 | 9:00 | 17.8 | 64.04 |  |  | 1999-10-11 | 9:00 | 20 | 68 |  |  | 2001-10-11 | 9:00 | 16.7 | 62.06 | [5 empty] | 12.8 | 55.04 |  |  |  | 12 | 53.6 |  |  |  |  | 5.6 | 42.08 |  |  |  |  | 3.9 | 39.02 | [5 empty] | 5.6 | 42.08 |  |  |  | 15 | 59 |  |  |  |  | 13.9 | 57.02 |  |  |  |  | 5.6 | 42.08
2001-10-11 | 10:00 | 18.3 | 64.94 | WEEKDAY | #N/A | 1980-10-11 | 10:00 | 17.8 | 64.04 |  |  | 1999-10-11 | 10:00 | 20.1 | 68.18 |  |  | 2001-10-11 | 10:00 | 17.8 | 64.04 | [5 empty] | 13.9 | 57.02 |  |  |  | 12 | 53.6 |  |  |  |  | 7.8 | 46.04 |  |  |  |  | 8.3 | 46.94 | [5 empty] | 10 | 50 |  |  |  | 16.7 | 62.06 |  |  |  |  | 17.2 | 62.96 |  |  |  |  | 10.6 | 51.08
2001-10-11 | 11:00 | 20 | 68 | WEEKDAY | #N/A | 1980-10-11 | 11:00 | 17.8 | 64.04 |  |  | 1999-10-11 | 11:00 | 20 | 68 |  |  | 2001-10-11 | 11:00 | 19.4 | 66.92 | [5 empty] | 16.1 | 60.98 |  |  |  | 12 | 53.6 |  |  |  |  | 9.4 | 48.92 |  |  |  |  | 10.6 | 51.08 | [5 empty] | 11.7 | 53.06 |  |  |  | 19.4 | 66.92 |  |  |  |  | 20 | 68 |  |  |  |  | 11.7 | 53.06
2001-10-11 | 12:00 | 21.1 | 69.98 | WEEKDAY | #N/A | 1980-10-11 | 12:00 | 17.8 | 64.04 |  |  | 1999-10-11 | 12:00 | 20.2 | 68.36 |  |  | 2001-10-11 | 12:00 | 20.6 | 69.08 | [5 empty] | 17.2 | 62.96 |  |  |  | 13 | 55.4 |  |  |  |  | 10.6 | 51.08 |  |  |  |  | 12.2 | 53.96 | [5 empty] | 12.8 | 55.04 |  |  |  | 21.7 | 71.06 |  |  |  |  | 22.8 | 73.04 |  |  |  |  | 12.8 | 55.04
2001-10-11 | 13:00 | 22.2 | 71.96 | WEEKDAY | #N/A | 1980-10-11 | 13:00 | 17.8 | 64.04 |  |  | 1999-10-11 | 13:00 | 20 | 68 |  |  | 2001-10-11 | 13:00 | 20.6 | 69.08 | [5 empty] | 17.8 | 64.04 |  |  |  | 13 | 55.4 |  |  |  |  | 11.1 | 51.98 |  |  |  |  | 12.2 | 53.96 | [5 empty] | 13.3 | 55.94 |  |  |  | 22.2 | 71.96 |  |  |  |  | 23.9 | 75.02 |  |  |  |  | 14.4 | 57.92
2001-10-11 | 14:00 | 23.3 | 73.94 | WEEKDAY | #N/A | 1980-10-11 | 14:00 | 18 | 64.4 |  |  | 1999-10-11 | 14:00 | 20.1 | 68.18 |  |  | 2001-10-11 | 14:00 | 20.6 | 69.08 | [5 empty] | 18.3 | 64.94 |  |  |  | 13 | 55.4 |  |  |  |  | 12.8 | 55.04 |  |  |  |  | 13.3 | 55.94 | [5 empty] | 15 | 59 |  |  |  | 22.2 | 71.96 |  |  |  |  | 24.4 | 75.92 |  |  |  |  | 15 | 59
2001-10-11 | 15:00 | 21.7 | 71.06 | WEEKDAY | #N/A | 1980-10-11 | 15:00 | 18.1 | 64.58 |  |  | 1999-10-11 | 15:00 | 20 | 68 |  |  | 2001-10-11 | 15:00 | 20 | 68 | [5 empty] | 18.9 | 66.02 |  |  |  | 14 | 57.2 |  |  |  |  | 12.8 | 55.04 |  |  |  |  | 13.9 | 57.02 | [5 empty] | 15.6 | 60.08 |  |  |  | 22.2 | 71.96 |  |  |  |  | 24.4 | 75.92 |  |  |  |  | 15.6 | 60.08
2001-10-11 | 16:00 | 21.7 | 71.06 | WEEKDAY | #N/A | 1980-10-11 | 16:00 | 18.3 | 64.94 |  |  | 1999-10-11 | 16:00 | 19.3 | 66.74 |  |  | 2001-10-11 | 16:00 | 19.4 | 66.92 | [5 empty] | 18.3 | 64.94 |  |  |  | 13 | 55.4 |  |  |  |  | 12.8 | 55.04 |  |  |  |  | 13.9 | 57.02 | [5 empty] | 15 | 59 |  |  |  | 21.7 | 71.06 |  |  |  |  | 23.9 | 75.02 |  |  |  |  | 15 | 59
2001-10-11 | 17:00 | 20 | 68 | WEEKDAY | #N/A | 1980-10-11 | 17:00 | 17.4 | 63.32 |  |  | 1999-10-11 | 17:00 | 18 | 64.4 |  |  | 2001-10-11 | 17:00 | 18.3 | 64.94 | [5 empty] | 16.7 | 62.06 |  |  |  | 13 | 55.4 |  |  |  |  | 11.7 | 53.06 |  |  |  |  | 12.8 | 55.04 | [5 empty] | 13.9 | 57.02 |  |  |  | 21.7 | 71.06 |  |  |  |  | 22.8 | 73.04 |  |  |  |  | 12.8 | 55.04
2001-10-11 | 18:00 | 19.4 | 66.92 | WEEKDAY | #N/A | 1980-10-11 | 18:00 | 16.5 | 61.7 |  |  | 1999-10-11 | 18:00 | 13 | 55.4 |  |  | 2001-10-11 | 18:00 | 17.8 | 64.04 | [5 empty] | 15 | 59 |  |  |  | 13 | 55.4 |  |  |  |  | 9.4 | 48.92 |  |  |  |  | 10 | 50 | [5 empty] | 11.1 | 51.98 |  |  |  | 18.9 | 66.02 |  |  |  |  | 20 | 68 |  |  |  |  | 6.7 | 44.06
2001-10-11 | 19:00 | 18.9 | 66.02 | WEEKDAY | #N/A | 1980-10-11 | 19:00 | 15.6 | 60.08 |  |  | 1999-10-11 | 19:00 | 12.8 | 55.04 |  |  | 2001-10-11 | 19:00 | 17.2 | 62.96 | [5 empty] | 13.9 | 57.02 |  |  |  | 13 | 55.4 |  |  |  |  | 8.3 | 46.94 |  |  |  |  | 6.1 | 42.98 | [5 empty] | 9.4 | 48.92 |  |  |  | 17.2 | 62.96 |  |  |  |  | 19.4 | 66.92 |  |  |  |  | 3.9 | 39.02
2001-10-11 | 20:00 | 19.4 | 66.92 | WEEKDAY | #N/A | 1980-10-11 | 20:00 | 15 | 59 |  |  | 1999-10-11 | 20:00 | 12.9 | 55.22 |  |  | 2001-10-11 | 20:00 | 17.2 | 62.96 | [5 empty] | 11.1 | 51.98 |  |  |  | 13 | 55.4 |  |  |  |  | 7.2 | 44.96 |  |  |  |  | 5 | 41 | [5 empty] | 7.2 | 44.96 |  |  |  | 16.1 | 60.98 |  |  |  |  | 17.8 | 64.04 |  |  |  |  | 3.3 | 37.94
2001-10-11 | 21:00 | 18.9 | 66.02 | WEEKDAY | #N/A | 1980-10-11 | 21:00 | 14.5 | 58.1 |  |  | 1999-10-11 | 21:00 | 13 | 55.4 |  |  | 2001-10-11 | 21:00 | 16.1 | 60.98 | [5 empty] | 10 | 50 |  |  |  | 14 | 57.2 |  |  |  |  | 7.2 | 44.96 |  |  |  |  | 3.3 | 37.94 | [5 empty] | 7.2 | 44.96 |  |  |  | 15.6 | 60.08 |  |  |  |  | 16.1 | 60.98 |  |  |  |  | 3.3 | 37.94
2001-10-11 | 22:00 | 18.9 | 66.02 | WEEKDAY | #N/A | 1980-10-11 | 22:00 | 13.9 | 57.02 |  |  | 1999-10-11 | 22:00 | 12 | 53.6 |  |  | 2001-10-11 | 22:00 | 16.1 | 60.98 | [5 empty] | 8.3 | 46.94 |  |  |  | 13 | 55.4 |  |  |  |  | 6.1 | 42.98 |  |  |  |  | 2.8 | 37.04 | [5 empty] | 6.1 | 42.98 |  |  |  | 15.6 | 60.08 |  |  |  |  | 15.6 | 60.08 |  |  |  |  | 1.7 | 35.06
2001-10-11 | 23:00 | 18.3 | 64.94 | WEEKDAY | #N/A | 1980-10-11 | 23:00 | 14.1 | 57.38 |  |  | 1999-10-11 | 23:00 | 12 | 53.6 |  |  | 2001-10-11 | 23:00 | 15 | 59 | [5 empty] | 7.2 | 44.96 |  |  |  | 13 | 55.4 |  |  |  |  | 5.6 | 42.08 |  |  |  |  | 2.2 | 35.96 | [5 empty] | 6.7 | 44.06 |  |  |  | 16.1 | 60.98 |  |  |  |  | 14.4 | 57.92 |  |  |  |  | 2.2 | 35.96
2001-10-11 | 24:00 | 17.2 | 62.96 | WEEKDAY | #N/A | 1980-10-11 | 24:00 | 14.2 | 57.56 |  |  | 1999-10-11 | 24:00 | 11 | 51.8 |  |  | 2001-10-11 | 24:00 | 14.4 | 57.92 | [5 empty] | 5.6 | 42.08 |  |  |  | 13 | 55.4 |  |  |  |  | 5 | 41 |  |  |  |  | 1.7 | 35.06 | [5 empty] | 6.1 | 42.98 |  |  |  | 15.6 | 60.08 |  |  |  |  | 15 | 59 |  |  |  |  | 0.6 | 33.08
2001-10-12 | 1:00 | 16.7 | 62.06 | WEEKDAY | #N/A | 1980-10-12 | 1:00 | 14.4 | 57.92 |  |  | 1999-10-12 | 1:00 | 8 | 46.4 |  |  | 2001-10-12 | 1:00 | 13.3 | 55.94 | [5 empty] | 5 | 41 |  |  |  | 13 | 55.4 |  |  |  |  | 5 | 41 |  |  |  |  | 1.1 | 33.98 | [5 empty] | 6.1 | 42.98 |  |  |  | 14.4 | 57.92 |  |  |  |  | 16.1 | 60.98 |  |  |  |  | 3.9 | 39.02
2001-10-12 | 2:00 | 16.7 | 62.06 | WEEKDAY | #N/A | 1980-10-12 | 2:00 | 13.7 | 56.66 |  |  | 1999-10-12 | 2:00 | 9 | 48.2 |  |  | 2001-10-12 | 2:00 | 13.3 | 55.94 | [5 empty] | 3.3 | 37.94 |  |  |  | 13 | 55.4 |  |  |  |  | 5 | 41 |  |  |  |  | 0.6 | 33.08 | [5 empty] | 4.4 | 39.92 |  |  |  | 14.4 | 57.92 |  |  |  |  | 16.1 | 60.98 |  |  |  |  | 1.1 | 33.98
2001-10-12 | 3:00 | 16.7 | 62.06 | WEEKDAY | #N/A | 1980-10-12 | 3:00 | 12.9 | 55.22 |  |  | 1999-10-12 | 3:00 | 8.8 | 47.84 |  |  | 2001-10-12 | 3:00 | 13.9 | 57.02 | [5 empty] | 3.3 | 37.94 |  |  |  | 13 | 55.4 |  |  |  |  | 4.4 | 39.92 |  |  |  |  | 0.6 | 33.08 | [5 empty] | 4.4 | 39.92 |  |  |  | 14.4 | 57.92 |  |  |  |  | 14.4 | 57.92 |  |  |  |  | 1.1 | 33.98
2001-10-12 | 4:00 | 15.6 | 60.08 | WEEKDAY | #N/A | 1980-10-12 | 4:00 | 12.2 | 53.96 |  |  | 1999-10-12 | 4:00 | 8.4 | 47.12 |  |  | 2001-10-12 | 4:00 | 13.3 | 55.94 | [5 empty] | 2.8 | 37.04 |  |  |  | 13 | 55.4 |  |  |  |  | 5.6 | 42.08 |  |  |  |  | 1.1 | 33.98 | [5 empty] | 3.3 | 37.94 |  |  |  | 13.3 | 55.94 |  |  |  |  | 15 | 59 |  |  |  |  | 1.1 | 33.98
2001-10-12 | 5:00 | 15.6 | 60.08 | WEEKDAY | #N/A | 1980-10-12 | 5:00 | 11.7 | 53.06 |  |  | 1999-10-12 | 5:00 | 8 | 46.4 |  |  | 2001-10-12 | 5:00 | 12.8 | 55.04 | [5 empty] | 4.4 | 39.92 |  |  |  | 13 | 55.4 |  |  |  |  | 5.6 | 42.08 |  |  |  |  | 2.2 | 35.96 | [5 empty] | 3.3 | 37.94 |  |  |  | 13.3 | 55.94 |  |  |  |  | 14.4 | 57.92 |  |  |  |  | 0.6 | 33.08
2001-10-12 | 6:00 | 15.6 | 60.08 | WEEKDAY | #N/A | 1980-10-12 | 6:00 | 11.1 | 51.98 |  |  | 1999-10-12 | 6:00 | 6 | 42.8 |  |  | 2001-10-12 | 6:00 | 12.2 | 53.96 | [5 empty] | 5.6 | 42.08 |  |  |  | 13 | 55.4 |  |  |  |  | 6.1 | 42.98 |  |  |  |  | 2.2 | 35.96 | [5 empty] | 3.9 | 39.02 |  |  |  | 13.9 | 57.02 |  |  |  |  | 14.4 | 57.92 |  |  |  |  | 1.1 | 33.98
2001-10-12 | 7:00 | 15.6 | 60.08 | WEEKDAY | #N/A | 1980-10-12 | 7:00 | 10.6 | 51.08 |  |  | 1999-10-12 | 7:00 | 7.8 | 46.04 |  |  | 2001-10-12 | 7:00 | 13.3 | 55.94 | [5 empty] | 8.9 | 48.02 |  |  |  | 13 | 55.4 |  |  |  |  | 6.1 | 42.98 |  |  |  |  | 1.7 | 35.06 | [5 empty] | 3.3 | 37.94 |  |  |  | 13.9 | 57.02 |  |  |  |  | 13.9 | 57.02 |  |  |  |  | 2.2 | 35.96
2001-10-12 | 8:00 | 17.2 | 62.96 | WEEKDAY | #N/A | 1980-10-12 | 8:00 | 11.5 | 52.7 |  |  | 1999-10-12 | 8:00 | 11 | 51.8 |  |  | 2001-10-12 | 8:00 | 15.6 | 60.08 | [5 empty] | 12.8 | 55.04 |  |  |  | 13 | 55.4 |  |  |  |  | 8.3 | 46.94 |  |  |  |  | 4.4 | 39.92 | [5 empty] | 6.7 | 44.06 |  |  |  | 15 | 59 |  |  |  |  | 15 | 59 |  |  |  |  | 7.2 | 44.96
2001-10-12 | 9:00 | 18.9 | 66.02 | WEEKDAY | #N/A | 1980-10-12 | 9:00 | 12.4 | 54.32 |  |  | 1999-10-12 | 9:00 | 13 | 55.4 |  |  | 2001-10-12 | 9:00 | 17.2 | 62.96 | [5 empty] | 15.6 | 60.08 |  |  |  | 13 | 55.4 |  |  |  |  | 9.4 | 48.92 |  |  |  |  | 7.8 | 46.04 | [5 empty] | 10 | 50 |  |  |  | 15.6 | 60.08 |  |  |  |  | 17.2 | 62.96 |  |  |  |  | 10 | 50
2001-10-12 | 10:00 | 20 | 68 | WEEKDAY | #N/A | 1980-10-12 | 10:00 | 13.3 | 55.94 |  |  | 1999-10-12 | 10:00 | 14 | 57.2 |  |  | 2001-10-12 | 10:00 | 18.3 | 64.94 | [5 empty] | 17.2 | 62.96 |  |  |  | 14 | 57.2 |  |  |  |  | 12.2 | 53.96 |  |  |  |  | 11.1 | 51.98 | [5 empty] | 13.9 | 57.02 |  |  |  | 17.2 | 62.96 |  |  |  |  | 17.2 | 62.96 |  |  |  |  | 11.7 | 53.06
2001-10-12 | 11:00 | 21.7 | 71.06 | WEEKDAY | #N/A | 1980-10-12 | 11:00 | 13.9 | 57.02 |  |  | 1999-10-12 | 11:00 | 16 | 60.8 |  |  | 2001-10-12 | 11:00 | 19.4 | 66.92 | [5 empty] | 18.3 | 64.94 |  |  |  | 13 | 55.4 |  |  |  |  | 13.9 | 57.02 |  |  |  |  | 12.2 | 53.96 | [5 empty] | 15.6 | 60.08 |  |  |  | 17.8 | 64.04 |  |  |  |  | 18.9 | 66.02 |  |  |  |  | 13.3 | 55.94
2001-10-12 | 12:00 | 23.3 | 73.94 | WEEKDAY | #N/A | 1980-10-12 | 12:00 | 14.4 | 57.92 |  |  | 1999-10-12 | 12:00 | 17 | 62.6 |  |  | 2001-10-12 | 12:00 | 20 | 68 | [5 empty] | 18.9 | 66.02 |  |  |  | 14 | 57.2 |  |  |  |  | 15.6 | 60.08 |  |  |  |  | 13.9 | 57.02 | [5 empty] | 17.8 | 64.04 |  |  |  | 17.2 | 62.96 |  |  |  |  | 20 | 68 |  |  |  |  | 14.4 | 57.92
2001-10-12 | 13:00 | 23.9 | 75.02 | WEEKDAY | #N/A | 1980-10-12 | 13:00 | 15 | 59 |  |  | 1999-10-12 | 13:00 | 17 | 62.6 |  |  | 2001-10-12 | 13:00 | 20 | 68 | [5 empty] | 19.4 | 66.92 |  |  |  | 14 | 57.2 |  |  |  |  | 16.7 | 62.06 |  |  |  |  | 14.4 | 57.92 | [5 empty] | 18.3 | 64.94 |  |  |  | 17.2 | 62.96 |  |  |  |  | 20 | 68 |  |  |  |  | 16.7 | 62.06
2001-10-12 | 14:00 | 23.9 | 75.02 | WEEKDAY | #N/A | 1980-10-12 | 14:00 | 15.2 | 59.36 |  |  | 1999-10-12 | 14:00 | 16 | 60.8 |  |  | 2001-10-12 | 14:00 | 20.6 | 69.08 | [5 empty] | 19.4 | 66.92 |  |  |  | 14 | 57.2 |  |  |  |  | 17.8 | 64.04 |  |  |  |  | 15.6 | 60.08 | [5 empty] | 20 | 68 |  |  |  | 18.3 | 64.94 |  |  |  |  | 20.6 | 69.08 |  |  |  |  | 17.2 | 62.96
2001-10-12 | 15:00 | 24.4 | 75.92 | WEEKDAY | #N/A | 1980-10-12 | 15:00 | 15.4 | 59.72 |  |  | 1999-10-12 | 15:00 | 17 | 62.6 |  |  | 2001-10-12 | 15:00 | 20.6 | 69.08 | [5 empty] | 18.9 | 66.02 |  |  |  | 14 | 57.2 |  |  |  |  | 17.2 | 62.96 |  |  |  |  | 16.1 | 60.98 | [5 empty] | 18.9 | 66.02 |  |  |  | 18.3 | 64.94 |  |  |  |  | 20.6 | 69.08 |  |  |  |  | 17.8 | 64.04
2001-10-12 | 16:00 | 21.7 | 71.06 | WEEKDAY | #N/A | 1980-10-12 | 16:00 | 15.6 | 60.08 |  |  | 1999-10-12 | 16:00 | 16.8 | 62.24 |  |  | 2001-10-12 | 16:00 | 19.4 | 66.92 | [5 empty] | 17.8 | 64.04 |  |  |  | 14 | 57.2 |  |  |  |  | 16.1 | 60.98 |  |  |  |  | 15.6 | 60.08 | [5 empty] | 18.9 | 66.02 |  |  |  | 18.3 | 64.94 |  |  |  |  | 20 | 68 |  |  |  |  | 17.2 | 62.96
2001-10-12 | 17:00 | 20.6 | 69.08 | WEEKDAY | #N/A | 1980-10-12 | 17:00 | 14.7 | 58.46 |  |  | 1999-10-12 | 17:00 | 16 | 60.8 |  |  | 2001-10-12 | 17:00 | 17.8 | 64.04 | [5 empty] | 15.6 | 60.08 |  |  |  | 13.9 | 57.02 |  |  |  |  | 15.6 | 60.08 |  |  |  |  | 14.4 | 57.92 | [5 empty] | 18.3 | 64.94 |  |  |  | 17.2 | 62.96 |  |  |  |  | 19.4 | 66.92 |  |  |  |  | 13.3 | 55.94
2001-10-12 | 18:00 | 19.4 | 66.92 | WEEKDAY | #N/A | 1980-10-12 | 18:00 | 13.7 | 56.66 |  |  | 1999-10-12 | 18:00 | 14 | 57.2 |  |  | 2001-10-12 | 18:00 | 16.7 | 62.06 | [5 empty] | 13.3 | 55.94 |  |  |  | 13 | 55.4 |  |  |  |  | 14.4 | 57.92 |  |  |  |  | 13.9 | 57.02 | [5 empty] | 17.8 | 64.04 |  |  |  | 16.7 | 62.06 |  |  |  |  | 17.2 | 62.96 |  |  |  |  | 11.7 | 53.06
2001-10-12 | 19:00 | 19.4 | 66.92 | WEEKDAY | #N/A | 1980-10-12 | 19:00 | 12.8 | 55.04 |  |  | 1999-10-12 | 19:00 | 13 | 55.4 |  |  | 2001-10-12 | 19:00 | 16.7 | 62.06 | [5 empty] | 12.2 | 53.96 |  |  |  | 13 | 55.4 |  |  |  |  | 13.9 | 57.02 |  |  |  |  | 13.9 | 57.02 | [5 empty] | 16.7 | 62.06 |  |  |  | 16.1 | 60.98 |  |  |  |  | 17.2 | 62.96 |  |  |  |  | 10 | 50
2001-10-12 | 20:00 | 19.4 | 66.92 | WEEKDAY | #N/A | 1980-10-12 | 20:00 | 12.4 | 54.32 |  |  | 1999-10-12 | 20:00 | 12 | 53.6 |  |  | 2001-10-12 | 20:00 | 16.7 | 62.06 | [5 empty] | 11.7 | 53.06 |  |  |  | 12 | 53.6 |  |  |  |  | 12.2 | 53.96 |  |  |  |  | 13.3 | 55.94 | [5 empty] | 15.6 | 60.08 |  |  |  | 16.1 | 60.98 |  |  |  |  | 16.7 | 62.06 |  |  |  |  | 10 | 50
2001-10-12 | 21:00 | 18.9 | 66.02 | WEEKDAY | #N/A | 1980-10-12 | 21:00 | 12.1 | 53.78 |  |  | 1999-10-12 | 21:00 | 12 | 53.6 |  |  | 2001-10-12 | 21:00 | 16.1 | 60.98 | [5 empty] | 12.2 | 53.96 |  |  |  | 12 | 53.6 |  |  |  |  | 12.2 | 53.96 |  |  |  |  | 12.8 | 55.04 | [5 empty] | 15 | 59 |  |  |  | 15.6 | 60.08 |  |  |  |  | 16.1 | 60.98 |  |  |  |  | 10 | 50
2001-10-12 | 22:00 | 18.3 | 64.94 | WEEKDAY | #N/A | 1980-10-12 | 22:00 | 11.7 | 53.06 |  |  | 1999-10-12 | 22:00 | 11 | 51.8 |  |  | 2001-10-12 | 22:00 | 15.6 | 60.08 | [5 empty] | 10.6 | 51.08 |  |  |  | 12 | 53.6 |  |  |  |  | 11.7 | 53.06 |  |  |  |  | 12.8 | 55.04 | [5 empty] | 13.9 | 57.02 |  |  |  | 14.4 | 57.92 |  |  |  |  | 15.6 | 60.08 |  |  |  |  | 10 | 50
2001-10-12 | 23:00 | 18.3 | 64.94 | WEEKDAY | #N/A | 1980-10-12 | 23:00 | 11.3 | 52.34 |  |  | 1999-10-12 | 23:00 | 10 | 50 |  |  | 2001-10-12 | 23:00 | 15.6 | 60.08 | [5 empty] | 7.8 | 46.04 |  |  |  | 12 | 53.6 |  |  |  |  | 12.2 | 53.96 |  |  |  |  | 12.2 | 53.96 | [5 empty] | 13.9 | 57.02 |  |  |  | 14.4 | 57.92 |  |  |  |  | 15 | 59 |  |  |  |  | 8.3 | 46.94
2001-10-12 | 24:00 | 18.9 | 66.02 | WEEKDAY | #N/A | 1980-10-12 | 24:00 | 11 | 51.8 |  |  | 1999-10-12 | 24:00 | 9 | 48.2 |  |  | 2001-10-12 | 24:00 | 15 | 59 | [5 empty] | 7.8 | 46.04 |  |  |  | 12 | 53.6 |  |  |  |  | 12.8 | 55.04 |  |  |  |  | 11.7 | 53.06 | [5 empty] | 13.9 | 57.02 |  |  |  | 12.2 | 53.96 |  |  |  |  | 14.4 | 57.92 |  |  |  |  | 8.3 | 46.94
2001-10-13 | 1:00 | 18.9 | 66.02 | SATURDAY | #N/A | 1980-10-13 | 1:00 | 10.6 | 51.08 |  |  | 1999-10-13 | 1:00 | 10 | 50 |  |  | 2001-10-13 | 1:00 | 15 | 59 | [5 empty] | 9.4 | 48.92 |  |  |  | 11 | 51.8 |  |  |  |  | 12.2 | 53.96 |  |  |  |  | 11.7 | 53.06 | [5 empty] | 12.8 | 55.04 |  |  |  | 11.1 | 51.98 |  |  |  |  | 13.9 | 57.02 |  |  |  |  | 8.3 | 46.94
2001-10-13 | 2:00 | 18.3 | 64.94 | SATURDAY | #N/A | 1980-10-13 | 2:00 | 10.2 | 50.36 |  |  | 1999-10-13 | 2:00 | 11 | 51.8 |  |  | 2001-10-13 | 2:00 | 15 | 59 | [5 empty] | 7.2 | 44.96 |  |  |  | 11 | 51.8 |  |  |  |  | 12.2 | 53.96 |  |  |  |  | 12.2 | 53.96 | [5 empty] | 13.3 | 55.94 |  |  |  | 11.1 | 51.98 |  |  |  |  | 13.3 | 55.94 |  |  |  |  | 8.9 | 48.02
2001-10-13 | 3:00 | 17.8 | 64.04 | SATURDAY | #N/A | 1980-10-13 | 3:00 | 9.8 | 49.64 |  |  | 1999-10-13 | 3:00 | 10.1 | 50.18 |  |  | 2001-10-13 | 3:00 | 14.4 | 57.92 | [5 empty] | 8.3 | 46.94 |  |  |  | 11 | 51.8 |  |  |  |  | 12.2 | 53.96 |  |  |  |  | 12.2 | 53.96 | [5 empty] | 13.3 | 55.94 |  |  |  | 11.1 | 51.98 |  |  |  |  | 12.2 | 53.96 |  |  |  |  | 9.4 | 48.92
2001-10-13 | 4:00 | 17.2 | 62.96 | SATURDAY | #N/A | 1980-10-13 | 4:00 | 9.4 | 48.92 |  |  | 1999-10-13 | 4:00 | 9 | 48.2 |  |  | 2001-10-13 | 4:00 | 15.6 | 60.08 | [5 empty] | 6.7 | 44.06 |  |  |  | 11 | 51.8 |  |  |  |  | 12.8 | 55.04 |  |  |  |  | 11.7 | 53.06 | [5 empty] | 12.2 | 53.96 |  |  |  | 11.1 | 51.98 |  |  |  |  | 11.1 | 51.98 |  |  |  |  | 10.6 | 51.08
2001-10-13 | 5:00 | 17.8 | 64.04 | SATURDAY | #N/A | 1980-10-13 | 5:00 | 8.9 | 48.02 |  |  | 1999-10-13 | 5:00 | 8 | 46.4 |  |  | 2001-10-13 | 5:00 | 15 | 59 | [5 empty] | 7.8 | 46.04 |  |  |  | 11 | 51.8 |  |  |  |  | 13.3 | 55.94 |  |  |  |  | 12.8 | 55.04 | [5 empty] | 12.2 | 53.96 |  |  |  | 10.6 | 51.08 |  |  |  |  | 11.1 | 51.98 |  |  |  |  | 11.7 | 53.06
2001-10-13 | 6:00 | 17.2 | 62.96 | SATURDAY | #N/A | 1980-10-13 | 6:00 | 8.3 | 46.94 |  |  | 1999-10-13 | 6:00 | 8 | 46.4 |  |  | 2001-10-13 | 6:00 | 13.9 | 57.02 | [5 empty] | 7.8 | 46.04 |  |  |  | 11 | 51.8 |  |  |  |  | 13.3 | 55.94 |  |  |  |  | 12.8 | 55.04 | [5 empty] | 12.2 | 53.96 |  |  |  | 10 | 50 |  |  |  |  | 11.1 | 51.98 |  |  |  |  | 12.2 | 53.96
2001-10-13 | 7:00 | 17.2 | 62.96 | SATURDAY | #N/A | 1980-10-13 | 7:00 | 7.8 | 46.04 |  |  | 1999-10-13 | 7:00 | 9 | 48.2 |  |  | 2001-10-13 | 7:00 | 15.6 | 60.08 | [5 empty] | 8.9 | 48.02 |  |  |  | 12 | 53.6 |  |  |  |  | 12.8 | 55.04 |  |  |  |  | 12.8 | 55.04 | [5 empty] | 12.8 | 55.04 |  |  |  | 10 | 50 |  |  |  |  | 11.1 | 51.98 |  |  |  |  | 12.2 | 53.96
2001-10-13 | 8:00 | 18.3 | 64.94 | SATURDAY | #N/A | 1980-10-13 | 8:00 | 8.5 | 47.3 |  |  | 1999-10-13 | 8:00 | 12.7 | 54.86 |  |  | 2001-10-13 | 8:00 | 17.2 | 62.96 | [5 empty] | 13.9 | 57.02 |  |  |  | 12 | 53.6 |  |  |  |  | 12.8 | 55.04 |  |  |  |  | 13.9 | 57.02 | [5 empty] | 13.3 | 55.94 |  |  |  | 10 | 50 |  |  |  |  | 11.7 | 53.06 |  |  |  |  | 12.8 | 55.04
2001-10-13 | 9:00 | 18.3 | 64.94 | SATURDAY | #N/A | 1980-10-13 | 9:00 | 9.3 | 48.74 |  |  | 1999-10-13 | 9:00 | 16 | 60.8 |  |  | 2001-10-13 | 9:00 | 20 | 68 | [5 empty] | 16.1 | 60.98 |  |  |  | 13 | 55.4 |  |  |  |  | 13.3 | 55.94 |  |  |  |  | 15 | 59 | [5 empty] | 13.3 | 55.94 |  |  |  | 10.6 | 51.08 |  |  |  |  | 11.7 | 53.06 |  |  |  |  | 13.3 | 55.94
2001-10-13 | 10:00 | 19.4 | 66.92 | SATURDAY | #N/A | 1980-10-13 | 10:00 | 10 | 50 |  |  | 1999-10-13 | 10:00 | 17 | 62.6 |  |  | 2001-10-13 | 10:00 | 20.6 | 69.08 | [5 empty] | 18.9 | 66.02 |  |  |  | 13 | 55.4 |  |  |  |  | 13.9 | 57.02 |  |  |  |  | 15.6 | 60.08 | [5 empty] | 13.9 | 57.02 |  |  |  | 10.6 | 51.08 |  |  |  |  | 11.7 | 53.06 |  |  |  |  | 13.9 | 57.02
2001-10-13 | 11:00 | 20.6 | 69.08 | SATURDAY | #N/A | 1980-10-13 | 11:00 | 10.7 | 51.26 |  |  | 1999-10-13 | 11:00 | 19 | 66.2 |  |  | 2001-10-13 | 11:00 | 21.7 | 71.06 | [5 empty] | 20.6 | 69.08 |  |  |  | 14 | 57.2 |  |  |  |  | 14.4 | 57.92 |  |  |  |  | 15 | 59 | [5 empty] | 13.9 | 57.02 |  |  |  | 11.1 | 51.98 |  |  |  |  | 11.7 | 53.06 |  |  |  |  | 14.4 | 57.92
2001-10-13 | 12:00 | 21.1 | 69.98 | SATURDAY | #N/A | 1980-10-13 | 12:00 | 11.5 | 52.7 |  |  | 1999-10-13 | 12:00 | 19 | 66.2 |  |  | 2001-10-13 | 12:00 | 22.8 | 73.04 | [5 empty] | 21.7 | 71.06 |  |  |  | 14 | 57.2 |  |  |  |  | 15 | 59 |  |  |  |  | 15 | 59 | [5 empty] | 14.4 | 57.92 |  |  |  | 11.7 | 53.06 |  |  |  |  | 12.2 | 53.96 |  |  |  |  | 15 | 59
2001-10-13 | 13:00 | 22.2 | 71.96 | SATURDAY | #N/A | 1980-10-13 | 13:00 | 12.2 | 53.96 |  |  | 1999-10-13 | 13:00 | 20 | 68 |  |  | 2001-10-13 | 13:00 | 21.7 | 71.06 | [5 empty] | 21.7 | 71.06 |  |  |  | 14 | 57.2 |  |  |  |  | 15 | 59 |  |  |  |  | 15 | 59 | [5 empty] | 16.7 | 62.06 |  |  |  | 12.2 | 53.96 |  |  |  |  | 12.2 | 53.96 |  |  |  |  | 15.6 | 60.08
2001-10-13 | 14:00 | 22.8 | 73.04 | SATURDAY | #N/A | 1980-10-13 | 14:00 | 11.8 | 53.24 |  |  | 1999-10-13 | 14:00 | 20 | 68 |  |  | 2001-10-13 | 14:00 | 21.7 | 71.06 | [5 empty] | 22.2 | 71.96 |  |  |  | 15 | 59 |  |  |  |  | 16.1 | 60.98 |  |  |  |  | 15.6 | 60.08 | [5 empty] | 17.2 | 62.96 |  |  |  | 11.7 | 53.06 |  |  |  |  | 12.8 | 55.04 |  |  |  |  | 16.1 | 60.98
2001-10-13 | 15:00 | 23.3 | 73.94 | SATURDAY | #N/A | 1980-10-13 | 15:00 | 11.5 | 52.7 |  |  | 1999-10-13 | 15:00 | 20 | 68 |  |  | 2001-10-13 | 15:00 | 21.1 | 69.98 | [5 empty] | 21.1 | 69.98 |  |  |  | 16 | 60.8 |  |  |  |  | 16.7 | 62.06 |  |  |  |  | 16.1 | 60.98 | [5 empty] | 17.2 | 62.96 |  |  |  | 12.2 | 53.96 |  |  |  |  | 12.2 | 53.96 |  |  |  |  | 16.1 | 60.98
2001-10-13 | 16:00 | 22.2 | 71.96 | SATURDAY | #N/A | 1980-10-13 | 16:00 | 11.1 | 51.98 |  |  | 1999-10-13 | 16:00 | 20 | 68 |  |  | 2001-10-13 | 16:00 | 19.4 | 66.92 | [5 empty] | 20.6 | 69.08 |  |  |  | 16 | 60.8 |  |  |  |  | 16.1 | 60.98 |  |  |  |  | 16.1 | 60.98 | [5 empty] | 17.2 | 62.96 |  |  |  | 11.1 | 51.98 |  |  |  |  | 12.2 | 53.96 |  |  |  |  | 16.7 | 62.06
2001-10-13 | 17:00 | 20.6 | 69.08 | SATURDAY | #N/A | 1980-10-13 | 17:00 | 10.2 | 50.36 |  |  | 1999-10-13 | 17:00 | 19 | 66.2 |  |  | 2001-10-13 | 17:00 | 17.2 | 62.96 | [5 empty] | 18.3 | 64.94 |  |  |  | 15 | 59 |  |  |  |  | 16.1 | 60.98 |  |  |  |  | 16.1 | 60.98 | [5 empty] | 15.6 | 60.08 |  |  |  | 10.6 | 51.08 |  |  |  |  | 11.7 | 53.06 |  |  |  |  | 16.1 | 60.98
2001-10-13 | 18:00 | 18.9 | 66.02 | SATURDAY | #N/A | 1980-10-13 | 18:00 | 9.2 | 48.56 |  |  | 1999-10-13 | 18:00 | 18 | 64.4 |  |  | 2001-10-13 | 18:00 | 16.1 | 60.98 | [5 empty] | 16.1 | 60.98 |  |  |  | 15 | 59 |  |  |  |  | 16.1 | 60.98 |  |  |  |  | 16.1 | 60.98 | [5 empty] | 15.6 | 60.08 |  |  |  | 10 | 50 |  |  |  |  | 11.1 | 51.98 |  |  |  |  | 15.6 | 60.08
2001-10-13 | 19:00 | 17.2 | 62.96 | SATURDAY | #N/A | 1980-10-13 | 19:00 | 8.3 | 46.94 |  |  | 1999-10-13 | 19:00 | 18 | 64.4 |  |  | 2001-10-13 | 19:00 | 16.1 | 60.98 | [5 empty] | 15.6 | 60.08 |  |  |  | 15 | 59 |  |  |  |  | 15.6 | 60.08 |  |  |  |  | 16.1 | 60.98 | [5 empty] | 15.6 | 60.08 |  |  |  | 9.4 | 48.92 |  |  |  |  | 11.1 | 51.98 |  |  |  |  | 15.6 | 60.08
2001-10-13 | 20:00 | 17 | 62.6 | SATURDAY | #N/A | 1980-10-13 | 20:00 | 8.1 | 46.58 |  |  | 1999-10-13 | 20:00 | 18 | 64.4 |  |  | 2001-10-13 | 20:00 | 16.1 | 60.98 | [5 empty] | 13.3 | 55.94 |  |  |  | 15 | 59 |  |  |  |  | 15.6 | 60.08 |  |  |  |  | 16.1 | 60.98 | [5 empty] | 15 | 59 |  |  |  | 8.9 | 48.02 |  |  |  |  | 10.6 | 51.08 |  |  |  |  | 15.6 | 60.08
2001-10-13 | 21:00 | 16.7 | 62.06 | SATURDAY | #N/A | 1980-10-13 | 21:00 | 8 | 46.4 |  |  | 1999-10-13 | 21:00 | 18 | 64.4 |  |  | 2001-10-13 | 21:00 | 15.6 | 60.08 | [5 empty] | 12.8 | 55.04 |  |  |  | 13 | 55.4 |  |  |  |  | 14.4 | 57.92 |  |  |  |  | 16.1 | 60.98 | [5 empty] | 14.4 | 57.92 |  |  |  | 8.9 | 48.02 |  |  |  |  | 10 | 50 |  |  |  |  | 15.6 | 60.08
2001-10-13 | 22:00 | 16.1 | 60.98 | SATURDAY | #N/A | 1980-10-13 | 22:00 | 7.8 | 46.04 |  |  | 1999-10-13 | 22:00 | 18 | 64.4 |  |  | 2001-10-13 | 22:00 | 14.4 | 57.92 | [5 empty] | 13.9 | 57.02 |  |  |  | 12 | 53.6 |  |  |  |  | 14.4 | 57.92 |  |  |  |  | 16.1 | 60.98 | [5 empty] | 13.9 | 57.02 |  |  |  | 8.9 | 48.02 |  |  |  |  | 10 | 50 |  |  |  |  | 15.6 | 60.08
2001-10-13 | 23:00 | 16.1 | 60.98 | SATURDAY | #N/A | 1980-10-13 | 23:00 | 7.6 | 45.68 |  |  | 1999-10-13 | 23:00 | 17.5 | 63.5 |  |  | 2001-10-13 | 23:00 | 13.9 | 57.02 | [5 empty] | 11.1 | 51.98 |  |  |  | 12 | 53.6 |  |  |  |  | 14.4 | 57.92 |  |  |  |  | 16.1 | 60.98 | [5 empty] | 13.3 | 55.94 |  |  |  | 8.3 | 46.94 |  |  |  |  | 9.4 | 48.92 |  |  |  |  | 15 | 59
2001-10-13 | 24:00 | 16.1 | 60.98 | SATURDAY | #N/A | 1980-10-13 | 24:00 | 7.4 | 45.32 |  |  | 1999-10-13 | 24:00 | 17 | 62.6 |  |  | 2001-10-13 | 24:00 | 13.9 | 57.02 | [5 empty] | 11.1 | 51.98 |  |  |  | 11 | 51.8 |  |  |  |  | 14.4 | 57.92 |  |  |  |  | 16.1 | 60.98 | [5 empty] | 13.3 | 55.94 |  |  |  | 7.8 | 46.04 |  |  |  |  | 9.4 | 48.92 |  |  |  |  | 14.4 | 57.92
2001-10-14 | 1:00 | 16.1 | 60.98 | SUNDAY | #N/A | 1980-10-14 | 1:00 | 7.2 | 44.96 |  |  | 1999-10-14 | 1:00 | 17 | 62.6 |  |  | 2001-10-14 | 1:00 | 15 | 59 | [5 empty] | 10 | 50 |  |  |  | 11 | 51.8 |  |  |  |  | 15 | 59 |  |  |  |  | 16.1 | 60.98 | [5 empty] | 13.9 | 57.02 |  |  |  | 7.2 | 44.96 |  |  |  |  | 9.4 | 48.92 |  |  |  |  | 14.4 | 57.92
2001-10-14 | 2:00 | 15.6 | 60.08 | SUNDAY | #N/A | 1980-10-14 | 2:00 | 7.2 | 44.96 |  |  | 1999-10-14 | 2:00 | 16 | 60.8 |  |  | 2001-10-14 | 2:00 | 15 | 59 | [5 empty] | 10.6 | 51.08 |  |  |  | 9 | 48.2 |  |  |  |  | 15 | 59 |  |  |  |  | 16.1 | 60.98 | [5 empty] | 14.4 | 57.92 |  |  |  | 7.2 | 44.96 |  |  |  |  | 8.9 | 48.02 |  |  |  |  | 13.9 | 57.02
2001-10-14 | 3:00 | 15.6 | 60.08 | SUNDAY | #N/A | 1980-10-14 | 3:00 | 7.2 | 44.96 |  |  | 1999-10-14 | 3:00 | 15 | 59 |  |  | 2001-10-14 | 3:00 | 14.4 | 57.92 | [5 empty] | 10.6 | 51.08 |  |  |  | 7 | 44.6 |  |  |  |  | 15 | 59 |  |  |  |  | 16.1 | 60.98 | [5 empty] | 14.4 | 57.92 |  |  |  | 7.2 | 44.96 |  |  |  |  | 8.9 | 48.02 |  |  |  |  | 12.8 | 55.04
2001-10-14 | 4:00 | 15 | 59 | SUNDAY | #N/A | 1980-10-14 | 4:00 | 7.2 | 44.96 |  |  | 1999-10-14 | 4:00 | 15 | 59 |  |  | 2001-10-14 | 4:00 | 14.4 | 57.92 | [5 empty] | 10 | 50 |  |  |  | 7 | 44.6 |  |  |  |  | 15 | 59 |  |  |  |  | 16.1 | 60.98 | [5 empty] | 14.4 | 57.92 |  |  |  | 6.7 | 44.06 |  |  |  |  | 8.3 | 46.94 |  |  |  |  | 11.7 | 53.06
2001-10-14 | 5:00 | 14.4 | 57.92 | SUNDAY | #N/A | 1980-10-14 | 5:00 | 7.2 | 44.96 |  |  | 1999-10-14 | 5:00 | 13 | 55.4 |  |  | 2001-10-14 | 5:00 | 14.4 | 57.92 | [5 empty] | 11.7 | 53.06 |  |  |  | 7 | 44.6 |  |  |  |  | 15 | 59 |  |  |  |  | 16.1 | 60.98 | [5 empty] | 15 | 59 |  |  |  | 6.7 | 44.06 |  |  |  |  | 8.3 | 46.94 |  |  |  |  | 11.1 | 51.98
2001-10-14 | 6:00 | 14.4 | 57.92 | SUNDAY | #N/A | 1980-10-14 | 6:00 | 7.2 | 44.96 |  |  | 1999-10-14 | 6:00 | 13 | 55.4 |  |  | 2001-10-14 | 6:00 | 14.4 | 57.92 | [5 empty] | 10 | 50 |  |  |  | 6 | 42.8 |  |  |  |  | 15.6 | 60.08 |  |  |  |  | 15.6 | 60.08 | [5 empty] | 16.1 | 60.98 |  |  |  | 7.2 | 44.96 |  |  |  |  | 8.3 | 46.94 |  |  |  |  | 12.8 | 55.04
2001-10-14 | 7:00 | 14.4 | 57.92 | SUNDAY | #N/A | 1980-10-14 | 7:00 | 7.2 | 44.96 |  |  | 1999-10-14 | 7:00 | 11 | 51.8 |  |  | 2001-10-14 | 7:00 | 14.4 | 57.92 | [5 empty] | 11.7 | 53.06 |  |  |  | 6 | 42.8 |  |  |  |  | 15.6 | 60.08 |  |  |  |  | 15.6 | 60.08 | [5 empty] | 16.7 | 62.06 |  |  |  | 6.7 | 44.06 |  |  |  |  | 7.8 | 46.04 |  |  |  |  | 13.3 | 55.94
2001-10-14 | 8:00 | 14.4 | 57.92 | SUNDAY | #N/A | 1980-10-14 | 8:00 | 7.8 | 46.04 |  |  | 1999-10-14 | 8:00 | 10.7 | 51.26 |  |  | 2001-10-14 | 8:00 | 15 | 59 | [5 empty] | 15.6 | 60.08 |  |  |  | 7 | 44.6 |  |  |  |  | 16.1 | 60.98 |  |  |  |  | 16.1 | 60.98 | [5 empty] | 17.2 | 62.96 |  |  |  | 6.1 | 42.98 |  |  |  |  | 7.8 | 46.04 |  |  |  |  | 13.3 | 55.94
2001-10-14 | 9:00 | 15 | 59 | SUNDAY | #N/A | 1980-10-14 | 9:00 | 8.3 | 46.94 |  |  | 1999-10-14 | 9:00 | 10 | 50 |  |  | 2001-10-14 | 9:00 | 15.6 | 60.08 | [5 empty] | 19.4 | 66.92 |  |  |  | 8 | 46.4 |  |  |  |  | 16.1 | 60.98 |  |  |  |  | 16.1 | 60.98 | [5 empty] | 17.2 | 62.96 |  |  |  | 6.1 | 42.98 |  |  |  |  | 7.2 | 44.96 |  |  |  |  | 14.4 | 57.92
2001-10-14 | 10:00 | 16.1 | 60.98 | SUNDAY | #N/A | 1980-10-14 | 10:00 | 8.9 | 48.02 |  |  | 1999-10-14 | 10:00 | 10 | 50 |  |  | 2001-10-14 | 10:00 | 16.1 | 60.98 | [5 empty] | 21.7 | 71.06 |  |  |  | 10 | 50 |  |  |  |  | 16.7 | 62.06 |  |  |  |  | 16.7 | 62.06 | [5 empty] | 18.3 | 64.94 |  |  |  | 6.7 | 44.06 |  |  |  |  | 6.7 | 44.06 |  |  |  |  | 13.9 | 57.02
2001-10-14 | 11:00 | 17.2 | 62.96 | SUNDAY | #N/A | 1980-10-14 | 11:00 | 10 | 50 |  |  | 1999-10-14 | 11:00 | 11 | 51.8 |  |  | 2001-10-14 | 11:00 | 16.7 | 62.06 | [5 empty] | 23.9 | 75.02 |  |  |  | 11 | 51.8 |  |  |  |  | 17.2 | 62.96 |  |  |  |  | 17.2 | 62.96 | [5 empty] | 18.9 | 66.02 |  |  |  | 6.1 | 42.98 |  |  |  |  | 7.8 | 46.04 |  |  |  |  | 17.8 | 64.04
2001-10-14 | 12:00 | 17.8 | 64.04 | SUNDAY | #N/A | 1980-10-14 | 12:00 | 11.1 | 51.98 |  |  | 1999-10-14 | 12:00 | 11 | 51.8 |  |  | 2001-10-14 | 12:00 | 18.3 | 64.94 | [5 empty] | 24.4 | 75.92 |  |  |  | 12 | 53.6 |  |  |  |  | 17.2 | 62.96 |  |  |  |  | 17.8 | 64.04 | [5 empty] | 15.6 | 60.08 |  |  |  | 6.1 | 42.98 |  |  |  |  | 7.2 | 44.96 |  |  |  |  | 18.3 | 64.94
2001-10-14 | 13:00 | 18.3 | 64.94 | SUNDAY | #N/A | 1980-10-14 | 13:00 | 12.2 | 53.96 |  |  | 1999-10-14 | 13:00 | 12 | 53.6 |  |  | 2001-10-14 | 13:00 | 19.4 | 66.92 | [5 empty] | 23.9 | 75.02 |  |  |  | 12 | 53.6 |  |  |  |  | 17.2 | 62.96 |  |  |  |  | 18.3 | 64.94 | [5 empty] | 15 | 59 |  |  |  | 6.1 | 42.98 |  |  |  |  | 7.2 | 44.96 |  |  |  |  | 18.3 | 64.94
2001-10-14 | 14:00 | 18.9 | 66.02 | SUNDAY | #N/A | 1980-10-14 | 14:00 | 12.8 | 55.04 |  |  | 1999-10-14 | 14:00 | 12 | 53.6 |  |  | 2001-10-14 | 14:00 | 18.3 | 64.94 | [5 empty] | 23.9 | 75.02 |  |  |  | 12 | 53.6 |  |  |  |  | 17.2 | 62.96 |  |  |  |  | 20 | 68 | [5 empty] | 15 | 59 |  |  |  | 5.6 | 42.08 |  |  |  |  | 6.7 | 44.06 |  |  |  |  | 17.2 | 62.96
2001-10-14 | 15:00 | 19.4 | 66.92 | SUNDAY | #N/A | 1980-10-14 | 15:00 | 13.3 | 55.94 |  |  | 1999-10-14 | 15:00 | 12 | 53.6 |  |  | 2001-10-14 | 15:00 | 18.3 | 64.94 | [5 empty] | 22.2 | 71.96 |  |  |  | 12 | 53.6 |  |  |  |  | 17.2 | 62.96 |  |  |  |  | 18.3 | 64.94 | [5 empty] | 14.4 | 57.92 |  |  |  | 5.6 | 42.08 |  |  |  |  | 6.7 | 44.06 |  |  |  |  | 16.7 | 62.06
2001-10-14 | 16:00 | 18 | 64.4 | SUNDAY | #N/A | 1980-10-14 | 16:00 | 13.9 | 57.02 |  |  | 1999-10-14 | 16:00 | 12 | 53.6 |  |  | 2001-10-14 | 16:00 | 17.8 | 64.04 | [5 empty] | 20.6 | 69.08 |  |  |  | 12 | 53.6 |  |  |  |  | 17.8 | 64.04 |  |  |  |  | 18.3 | 64.94 | [5 empty] | 13.9 | 57.02 |  |  |  | 5 | 41 |  |  |  |  | 6.7 | 44.06 |  |  |  |  | 15 | 59
2001-10-14 | 17:00 | 17.8 | 64.04 | SUNDAY | #N/A | 1980-10-14 | 17:00 | 13.2 | 55.76 |  |  | 1999-10-14 | 17:00 | 10 | 50 |  |  | 2001-10-14 | 17:00 | 16.7 | 62.06 | [5 empty] | 18.3 | 64.94 |  |  |  | 10 | 50 |  |  |  |  | 15.6 | 60.08 |  |  |  |  | 18.3 | 64.94 | [5 empty] | 13.3 | 55.94 |  |  |  | 5 | 41 |  |  |  |  | 6.1 | 42.98 |  |  |  |  | 14.4 | 57.92
2001-10-14 | 18:00 | 17.2 | 62.96 | SUNDAY | #N/A | 1980-10-14 | 18:00 | 12.4 | 54.32 |  |  | 1999-10-14 | 18:00 | 9 | 48.2 |  |  | 2001-10-14 | 18:00 | 16.7 | 62.06 | [5 empty] | 17.2 | 62.96 |  |  |  | 7 | 44.6 |  |  |  |  | 12.2 | 53.96 |  |  |  |  | 17.2 | 62.96 | [5 empty] | 12.8 | 55.04 |  |  |  | 5 | 41 |  |  |  |  | 6.1 | 42.98 |  |  |  |  | 13.3 | 55.94
2001-10-14 | 19:00 | 17.2 | 62.96 | SUNDAY | #N/A | 1980-10-14 | 19:00 | 11.7 | 53.06 |  |  | 1999-10-14 | 19:00 | 8 | 46.4 |  |  | 2001-10-14 | 19:00 | 16.7 | 62.06 | [5 empty] | 16.1 | 60.98 |  |  |  | 3 | 37.4 |  |  |  |  | 10.6 | 51.08 |  |  |  |  | 15 | 59 | [5 empty] | 11.1 | 51.98 |  |  |  | 4.4 | 39.92 |  |  |  |  | 6.1 | 42.98 |  |  |  |  | 12.8 | 55.04
2001-10-14 | 20:00 | 17 | 62.6 | SUNDAY | #N/A | 1980-10-14 | 20:00 | 11.5 | 52.7 |  |  | 1999-10-14 | 20:00 | 7 | 44.6 |  |  | 2001-10-14 | 20:00 | 16.7 | 62.06 | [5 empty] | 14.4 | 57.92 |  |  |  | 3 | 37.4 |  |  |  |  | 8.9 | 48.02 |  |  |  |  | 13.9 | 57.02 | [5 empty] | 10.6 | 51.08 |  |  |  | 3.9 | 39.02 |  |  |  |  | 6.1 | 42.98 |  |  |  |  | 11.7 | 53.06
2001-10-14 | 21:00 | 17.2 | 62.96 | SUNDAY | #N/A | 1980-10-14 | 21:00 | 11.3 | 52.34 |  |  | 1999-10-14 | 21:00 | 7 | 44.6 |  |  | 2001-10-14 | 21:00 | 17.2 | 62.96 | [5 empty] | 14.4 | 57.92 |  |  |  | 2 | 35.6 |  |  |  |  | 8.3 | 46.94 |  |  |  |  | 13.3 | 55.94 | [5 empty] | 9.4 | 48.92 |  |  |  | 3.9 | 39.02 |  |  |  |  | 6.1 | 42.98 |  |  |  |  | 11.1 | 51.98
2001-10-14 | 22:00 | 17.8 | 64.04 | SUNDAY | #N/A | 1980-10-14 | 22:00 | 11.1 | 51.98 |  |  | 1999-10-14 | 22:00 | 5.5 | 41.9 |  |  | 2001-10-14 | 22:00 | 17.2 | 62.96 | [5 empty] | 13.3 | 55.94 |  |  |  | 1 | 33.8 |  |  |  |  | 7.2 | 44.96 |  |  |  |  | 12.2 | 53.96 | [5 empty] | 8.9 | 48.02 |  |  |  | 3.9 | 39.02 |  |  |  |  | 6.1 | 42.98 |  |  |  |  | 10.6 | 51.08
2001-10-14 | 23:00 | 17.8 | 64.04 | SUNDAY | #N/A | 1980-10-14 | 23:00 | 11.1 | 51.98 |  |  | 1999-10-14 | 23:00 | 4 | 39.2 |  |  | 2001-10-14 | 23:00 | 17.2 | 62.96 | [5 empty] | 12.8 | 55.04 |  |  |  | 1 | 33.8 |  |  |  |  | 5.6 | 42.08 |  |  |  |  | 11.1 | 51.98 | [5 empty] | 8.3 | 46.94 |  |  |  | 2.8 | 37.04 |  |  |  |  | 6.1 | 42.98 |  |  |  |  | 9.4 | 48.92
2001-10-14 | 24:00 | 17.8 | 64.04 | SUNDAY | #N/A | 1980-10-14 | 24:00 | 11.1 | 51.98 |  |  | 1999-10-14 | 24:00 | 3 | 37.4 |  |  | 2001-10-14 | 24:00 | 17.2 | 62.96 | [5 empty] | 12.8 | 55.04 |  |  |  | 0 | 32 |  |  |  |  | 5 | 41 |  |  |  |  | 10 | 50 | [5 empty] | 8.3 | 46.94 |  |  |  | 3.9 | 39.02 |  |  |  |  | 6.1 | 42.98 |  |  |  |  | 8.3 | 46.94
2001-10-15 | 1:00 | 18.3 | 64.94 | WEEKDAY | #N/A | 1980-10-15 | 1:00 | 11.1 | 51.98 |  |  | 1999-10-15 | 1:00 | 2.5 | 36.5 |  |  | 2001-10-15 | 1:00 | 17.8 | 64.04 | [5 empty] | 11.7 | 53.06 |  |  |  | 0 | 32 |  |  |  |  | 4.4 | 39.92 |  |  |  |  | 9.4 | 48.92 | [5 empty] | 7.8 | 46.04 |  |  |  | 3.9 | 39.02 |  |  |  |  | 5.6 | 42.08 |  |  |  |  | 7.2 | 44.96
2001-10-15 | 2:00 | 18.9 | 66.02 | WEEKDAY | #N/A | 1980-10-15 | 2:00 | 10.9 | 51.62 |  |  | 1999-10-15 | 2:00 | 2 | 35.6 |  |  | 2001-10-15 | 2:00 | 17.8 | 64.04 | [5 empty] | 12.2 | 53.96 |  |  |  | -1 | 30.2 |  |  |  |  | 3.9 | 39.02 |  |  |  |  | 8.3 | 46.94 | [5 empty] | 7.2 | 44.96 |  |  |  | 2.8 | 37.04 |  |  |  |  | 5 | 41 |  |  |  |  | 6.7 | 44.06
2001-10-15 | 3:00 | 18.9 | 66.02 | WEEKDAY | #N/A | 1980-10-15 | 3:00 | 10.8 | 51.44 |  |  | 1999-10-15 | 3:00 | 2 | 35.6 |  |  | 2001-10-15 | 3:00 | 18.3 | 64.94 | [5 empty] | 12.2 | 53.96 |  |  |  | -2 | 28.4 |  |  |  |  | 3.3 | 37.94 |  |  |  |  | 6.1 | 42.98 | [5 empty] | 6.7 | 44.06 |  |  |  | 2.8 | 37.04 |  |  |  |  | 4.4 | 39.92 |  |  |  |  | 6.1 | 42.98
2001-10-15 | 4:00 | 16.7 | 62.06 | WEEKDAY | #N/A | 1980-10-15 | 4:00 | 10.6 | 51.08 |  |  | 1999-10-15 | 4:00 | 2 | 35.6 |  |  | 2001-10-15 | 4:00 | 16.7 | 62.06 | [5 empty] | 14.4 | 57.92 |  |  |  | -2 | 28.4 |  |  |  |  | 2.8 | 37.04 |  |  |  |  | 5 | 41 | [5 empty] | 6.1 | 42.98 |  |  |  | 3.3 | 37.94 |  |  |  |  | 4.4 | 39.92 |  |  |  |  | 5 | 41
2001-10-15 | 5:00 | 16.7 | 62.06 | WEEKDAY | #N/A | 1980-10-15 | 5:00 | 10.4 | 50.72 |  |  | 1999-10-15 | 5:00 | 2 | 35.6 |  |  | 2001-10-15 | 5:00 | 16.1 | 60.98 | [5 empty] | 14.4 | 57.92 |  |  |  | -2 | 28.4 |  |  |  |  | 3.3 | 37.94 |  |  |  |  | 5 | 41 | [5 empty] | 6.1 | 42.98 |  |  |  | 3.3 | 37.94 |  |  |  |  | 4.4 | 39.92 |  |  |  |  | 5 | 41
2001-10-15 | 6:00 | 16.1 | 60.98 | WEEKDAY | #N/A | 1980-10-15 | 6:00 | 10.2 | 50.36 |  |  | 1999-10-15 | 6:00 | 2 | 35.6 |  |  | 2001-10-15 | 6:00 | 15.6 | 60.08 | [5 empty] | 15 | 59 |  |  |  | -2 | 28.4 |  |  |  |  | 3.3 | 37.94 |  |  |  |  | 5.6 | 42.08 | [5 empty] | 6.1 | 42.98 |  |  |  | 3.3 | 37.94 |  |  |  |  | 3.9 | 39.02 |  |  |  |  | 5 | 41
2001-10-15 | 7:00 | 15.6 | 60.08 | WEEKDAY | #N/A | 1980-10-15 | 7:00 | 10 | 50 |  |  | 1999-10-15 | 7:00 | 2 | 35.6 |  |  | 2001-10-15 | 7:00 | 15.6 | 60.08 | [5 empty] | 15.6 | 60.08 |  |  |  | -1 | 30.2 |  |  |  |  | 3.9 | 39.02 |  |  |  |  | 7.2 | 44.96 | [5 empty] | 6.7 | 44.06 |  |  |  | 3.9 | 39.02 |  |  |  |  | 3.9 | 39.02 |  |  |  |  | 5.6 | 42.08
2001-10-15 | 8:00 | 15.6 | 60.08 | WEEKDAY | #N/A | 1980-10-15 | 8:00 | 10.6 | 51.08 |  |  | 1999-10-15 | 8:00 | 4.7 | 40.46 |  |  | 2001-10-15 | 8:00 | 16.1 | 60.98 | [5 empty] | 18.9 | 66.02 |  |  |  | 2 | 35.6 |  |  |  |  | 4.4 | 39.92 |  |  |  |  | 8.9 | 48.02 | [5 empty] | 7.8 | 46.04 |  |  |  | 4.4 | 39.92 |  |  |  |  | 3.9 | 39.02 |  |  |  |  | 6.7 | 44.06
2001-10-15 | 9:00 | 16.7 | 62.06 | WEEKDAY | #N/A | 1980-10-15 | 9:00 | 11.1 | 51.98 |  |  | 1999-10-15 | 9:00 | 7 | 44.6 |  |  | 2001-10-15 | 9:00 | 17.2 | 62.96 | [5 empty] | 21.1 | 69.98 |  |  |  | 4 | 39.2 |  |  |  |  | 5.6 | 42.08 |  |  |  |  | 10 | 50 | [5 empty] | 8.9 | 48.02 |  |  |  | 5.6 | 42.08 |  |  |  |  | 5.6 | 42.08 |  |  |  |  | 7.8 | 46.04
2001-10-15 | 10:00 | 17.8 | 64.04 | WEEKDAY | #N/A | 1980-10-15 | 10:00 | 11.7 | 53.06 |  |  | 1999-10-15 | 10:00 | 9 | 48.2 |  |  | 2001-10-15 | 10:00 | 18.3 | 64.94 | [5 empty] | 21.7 | 71.06 |  |  |  | 7 | 44.6 |  |  |  |  | 6.7 | 44.06 |  |  |  |  | 11.1 | 51.98 | [5 empty] | 9.4 | 48.92 |  |  |  | 7.2 | 44.96 |  |  |  |  | 6.7 | 44.06 |  |  |  |  | 8.3 | 46.94
2001-10-15 | 11:00 | 18.9 | 66.02 | WEEKDAY | #N/A | 1980-10-15 | 11:00 | 12.1 | 53.78 |  |  | 1999-10-15 | 11:00 | 10 | 50 |  |  | 2001-10-15 | 11:00 | 19.4 | 66.92 | [5 empty] | 23.3 | 73.94 |  |  |  | 9 | 48.2 |  |  |  |  | 8.3 | 46.94 |  |  |  |  | 11.1 | 51.98 | [5 empty] | 10.6 | 51.08 |  |  |  | 8.3 | 46.94 |  |  |  |  | 7.8 | 46.04 |  |  |  |  | 8.9 | 48.02
2001-10-15 | 12:00 | 20 | 68 | WEEKDAY | #N/A | 1980-10-15 | 12:00 | 12.4 | 54.32 |  |  | 1999-10-15 | 12:00 | 11 | 51.8 |  |  | 2001-10-15 | 12:00 | 20 | 68 | [5 empty] | 22.8 | 73.04 |  |  |  | 11 | 51.8 |  |  |  |  | 8.3 | 46.94 |  |  |  |  | 12.2 | 53.96 | [5 empty] | 11.7 | 53.06 |  |  |  | 8.9 | 48.02 |  |  |  |  | 7.8 | 46.04 |  |  |  |  | 9.4 | 48.92
2001-10-15 | 13:00 | 20 | 68 | WEEKDAY | #N/A | 1980-10-15 | 13:00 | 12.8 | 55.04 |  |  | 1999-10-15 | 13:00 | 12 | 53.6 |  |  | 2001-10-15 | 13:00 | 20.6 | 69.08 | [5 empty] | 23.9 | 75.02 |  |  |  | 12 | 53.6 |  |  |  |  | 8.3 | 46.94 |  |  |  |  | 11.7 | 53.06 | [5 empty] | 10.6 | 51.08 |  |  |  | 9.4 | 48.92 |  |  |  |  | 8.3 | 46.94 |  |  |  |  | 9.4 | 48.92
2001-10-15 | 14:00 | 20.6 | 69.08 | WEEKDAY | #N/A | 1980-10-15 | 14:00 | 13.2 | 55.76 |  |  | 1999-10-15 | 14:00 | 13 | 55.4 |  |  | 2001-10-15 | 14:00 | 21.1 | 69.98 | [5 empty] | 24.4 | 75.92 |  |  |  | 13 | 55.4 |  |  |  |  | 8.3 | 46.94 |  |  |  |  | 11.1 | 51.98 | [5 empty] | 11.1 | 51.98 |  |  |  | 8.3 | 46.94 |  |  |  |  | 10 | 50 |  |  |  |  | 10.6 | 51.08
2001-10-15 | 15:00 | 20.6 | 69.08 | WEEKDAY | #N/A | 1980-10-15 | 15:00 | 13.5 | 56.3 |  |  | 1999-10-15 | 15:00 | 13 | 55.4 |  |  | 2001-10-15 | 15:00 | 20.6 | 69.08 | [5 empty] | 24.4 | 75.92 |  |  |  | 12 | 53.6 |  |  |  |  | 8.3 | 46.94 |  |  |  |  | 11.7 | 53.06 | [5 empty] | 12.2 | 53.96 |  |  |  | 8.9 | 48.02 |  |  |  |  | 9.4 | 48.92 |  |  |  |  | 10 | 50
2001-10-15 | 16:00 | 20 | 68 | WEEKDAY | #N/A | 1980-10-15 | 16:00 | 13.9 | 57.02 |  |  | 1999-10-15 | 16:00 | 12 | 53.6 |  |  | 2001-10-15 | 16:00 | 19.4 | 66.92 | [5 empty] | 23.9 | 75.02 |  |  |  | 12 | 53.6 |  |  |  |  | 8.9 | 48.02 |  |  |  |  | 11.7 | 53.06 | [5 empty] | 11.1 | 51.98 |  |  |  | 7.8 | 46.04 |  |  |  |  | 8.9 | 48.02 |  |  |  |  | 8.3 | 46.94
2001-10-15 | 17:00 | 19.4 | 66.92 | WEEKDAY | #N/A | 1980-10-15 | 17:00 | 13.3 | 55.94 |  |  | 1999-10-15 | 17:00 | 11 | 51.8 |  |  | 2001-10-15 | 17:00 | 18.3 | 64.94 | [5 empty] | 22.2 | 71.96 |  |  |  | 11 | 51.8 |  |  |  |  | 7.8 | 46.04 |  |  |  |  | 11.1 | 51.98 | [5 empty] | 10 | 50 |  |  |  | 7.8 | 46.04 |  |  |  |  | 7.2 | 44.96 |  |  |  |  | 8.3 | 46.94
2001-10-15 | 18:00 | 18.9 | 66.02 | WEEKDAY | #N/A | 1980-10-15 | 18:00 | 12.8 | 55.04 |  |  | 1999-10-15 | 18:00 | 9 | 48.2 |  |  | 2001-10-15 | 18:00 | 17.8 | 64.04 | [5 empty] | 20 | 68 |  |  |  | 9 | 48.2 |  |  |  |  | 7.2 | 44.96 |  |  |  |  | 10 | 50 | [5 empty] | 8.3 | 46.94 |  |  |  | 6.7 | 44.06 |  |  |  |  | 6.7 | 44.06 |  |  |  |  | 7.2 | 44.96
2001-10-15 | 19:00 | 18.3 | 64.94 | WEEKDAY | #N/A | 1980-10-15 | 19:00 | 12.2 | 53.96 |  |  | 1999-10-15 | 19:00 | 8 | 46.4 |  |  | 2001-10-15 | 19:00 | 17.2 | 62.96 | [5 empty] | 17.8 | 64.04 |  |  |  | 8 | 46.4 |  |  |  |  | 6.7 | 44.06 |  |  |  |  | 8.3 | 46.94 | [5 empty] | 8.9 | 48.02 |  |  |  | 5 | 41 |  |  |  |  | 6.1 | 42.98 |  |  |  |  | 7.8 | 46.04
2001-10-15 | 20:00 | 17.8 | 64.04 | WEEKDAY | #N/A | 1980-10-15 | 20:00 | 12 | 53.6 |  |  | 1999-10-15 | 20:00 | 7 | 44.6 |  |  | 2001-10-15 | 20:00 | 15.6 | 60.08 | [5 empty] | 16.1 | 60.98 |  |  |  | 7 | 44.6 |  |  |  |  | 6.1 | 42.98 |  |  |  |  | 5 | 41 | [5 empty] | 9.4 | 48.92 |  |  |  | 4.4 | 39.92 |  |  |  |  | 5.6 | 42.08 |  |  |  |  | 7.2 | 44.96
2001-10-15 | 21:00 | 17.2 | 62.96 | WEEKDAY | #N/A | 1980-10-15 | 21:00 | 11.9 | 53.42 |  |  | 1999-10-15 | 21:00 | 6 | 42.8 |  |  | 2001-10-15 | 21:00 | 14.4 | 57.92 | [5 empty] | 14.4 | 57.92 |  |  |  | 7 | 44.6 |  |  |  |  | 6.7 | 44.06 |  |  |  |  | 3.9 | 39.02 | [5 empty] | 9.4 | 48.92 |  |  |  | 3.9 | 39.02 |  |  |  |  | 6.1 | 42.98 |  |  |  |  | 7.2 | 44.96
2001-10-15 | 22:00 | 16.7 | 62.06 | WEEKDAY | #N/A | 1980-10-15 | 22:00 | 11.7 | 53.06 |  |  | 1999-10-15 | 22:00 | 8 | 46.4 |  |  | 2001-10-15 | 22:00 | 15.6 | 60.08 | [5 empty] | 13.3 | 55.94 |  |  |  | 7 | 44.6 |  |  |  |  | 6.1 | 42.98 |  |  |  |  | 3.9 | 39.02 | [5 empty] | 8.9 | 48.02 |  |  |  | 3.3 | 37.94 |  |  |  |  | 4.4 | 39.92 |  |  |  |  | 6.7 | 44.06
2001-10-15 | 23:00 | 16.1 | 60.98 | WEEKDAY | #N/A | 1980-10-15 | 23:00 | 12.1 | 53.78 |  |  | 1999-10-15 | 23:00 | 7 | 44.6 |  |  | 2001-10-15 | 23:00 | 13.9 | 57.02 | [5 empty] | 16.1 | 60.98 |  |  |  | 7 | 44.6 |  |  |  |  | 6.7 | 44.06 |  |  |  |  | 1.7 | 35.06 | [5 empty] | 8.9 | 48.02 |  |  |  | 2.8 | 37.04 |  |  |  |  | 4.4 | 39.92 |  |  |  |  | 6.7 | 44.06
2001-10-15 | 24:00 | 15.6 | 60.08 | WEEKDAY | #N/A | 1980-10-15 | 24:00 | 12.4 | 54.32 |  |  | 1999-10-15 | 24:00 | 8 | 46.4 |  |  | 2001-10-15 | 24:00 | 12.8 | 55.04 | [5 empty] | 14.4 | 57.92 |  |  |  | 8 | 46.4 |  |  |  |  | 6.1 | 42.98 |  |  |  |  | 1.7 | 35.06 | [5 empty] | 8.3 | 46.94 |  |  |  | 2.8 | 37.04 |  |  |  |  | 5 | 41 |  |  |  |  | 6.1 | 42.98
2001-10-16 | 1:00 | 15 | 59 | WEEKDAY | #N/A | 1980-10-16 | 1:00 | 12.8 | 55.04 |  |  | 1999-10-16 | 1:00 | 7 | 44.6 |  |  | 2001-10-16 | 1:00 | 11.7 | 53.06 | [5 empty] | 14 | 57.2 |  |  |  | 9 | 48.2 |  |  |  |  | 6.1 | 42.98 |  |  |  |  | 1.7 | 35.06 | [5 empty] | 8.3 | 46.94 |  |  |  | 2.2 | 35.96 |  |  |  |  | 5 | 41 |  |  |  |  | 5.6 | 42.08
2001-10-16 | 2:00 | 13.9 | 57.02 | WEEKDAY | #N/A | 1980-10-16 | 2:00 | 12.6 | 54.68 |  |  | 1999-10-16 | 2:00 | 7 | 44.6 |  |  | 2001-10-16 | 2:00 | 10 | 50 | [5 empty] | 14 | 57.2 |  |  |  | 10 | 50 |  |  |  |  | 6.1 | 42.98 |  |  |  |  | 1.7 | 35.06 | [5 empty] | 7.8 | 46.04 |  |  |  | 2.2 | 35.96 |  |  |  |  | 5 | 41 |  |  |  |  | 5.6 | 42.08
2001-10-16 | 3:00 | 13.3 | 55.94 | WEEKDAY | #N/A | 1980-10-16 | 3:00 | 12.4 | 54.32 |  |  | 1999-10-16 | 3:00 | 6.6 | 43.88 |  |  | 2001-10-16 | 3:00 | 8.9 | 48.02 | [5 empty] | 14 | 57.2 |  |  |  | 10 | 50 |  |  |  |  | 6.1 | 42.98 |  |  |  |  | 2.2 | 35.96 | [5 empty] | 7.8 | 46.04 |  |  |  | 0.6 | 33.08 |  |  |  |  | 3.3 | 37.94 |  |  |  |  | 5 | 41
2001-10-16 | 4:00 | 13.3 | 55.94 | WEEKDAY | #N/A | 1980-10-16 | 4:00 | 12.2 | 53.96 |  |  | 1999-10-16 | 4:00 | 6 | 42.8 |  |  | 2001-10-16 | 4:00 | 8.3 | 46.94 | [5 empty] | 14 | 57.2 |  |  |  | 9 | 48.2 |  |  |  |  | 6.1 | 42.98 |  |  |  |  | 3.9 | 39.02 | [5 empty] | 7.2 | 44.96 |  |  |  | 1.1 | 33.98 |  |  |  |  | 4.4 | 39.92 |  |  |  |  | 5 | 41
2001-10-16 | 5:00 | 12.8 | 55.04 | WEEKDAY | #N/A | 1980-10-16 | 5:00 | 11.8 | 53.24 |  |  | 1999-10-16 | 5:00 | 6 | 42.8 |  |  | 2001-10-16 | 5:00 | 8.9 | 48.02 | [5 empty] | 14 | 57.2 |  |  |  | 10 | 50 |  |  |  |  | 6.1 | 42.98 |  |  |  |  | 4.4 | 39.92 | [5 empty] | 7.2 | 44.96 |  |  |  | 1.1 | 33.98 |  |  |  |  | 4.4 | 39.92 |  |  |  |  | 5 | 41
2001-10-16 | 6:00 | 13.3 | 55.94 | WEEKDAY | #N/A | 1980-10-16 | 6:00 | 11.5 | 52.7 |  |  | 1999-10-16 | 6:00 | 6 | 42.8 |  |  | 2001-10-16 | 6:00 | 8.9 | 48.02 | [5 empty] | 14 | 57.2 |  |  |  | 9 | 48.2 |  |  |  |  | 6.1 | 42.98 |  |  |  |  | 5 | 41 | [5 empty] | 6.7 | 44.06 |  |  |  | 1.7 | 35.06 |  |  |  |  | 3.9 | 39.02 |  |  |  |  | 4.4 | 39.92
2001-10-16 | 7:00 | 13.3 | 55.94 | WEEKDAY | #N/A | 1980-10-16 | 7:00 | 11.1 | 51.98 |  |  | 1999-10-16 | 7:00 | 7 | 44.6 |  |  | 2001-10-16 | 7:00 | 10.6 | 51.08 | [5 empty] | 14 | 57.2 |  |  |  | 9 | 48.2 |  |  |  |  | 6.1 | 42.98 |  |  |  |  | 5 | 41 | [5 empty] | 7.2 | 44.96 |  |  |  | 1.1 | 33.98 |  |  |  |  | 3.3 | 37.94 |  |  |  |  | 4.4 | 39.92
2001-10-16 | 8:00 | 15 | 59 | WEEKDAY | #N/A | 1980-10-16 | 8:00 | 12.2 | 53.96 |  |  | 1999-10-16 | 8:00 | 11 | 51.8 |  |  | 2001-10-16 | 8:00 | 13.9 | 57.02 | [5 empty] | 14 | 57.2 |  |  |  | 9 | 48.2 |  |  |  |  | 6.1 | 42.98 |  |  |  |  | 5.6 | 42.08 | [5 empty] | 7.8 | 46.04 |  |  |  | 2.8 | 37.04 |  |  |  |  | 5 | 41 |  |  |  |  | 4.4 | 39.92
2001-10-16 | 9:00 | 17.2 | 62.96 | WEEKDAY | #N/A | 1980-10-16 | 9:00 | 13.3 | 55.94 |  |  | 1999-10-16 | 9:00 | 12.9 | 55.22 |  |  | 2001-10-16 | 9:00 | 16.7 | 62.06 | [5 empty] | 13.9 | 57.02 |  |  |  | 8 | 46.4 |  |  |  |  | 6.7 | 44.06 |  |  |  |  | 6.7 | 44.06 | [5 empty] | 8.9 | 48.02 |  |  |  | 5 | 41 |  |  |  |  | 6.1 | 42.98 |  |  |  |  | 5.6 | 42.08
2001-10-16 | 10:00 | 18.3 | 64.94 | WEEKDAY | #N/A | 1980-10-16 | 10:00 | 14.4 | 57.92 |  |  | 1999-10-16 | 10:00 | 14.6 | 58.28 |  |  | 2001-10-16 | 10:00 | 17.8 | 64.04 | [5 empty] | 14 | 57.2 |  |  |  | 9 | 48.2 |  |  |  |  | 7.2 | 44.96 |  |  |  |  | 8.3 | 46.94 | [5 empty] | 9.4 | 48.92 |  |  |  | 7.2 | 44.96 |  |  |  |  | 6.7 | 44.06 |  |  |  |  | 7.8 | 46.04
2001-10-16 | 11:00 | 18.3 | 64.94 | WEEKDAY | #N/A | 1980-10-16 | 11:00 | 16.6 | 61.88 |  |  | 1999-10-16 | 11:00 | 16 | 60.8 |  |  | 2001-10-16 | 11:00 | 17.8 | 64.04 | [5 empty] | 14 | 57.2 |  |  |  | 9 | 48.2 |  |  |  |  | 8.3 | 46.94 |  |  |  |  | 9.4 | 48.92 | [5 empty] | 9.4 | 48.92 |  |  |  | 7.2 | 44.96 |  |  |  |  | 8.9 | 48.02 |  |  |  |  | 8.9 | 48.02
2001-10-16 | 12:00 | 19.4 | 66.92 | WEEKDAY | #N/A | 1980-10-16 | 12:00 | 18.9 | 66.02 |  |  | 1999-10-16 | 12:00 | 17 | 62.6 |  |  | 2001-10-16 | 12:00 | 19.4 | 66.92 | [5 empty] | 14 | 57.2 |  |  |  | 9 | 48.2 |  |  |  |  | 8.3 | 46.94 |  |  |  |  | 9.4 | 48.92 | [5 empty] | 10.6 | 51.08 |  |  |  | 6.7 | 44.06 |  |  |  |  | 8.3 | 46.94 |  |  |  |  | 10.6 | 51.08
2001-10-16 | 13:00 | 20 | 68 | WEEKDAY | #N/A | 1980-10-16 | 13:00 | 21.1 | 69.98 |  |  | 1999-10-16 | 13:00 | 18 | 64.4 |  |  | 2001-10-16 | 13:00 | 18.9 | 66.02 | [5 empty] | 14 | 57.2 |  |  |  | 9 | 48.2 |  |  |  |  | 8.3 | 46.94 |  |  |  |  | 10 | 50 | [5 empty] | 11.1 | 51.98 |  |  |  | 6.7 | 44.06 |  |  |  |  | 8.3 | 46.94 |  |  |  |  | 11.7 | 53.06
2001-10-16 | 14:00 | 20 | 68 | WEEKDAY | #N/A | 1980-10-16 | 14:00 | 20.7 | 69.26 |  |  | 1999-10-16 | 14:00 | 19 | 66.2 |  |  | 2001-10-16 | 14:00 | 19.4 | 66.92 | [5 empty] | 14.4 | 57.92 |  |  |  | 9 | 48.2 |  |  |  |  | 8.9 | 48.02 |  |  |  |  | 10 | 50 | [5 empty] | 10 | 50 |  |  |  | 7.2 | 44.96 |  |  |  |  | 8.9 | 48.02 |  |  |  |  | 10.6 | 51.08
2001-10-16 | 15:00 | 20 | 68 | WEEKDAY | #N/A | 1980-10-16 | 15:00 | 20.4 | 68.72 |  |  | 1999-10-16 | 15:00 | 19 | 66.2 |  |  | 2001-10-16 | 15:00 | 19.4 | 66.92 | [5 empty] | 14.4 | 57.92 |  |  |  | 9 | 48.2 |  |  |  |  | 8.3 | 46.94 |  |  |  |  | 10 | 50 | [5 empty] | 11.7 | 53.06 |  |  |  | 7.2 | 44.96 |  |  |  |  | 8.3 | 46.94 |  |  |  |  | 10 | 50
2001-10-16 | 16:00 | 20 | 68 | WEEKDAY | #N/A | 1980-10-16 | 16:00 | 20 | 68 |  |  | 1999-10-16 | 16:00 | 19 | 66.2 |  |  | 2001-10-16 | 16:00 | 18.9 | 66.02 | [5 empty] | 13.9 | 57.02 |  |  |  | 8 | 46.4 |  |  |  |  | 8.3 | 46.94 |  |  |  |  | 10 | 50 | [5 empty] | 11.1 | 51.98 |  |  |  | 7.2 | 44.96 |  |  |  |  | 7.2 | 44.96 |  |  |  |  | 9.4 | 48.92
2001-10-16 | 17:00 | 18.9 | 66.02 | WEEKDAY | #N/A | 1980-10-16 | 17:00 | 19.6 | 67.28 |  |  | 1999-10-16 | 17:00 | 17 | 62.6 |  |  | 2001-10-16 | 17:00 | 17.8 | 64.04 | [5 empty] | 13.3 | 55.94 |  |  |  | 8 | 46.4 |  |  |  |  | 7.8 | 46.04 |  |  |  |  | 10 | 50 | [5 empty] | 10 | 50 |  |  |  | 6.1 | 42.98 |  |  |  |  | 6.1 | 42.98 |  |  |  |  | 9.4 | 48.92
2001-10-16 | 18:00 | 17.8 | 64.04 | WEEKDAY | #N/A | 1980-10-16 | 18:00 | 19.3 | 66.74 |  |  | 1999-10-16 | 18:00 | 14 | 57.2 |  |  | 2001-10-16 | 18:00 | 16.7 | 62.06 | [5 empty] | 13.3 | 55.94 |  |  |  | 8 | 46.4 |  |  |  |  | 7.2 | 44.96 |  |  |  |  | 8.9 | 48.02 | [5 empty] | 8.9 | 48.02 |  |  |  | 4.4 | 39.92 |  |  |  |  | 4.4 | 39.92 |  |  |  |  | 8.3 | 46.94
2001-10-16 | 19:00 | 17.8 | 64.04 | WEEKDAY | #N/A | 1980-10-16 | 19:00 | 18.9 | 66.02 |  |  | 1999-10-16 | 19:00 | 14 | 57.2 |  |  | 2001-10-16 | 19:00 | 16.7 | 62.06 | [5 empty] | 12.8 | 55.04 |  |  |  | 8 | 46.4 |  |  |  |  | 7.2 | 44.96 |  |  |  |  | 8.3 | 46.94 | [5 empty] | 8.9 | 48.02 |  |  |  | 2.2 | 35.96 |  |  |  |  | 3.9 | 39.02 |  |  |  |  | 6.1 | 42.98
2001-10-16 | 20:00 | 17.2 | 62.96 | WEEKDAY | #N/A | 1980-10-16 | 20:00 | 18.9 | 66.02 |  |  | 1999-10-16 | 20:00 | 13 | 55.4 |  |  | 2001-10-16 | 20:00 | 16.7 | 62.06 | [5 empty] | 12.2 | 53.96 |  |  |  | 8 | 46.4 |  |  |  |  | 7.8 | 46.04 |  |  |  |  | 7.8 | 46.04 | [5 empty] | 8.3 | 46.94 |  |  |  | 1.1 | 33.98 |  |  |  |  | 2.2 | 35.96 |  |  |  |  | 5.6 | 42.08
2001-10-16 | 21:00 | 17.2 | 62.96 | WEEKDAY | #N/A | 1980-10-16 | 21:00 | 18.9 | 66.02 |  |  | 1999-10-16 | 21:00 | 13 | 55.4 |  |  | 2001-10-16 | 21:00 | 15.6 | 60.08 | [5 empty] | 11.7 | 53.06 |  |  |  | 8 | 46.4 |  |  |  |  | 7.8 | 46.04 |  |  |  |  | 6.7 | 44.06 | [5 empty] | 7.2 | 44.96 |  |  |  | 0.6 | 33.08 |  |  |  |  | 1.1 | 33.98 |  |  |  |  | 5.6 | 42.08
2001-10-16 | 22:00 | 13.9 | 57.02 | WEEKDAY | #N/A | 1980-10-16 | 22:00 | 18.9 | 66.02 |  |  | 1999-10-16 | 22:00 | 15 | 59 |  |  | 2001-10-16 | 22:00 | 13.9 | 57.02 | [5 empty] | 11.7 | 53.06 |  |  |  | 8 | 46.4 |  |  |  |  | 7.2 | 44.96 |  |  |  |  | 5 | 41 | [5 empty] | 6.7 | 44.06 |  |  |  | 0.6 | 33.08 |  |  |  |  | 2.8 | 37.04 |  |  |  |  | 5.6 | 42.08
2001-10-16 | 23:00 | 11.7 | 53.06 | WEEKDAY | #N/A | 1980-10-16 | 23:00 | 18.7 | 65.66 |  |  | 1999-10-16 | 23:00 | 17 | 62.6 |  |  | 2001-10-16 | 23:00 | 10.6 | 51.08 | [5 empty] | 11.7 | 53.06 |  |  |  | 7 | 44.6 |  |  |  |  | 7.2 | 44.96 |  |  |  |  | 3.3 | 37.94 | [5 empty] | 6.7 | 44.06 |  |  |  | 0 | 32 |  |  |  |  | -0.6 | 30.92 |  |  |  |  | 5 | 41
2001-10-16 | 24:00 | 11.1 | 51.98 | WEEKDAY | #N/A | 1980-10-16 | 24:00 | 18.5 | 65.3 |  |  | 1999-10-16 | 24:00 | 14 | 57.2 |  |  | 2001-10-16 | 24:00 | 11.1 | 51.98 | [5 empty] | 10.6 | 51.08 |  |  |  | 8 | 46.4 |  |  |  |  | 7.2 | 44.96 |  |  |  |  | 3.3 | 37.94 | [5 empty] | 6.7 | 44.06 |  |  |  | -0.6 | 30.92 |  |  |  |  | -1.7 | 28.94 |  |  |  |  | 4.4 | 39.92
2001-10-17 | 1:00 | 11.1 | 51.98 | WEEKDAY | #N/A | 1980-10-17 | 1:00 | 18.3 | 64.94 |  |  | 1999-10-17 | 1:00 | 14 | 57.2 |  |  | 2001-10-17 | 1:00 | 10.6 | 51.08 | [5 empty] | 10.6 | 51.08 |  |  |  | 8 | 46.4 |  |  |  |  | 6.1 | 42.98 |  |  |  |  | 5 | 41 | [5 empty] | 6.7 | 44.06 |  |  |  | -1.1 | 30.02 |  |  |  |  | -0.6 | 30.92 |  |  |  |  | 5 | 41
2001-10-17 | 2:00 | 11.1 | 51.98 | WEEKDAY | #N/A | 1980-10-17 | 2:00 | 18.1 | 64.58 |  |  | 1999-10-17 | 2:00 | 14 | 57.2 |  |  | 2001-10-17 | 2:00 | 10.6 | 51.08 | [5 empty] | 10.6 | 51.08 |  |  |  | 7 | 44.6 |  |  |  |  | 6.1 | 42.98 |  |  |  |  | 5 | 41 | [5 empty] | 6.7 | 44.06 |  |  |  | -1.1 | 30.02 |  |  |  |  | -1.1 | 30.02 |  |  |  |  | 5.6 | 42.08
2001-10-17 | 3:00 | 11.1 | 51.98 | WEEKDAY | #N/A | 1980-10-17 | 3:00 | 18 | 64.4 |  |  | 1999-10-17 | 3:00 | 14 | 57.2 |  |  | 2001-10-17 | 3:00 | 10 | 50 | [5 empty] | 10.6 | 51.08 |  |  |  | 6 | 42.8 |  |  |  |  | 5 | 41 |  |  |  |  | 5 | 41 | [5 empty] | 6.7 | 44.06 |  |  |  | -1.7 | 28.94 |  |  |  |  | -1.7 | 28.94 |  |  |  |  | 5.6 | 42.08
2001-10-17 | 4:00 | 10 | 50 | WEEKDAY | #N/A | 1980-10-17 | 4:00 | 17.8 | 64.04 |  |  | 1999-10-17 | 4:00 | 13 | 55.4 |  |  | 2001-10-17 | 4:00 | 10 | 50 | [5 empty] | 10.6 | 51.08 |  |  |  | 6 | 42.8 |  |  |  |  | 5 | 41 |  |  |  |  | 5.6 | 42.08 | [5 empty] | 6.7 | 44.06 |  |  |  | -2.8 | 26.96 |  |  |  |  | -2.2 | 28.04 |  |  |  |  | 5.6 | 42.08
2001-10-17 | 5:00 | 10 | 50 | WEEKDAY | #N/A | 1980-10-17 | 5:00 | 17.1 | 62.78 |  |  | 1999-10-17 | 5:00 | 12 | 53.6 |  |  | 2001-10-17 | 5:00 | 10 | 50 | [5 empty] | 10.6 | 51.08 |  |  |  | 4 | 39.2 |  |  |  |  | 5 | 41 |  |  |  |  | 5.6 | 42.08 | [5 empty] | 6.7 | 44.06 |  |  |  | -2.8 | 26.96 |  |  |  |  | -2.2 | 28.04 |  |  |  |  | 5 | 41
2001-10-17 | 6:00 | 10.6 | 51.08 | WEEKDAY | #N/A | 1980-10-17 | 6:00 | 16.3 | 61.34 |  |  | 1999-10-17 | 6:00 | 12 | 53.6 |  |  | 2001-10-17 | 6:00 | 10.6 | 51.08 | [5 empty] | 11.1 | 51.98 |  |  |  | 3 | 37.4 |  |  |  |  | 5.6 | 42.08 |  |  |  |  | 5.6 | 42.08 | [5 empty] | 6.7 | 44.06 |  |  |  | -2.8 | 26.96 |  |  |  |  | -3.9 | 24.98 |  |  |  |  | 5 | 41
2001-10-17 | 7:00 | 10.6 | 51.08 | WEEKDAY | #N/A | 1980-10-17 | 7:00 | 15.6 | 60.08 |  |  | 1999-10-17 | 7:00 | 12 | 53.6 |  |  | 2001-10-17 | 7:00 | 10.6 | 51.08 | [5 empty] | 11.1 | 51.98 |  |  |  | 3 | 37.4 |  |  |  |  | 6.1 | 42.98 |  |  |  |  | 6.1 | 42.98 | [5 empty] | 6.7 | 44.06 |  |  |  | -2.8 | 26.96 |  |  |  |  | -3.3 | 26.06 |  |  |  |  | 5 | 41
2001-10-17 | 8:00 | 11.1 | 51.98 | WEEKDAY | #N/A | 1980-10-17 | 8:00 | 17.4 | 63.32 |  |  | 1999-10-17 | 8:00 | 14 | 57.2 |  |  | 2001-10-17 | 8:00 | 11.1 | 51.98 | [5 empty] | 11.7 | 53.06 |  |  |  | 8 | 46.4 |  |  |  |  | 6.1 | 42.98 |  |  |  |  | 6.7 | 44.06 | [5 empty] | 6.7 | 44.06 |  |  |  | -0.6 | 30.92 |  |  |  |  | 0 | 32 |  |  |  |  | 6.1 | 42.98
2001-10-17 | 9:00 | 11.7 | 53.06 | WEEKDAY | #N/A | 1980-10-17 | 9:00 | 19.3 | 66.74 |  |  | 1999-10-17 | 9:00 | 17 | 62.6 |  |  | 2001-10-17 | 9:00 | 11.7 | 53.06 | [5 empty] | 12.2 | 53.96 |  |  |  | 11 | 51.8 |  |  |  |  | 6.1 | 42.98 |  |  |  |  | 7.8 | 46.04 | [5 empty] | 7.2 | 44.96 |  |  |  | 2.8 | 37.04 |  |  |  |  | 2.8 | 37.04 |  |  |  |  | 7.2 | 44.96
2001-10-17 | 10:00 | 13.3 | 55.94 | WEEKDAY | #N/A | 1980-10-17 | 10:00 | 21.1 | 69.98 |  |  | 1999-10-17 | 10:00 | 18 | 64.4 |  |  | 2001-10-17 | 10:00 | 12.8 | 55.04 | [5 empty] | 12.8 | 55.04 |  |  |  | 13 | 55.4 |  |  |  |  | 6.7 | 44.06 |  |  |  |  | 9.4 | 48.92 | [5 empty] | 7.8 | 46.04 |  |  |  | 5 | 41 |  |  |  |  | 5 | 41 |  |  |  |  | 8.3 | 46.94
2001-10-17 | 11:00 | 13.9 | 57.02 | WEEKDAY | #N/A | 1980-10-17 | 11:00 | 22.2 | 71.96 |  |  | 1999-10-17 | 11:00 | 19 | 66.2 |  |  | 2001-10-17 | 11:00 | 13.9 | 57.02 | [5 empty] | 13.3 | 55.94 |  |  |  | 13 | 55.4 |  |  |  |  | 7.2 | 44.96 |  |  |  |  | 11.7 | 53.06 | [5 empty] | 7.8 | 46.04 |  |  |  | 6.1 | 42.98 |  |  |  |  | 6.7 | 44.06 |  |  |  |  | 8.3 | 46.94
2001-10-17 | 12:00 | 13.9 | 57.02 | WEEKDAY | #N/A | 1980-10-17 | 12:00 | 23.3 | 73.94 |  |  | 1999-10-17 | 12:00 | 23 | 73.4 |  |  | 2001-10-17 | 12:00 | 13.9 | 57.02 | [5 empty] | 13.9 | 57.02 |  |  |  | 13 | 55.4 |  |  |  |  | 7.2 | 44.96 |  |  |  |  | 12.2 | 53.96 | [5 empty] | 7.2 | 44.96 |  |  |  | 7.2 | 44.96 |  |  |  |  | 8.3 | 46.94 |  |  |  |  | 8.9 | 48.02
2001-10-17 | 13:00 | 14.4 | 57.92 | WEEKDAY | #N/A | 1980-10-17 | 13:00 | 24.4 | 75.92 |  |  | 1999-10-17 | 13:00 | 20 | 68 |  |  | 2001-10-17 | 13:00 | 14.4 | 57.92 | [5 empty] | 13.9 | 57.02 |  |  |  | 14 | 57.2 |  |  |  |  | 7.8 | 46.04 |  |  |  |  | 12.8 | 55.04 | [5 empty] | 7.8 | 46.04 |  |  |  | 7.8 | 46.04 |  |  |  |  | 8.3 | 46.94 |  |  |  |  | 9.4 | 48.92
2001-10-17 | 14:00 | 14.4 | 57.92 | WEEKDAY | #N/A | 1980-10-17 | 14:00 | 23.3 | 73.94 |  |  | 1999-10-17 | 14:00 | 19.6 | 67.28 |  |  | 2001-10-17 | 14:00 | 15 | 59 | [5 empty] | 13.9 | 57.02 |  |  |  | 14 | 57.2 |  |  |  |  | 7.8 | 46.04 |  |  |  |  | 12.8 | 55.04 | [5 empty] | 8.3 | 46.94 |  |  |  | 8.9 | 48.02 |  |  |  |  | 9.4 | 48.92 |  |  |  |  | 9.4 | 48.92
2001-10-17 | 15:00 | 13.9 | 57.02 | WEEKDAY | #N/A | 1980-10-17 | 15:00 | 22.2 | 71.96 |  |  | 1999-10-17 | 15:00 | 19 | 66.2 |  |  | 2001-10-17 | 15:00 | 13.9 | 57.02 | [5 empty] | 13.9 | 57.02 |  |  |  | 14 | 57.2 |  |  |  |  | 7.2 | 44.96 |  |  |  |  | 12.2 | 53.96 | [5 empty] | 8.3 | 46.94 |  |  |  | 9.4 | 48.92 |  |  |  |  | 9.4 | 48.92 |  |  |  |  | 10 | 50
2001-10-17 | 16:00 | 13.3 | 55.94 | WEEKDAY | #N/A | 1980-10-17 | 16:00 | 21.1 | 69.98 |  |  | 1999-10-17 | 16:00 | 19 | 66.2 |  |  | 2001-10-17 | 16:00 | 13.3 | 55.94 | [5 empty] | 13.3 | 55.94 |  |  |  | 13 | 55.4 |  |  |  |  | 7.8 | 46.04 |  |  |  |  | 11.7 | 53.06 | [5 empty] | 8.9 | 48.02 |  |  |  | 8.9 | 48.02 |  |  |  |  | 9.4 | 48.92 |  |  |  |  | 8.9 | 48.02
2001-10-17 | 17:00 | 12.8 | 55.04 | WEEKDAY | #N/A | 1980-10-17 | 17:00 | 20.5 | 68.9 |  |  | 1999-10-17 | 17:00 | 19 | 66.2 |  |  | 2001-10-17 | 17:00 | 12.2 | 53.96 | [5 empty] | 12.8 | 55.04 |  |  |  | 12 | 53.6 |  |  |  |  | 7.2 | 44.96 |  |  |  |  | 10 | 50 | [5 empty] | 8.3 | 46.94 |  |  |  | 8.3 | 46.94 |  |  |  |  | 7.2 | 44.96 |  |  |  |  | 8.3 | 46.94
2001-10-17 | 18:00 | 12.2 | 53.96 | WEEKDAY | #N/A | 1980-10-17 | 18:00 | 20 | 68 |  |  | 1999-10-17 | 18:00 | 18 | 64.4 |  |  | 2001-10-17 | 18:00 | 11.1 | 51.98 | [5 empty] | 12.8 | 55.04 |  |  |  | 11 | 51.8 |  |  |  |  | 7.2 | 44.96 |  |  |  |  | 9.4 | 48.92 | [5 empty] | 8.3 | 46.94 |  |  |  | 6.7 | 44.06 |  |  |  |  | 4.4 | 39.92 |  |  |  |  | 7.8 | 46.04
2001-10-17 | 19:00 | 11.1 | 51.98 | WEEKDAY | #N/A | 1980-10-17 | 19:00 | 19.4 | 66.92 |  |  | 1999-10-17 | 19:00 | 16 | 60.8 |  |  | 2001-10-17 | 19:00 | 11.1 | 51.98 | [5 empty] | 12.8 | 55.04 |  |  |  | 11 | 51.8 |  |  |  |  | 6.7 | 44.06 |  |  |  |  | 9.4 | 48.92 | [5 empty] | 7.8 | 46.04 |  |  |  | 3.9 | 39.02 |  |  |  |  | 3.9 | 39.02 |  |  |  |  | 7.2 | 44.96
2001-10-17 | 20:00 | 11.1 | 51.98 | WEEKDAY | #N/A | 1980-10-17 | 20:00 | 19 | 66.2 |  |  | 1999-10-17 | 20:00 | 16 | 60.8 |  |  | 2001-10-17 | 20:00 | 10.6 | 51.08 | [5 empty] | 12.8 | 55.04 |  |  |  | 10 | 50 |  |  |  |  | 6.7 | 44.06 |  |  |  |  | 8.9 | 48.02 | [5 empty] | 7.8 | 46.04 |  |  |  | 2.8 | 37.04 |  |  |  |  | 3.9 | 39.02 |  |  |  |  | 6.7 | 44.06
2001-10-17 | 21:00 | 10.6 | 51.08 | WEEKDAY | #N/A | 1980-10-17 | 21:00 | 18.7 | 65.66 |  |  | 1999-10-17 | 21:00 | 16 | 60.8 |  |  | 2001-10-17 | 21:00 | 10 | 50 | [5 empty] | 12.2 | 53.96 |  |  |  | 9 | 48.2 |  |  |  |  | 6.1 | 42.98 |  |  |  |  | 8.3 | 46.94 | [5 empty] | 7.2 | 44.96 |  |  |  | 2.2 | 35.96 |  |  |  |  | 2.8 | 37.04 |  |  |  |  | 6.7 | 44.06
2001-10-17 | 22:00 | 10 | 50 | WEEKDAY | #N/A | 1980-10-17 | 22:00 | 18.3 | 64.94 |  |  | 1999-10-17 | 22:00 | 16 | 60.8 |  |  | 2001-10-17 | 22:00 | 9.4 | 48.92 | [5 empty] | 12.2 | 53.96 |  |  |  | 9 | 48.2 |  |  |  |  | 6.1 | 42.98 |  |  |  |  | 8.3 | 46.94 | [5 empty] | 6.7 | 44.06 |  |  |  | 1.7 | 35.06 |  |  |  |  | 2.2 | 35.96 |  |  |  |  | 6.1 | 42.98
2001-10-17 | 23:00 | 10 | 50 | WEEKDAY | #N/A | 1980-10-17 | 23:00 | 18.3 | 64.94 |  |  | 1999-10-17 | 23:00 | 16 | 60.8 |  |  | 2001-10-17 | 23:00 | 8.9 | 48.02 | [5 empty] | 12.2 | 53.96 |  |  |  | 9 | 48.2 |  |  |  |  | 6.1 | 42.98 |  |  |  |  | 7.8 | 46.04 | [5 empty] | 6.7 | 44.06 |  |  |  | 1.7 | 35.06 |  |  |  |  | 1.1 | 33.98 |  |  |  |  | 5.6 | 42.08
2001-10-17 | 24:00 | 8.9 | 48.02 | WEEKDAY | #N/A | 1980-10-17 | 24:00 | 18.3 | 64.94 |  |  | 1999-10-17 | 24:00 | 15 | 59 |  |  | 2001-10-17 | 24:00 | 8.3 | 46.94 | [5 empty] | 12.2 | 53.96 |  |  |  | 9 | 48.2 |  |  |  |  | 5.6 | 42.08 |  |  |  |  | 7.2 | 44.96 | [5 empty] | 6.1 | 42.98 |  |  |  | 1.7 | 35.06 |  |  |  |  | 1.1 | 33.98 |  |  |  |  | 1.7 | 35.06
2001-10-18 | 1:00 | 8.3 | 46.94 | WEEKDAY | #N/A | 1980-10-18 | 1:00 | 18.3 | 64.94 |  |  | 1999-10-18 | 1:00 | 15 | 59 |  |  | 2001-10-18 | 1:00 | 7.8 | 46.04 | [5 empty] | 12 | 53.6 |  |  |  | 8 | 46.4 |  |  |  |  | 6.1 | 42.98 |  |  |  |  | 5 | 41 | [5 empty] | 3.9 | 39.02 |  |  |  | 1.7 | 35.06 |  |  |  |  | 1.1 | 33.98 |  |  |  |  | 0.6 | 33.08
2001-10-18 | 2:00 | 8.3 | 46.94 | WEEKDAY | #N/A | 1980-10-18 | 2:00 | 18.5 | 65.3 |  |  | 1999-10-18 | 2:00 | 15 | 59 |  |  | 2001-10-18 | 2:00 | 7.8 | 46.04 | [5 empty] | 12.2 | 53.96 |  |  |  | 7 | 44.6 |  |  |  |  | 5.6 | 42.08 |  |  |  |  | 3.9 | 39.02 | [5 empty] | 3.3 | 37.94 |  |  |  | 1.7 | 35.06 |  |  |  |  | 1.1 | 33.98 |  |  |  |  | 2.2 | 35.96
2001-10-18 | 3:00 | 7.8 | 46.04 | WEEKDAY | #N/A | 1980-10-18 | 3:00 | 18.7 | 65.66 |  |  | 1999-10-18 | 3:00 | 14 | 57.2 |  |  | 2001-10-18 | 3:00 | 7.2 | 44.96 | [5 empty] | 12.8 | 55.04 |  |  |  | 6 | 42.8 |  |  |  |  | 5 | 41 |  |  |  |  | 2.8 | 37.04 | [5 empty] | 2.2 | 35.96 |  |  |  | 1.7 | 35.06 |  |  |  |  | 1.1 | 33.98 |  |  |  |  | 2.2 | 35.96
2001-10-18 | 4:00 | 7.2 | 44.96 | WEEKDAY | #N/A | 1980-10-18 | 4:00 | 18.9 | 66.02 |  |  | 1999-10-18 | 4:00 | 12 | 53.6 |  |  | 2001-10-18 | 4:00 | 6.7 | 44.06 | [5 empty] | 12.8 | 55.04 |  |  |  | 6 | 42.8 |  |  |  |  | 4.4 | 39.92 |  |  |  |  | 2.8 | 37.04 | [5 empty] | 1.7 | 35.06 |  |  |  | 1.7 | 35.06 |  |  |  |  | 1.1 | 33.98 |  |  |  |  | 2.8 | 37.04
2001-10-18 | 5:00 | 7.2 | 44.96 | WEEKDAY | #N/A | 1980-10-18 | 5:00 | 19.1 | 66.38 |  |  | 1999-10-18 | 5:00 | 11 | 51.8 |  |  | 2001-10-18 | 5:00 | 6.1 | 42.98 | [5 empty] | 12.8 | 55.04 |  |  |  | 4 | 39.2 |  |  |  |  | 4.4 | 39.92 |  |  |  |  | 2.8 | 37.04 | [5 empty] | 2.2 | 35.96 |  |  |  | 1.7 | 35.06 |  |  |  |  | 1.1 | 33.98 |  |  |  |  | 2.2 | 35.96
2001-10-18 | 6:00 | 6.7 | 44.06 | WEEKDAY | #N/A | 1980-10-18 | 6:00 | 19.2 | 66.56 |  |  | 1999-10-18 | 6:00 | 10 | 50 |  |  | 2001-10-18 | 6:00 | 5.6 | 42.08 | [5 empty] | 13.3 | 55.94 |  |  |  | 3 | 37.4 |  |  |  |  | 4.4 | 39.92 |  |  |  |  | 2.2 | 35.96 | [5 empty] | 1.7 | 35.06 |  |  |  | 3.3 | 37.94 |  |  |  |  | 1.7 | 35.06 |  |  |  |  | 1.7 | 35.06
2001-10-18 | 7:00 | 6.7 | 44.06 | WEEKDAY | #N/A | 1980-10-18 | 7:00 | 19.4 | 66.92 |  |  | 1999-10-18 | 7:00 | 10 | 50 |  |  | 2001-10-18 | 7:00 | 6.1 | 42.98 | [5 empty] | 13.3 | 55.94 |  |  |  | 3 | 37.4 |  |  |  |  | 4.4 | 39.92 |  |  |  |  | 3.9 | 39.02 | [5 empty] | 1.1 | 33.98 |  |  |  | 3.9 | 39.02 |  |  |  |  | 2.2 | 35.96 |  |  |  |  | 1.7 | 35.06
2001-10-18 | 8:00 | 7.2 | 44.96 | WEEKDAY | #N/A | 1980-10-18 | 8:00 | 20 | 68 |  |  | 1999-10-18 | 8:00 | 10.7 | 51.26 |  |  | 2001-10-18 | 8:00 | 7.2 | 44.96 | [5 empty] | 13.9 | 57.02 |  |  |  | 6 | 42.8 |  |  |  |  | 4.4 | 39.92 |  |  |  |  | 6.1 | 42.98 | [5 empty] | 4.4 | 39.92 |  |  |  | 5.6 | 42.08 |  |  |  |  | 3.3 | 37.94 |  |  |  |  | 3.3 | 37.94
2001-10-18 | 9:00 | 8.3 | 46.94 | WEEKDAY | #N/A | 1980-10-18 | 9:00 | 20.5 | 68.9 |  |  | 1999-10-18 | 9:00 | 11 | 51.8 |  |  | 2001-10-18 | 9:00 | 8.3 | 46.94 | [5 empty] | 14.4 | 57.92 |  |  |  | 8 | 46.4 |  |  |  |  | 5.6 | 42.08 |  |  |  |  | 7.8 | 46.04 | [5 empty] | 6.7 | 44.06 |  |  |  | 6.7 | 44.06 |  |  |  |  | 4.4 | 39.92 |  |  |  |  | 5.6 | 42.08
2001-10-18 | 10:00 | 10 | 50 | WEEKDAY | #N/A | 1980-10-18 | 10:00 | 21.1 | 69.98 |  |  | 1999-10-18 | 10:00 | 12 | 53.6 |  |  | 2001-10-18 | 10:00 | 10 | 50 | [5 empty] | 15.6 | 60.08 |  |  |  | 8 | 46.4 |  |  |  |  | 7.2 | 44.96 |  |  |  |  | 8.3 | 46.94 | [5 empty] | 8.3 | 46.94 |  |  |  | 7.8 | 46.04 |  |  |  |  | 6.1 | 42.98 |  |  |  |  | 9.4 | 48.92
2001-10-18 | 11:00 | 10.6 | 51.08 | WEEKDAY | #N/A | 1980-10-18 | 11:00 | 21.7 | 71.06 |  |  | 1999-10-18 | 11:00 | 12 | 53.6 |  |  | 2001-10-18 | 11:00 | 11.1 | 51.98 | [5 empty] | 16.1 | 60.98 |  |  |  | 11 | 51.8 |  |  |  |  | 8.9 | 48.02 |  |  |  |  | 9.4 | 48.92 | [5 empty] | 10 | 50 |  |  |  | 8.9 | 48.02 |  |  |  |  | 7.2 | 44.96 |  |  |  |  | 8.3 | 46.94
2001-10-18 | 12:00 | 11.1 | 51.98 | WEEKDAY | #N/A | 1980-10-18 | 12:00 | 22.2 | 71.96 |  |  | 1999-10-18 | 12:00 | 13 | 55.4 |  |  | 2001-10-18 | 12:00 | 11.7 | 53.06 | [5 empty] | 17.2 | 62.96 |  |  |  | 11 | 51.8 |  |  |  |  | 9.4 | 48.92 |  |  |  |  | 10.6 | 51.08 | [5 empty] | 11.7 | 53.06 |  |  |  | 10 | 50 |  |  |  |  | 8.9 | 48.02 |  |  |  |  | 8.3 | 46.94
2001-10-18 | 13:00 | 12.8 | 55.04 | WEEKDAY | #N/A | 1980-10-18 | 13:00 | 22.8 | 73.04 |  |  | 1999-10-18 | 13:00 | 12 | 53.6 |  |  | 2001-10-18 | 13:00 | 12.8 | 55.04 | [5 empty] | 17.8 | 64.04 |  |  |  | 12 | 53.6 |  |  |  |  | 9.4 | 48.92 |  |  |  |  | 11.1 | 51.98 | [5 empty] | 11.1 | 51.98 |  |  |  | 11.1 | 51.98 |  |  |  |  | 10 | 50 |  |  |  |  | 9.4 | 48.92
2001-10-18 | 14:00 | 13.3 | 55.94 | WEEKDAY | #N/A | 1980-10-18 | 14:00 | 22.1 | 71.78 |  |  | 1999-10-18 | 14:00 | 12 | 53.6 |  |  | 2001-10-18 | 14:00 | 13.9 | 57.02 | [5 empty] | 17.8 | 64.04 |  |  |  | 13 | 55.4 |  |  |  |  | 10 | 50 |  |  |  |  | 11.7 | 53.06 | [5 empty] | 11.1 | 51.98 |  |  |  | 11.1 | 51.98 |  |  |  |  | 10 | 50 |  |  |  |  | 9.4 | 48.92
2001-10-18 | 15:00 | 13.9 | 57.02 | WEEKDAY | #N/A | 1980-10-18 | 15:00 | 21.3 | 70.34 |  |  | 1999-10-18 | 15:00 | 14 | 57.2 |  |  | 2001-10-18 | 15:00 | 13.9 | 57.02 | [5 empty] | 14.4 | 57.92 |  |  |  | 13 | 55.4 |  |  |  |  | 10 | 50 |  |  |  |  | 12.2 | 53.96 | [5 empty] | 10.6 | 51.08 |  |  |  | 10.6 | 51.08 |  |  |  |  | 10.6 | 51.08 |  |  |  |  | 10 | 50
2001-10-18 | 16:00 | 13.9 | 57.02 | WEEKDAY | #N/A | 1980-10-18 | 16:00 | 20.6 | 69.08 |  |  | 1999-10-18 | 16:00 | 14 | 57.2 |  |  | 2001-10-18 | 16:00 | 13.9 | 57.02 | [5 empty] | 14.4 | 57.92 |  |  |  | 13 | 55.4 |  |  |  |  | 9.4 | 48.92 |  |  |  |  | 10.6 | 51.08 | [5 empty] | 9.4 | 48.92 |  |  |  | 10.6 | 51.08 |  |  |  |  | 11.1 | 51.98 |  |  |  |  | 9.4 | 48.92
2001-10-18 | 17:00 | 13.9 | 57.02 | WEEKDAY | #N/A | 1980-10-18 | 17:00 | 19.5 | 67.1 |  |  | 1999-10-18 | 17:00 | 13 | 55.4 |  |  | 2001-10-18 | 17:00 | 12.8 | 55.04 | [5 empty] | 14.4 | 57.92 |  |  |  | 12 | 53.6 |  |  |  |  | 8.9 | 48.02 |  |  |  |  | 8.9 | 48.02 | [5 empty] | 7.8 | 46.04 |  |  |  | 10 | 50 |  |  |  |  | 10.6 | 51.08 |  |  |  |  | 8.3 | 46.94
2001-10-18 | 18:00 | 13.3 | 55.94 | WEEKDAY | #N/A | 1980-10-18 | 18:00 | 18.3 | 64.94 |  |  | 1999-10-18 | 18:00 | 11 | 51.8 |  |  | 2001-10-18 | 18:00 | 10.6 | 51.08 | [5 empty] | 14.4 | 57.92 |  |  |  | 7 | 44.6 |  |  |  |  | 6.7 | 44.06 |  |  |  |  | 6.7 | 44.06 | [5 empty] | 5 | 41 |  |  |  | 10.6 | 51.08 |  |  |  |  | 10.6 | 51.08 |  |  |  |  | 3.3 | 37.94
2001-10-18 | 19:00 | 12.8 | 55.04 | WEEKDAY | #N/A | 1980-10-18 | 19:00 | 17.2 | 62.96 |  |  | 1999-10-18 | 19:00 | 9 | 48.2 |  |  | 2001-10-18 | 19:00 | 11.1 | 51.98 | [5 empty] | 13.3 | 55.94 |  |  |  | 6 | 42.8 |  |  |  |  | 5.6 | 42.08 |  |  |  |  | 3.9 | 39.02 | [5 empty] | 4.4 | 39.92 |  |  |  | 10 | 50 |  |  |  |  | 10 | 50 |  |  |  |  | 0.6 | 33.08
2001-10-18 | 20:00 | 12.2 | 53.96 | WEEKDAY | #N/A | 1980-10-18 | 20:00 | 17 | 62.6 |  |  | 1999-10-18 | 20:00 | 9 | 48.2 |  |  | 2001-10-18 | 20:00 | 7.2 | 44.96 | [5 empty] | 13.3 | 55.94 |  |  |  | 4 | 39.2 |  |  |  |  | 3.9 | 39.02 |  |  |  |  | 2.8 | 37.04 | [5 empty] | 2.8 | 37.04 |  |  |  | 10 | 50 |  |  |  |  | 10 | 50 |  |  |  |  | 0.6 | 33.08
2001-10-18 | 21:00 | 11.7 | 53.06 | WEEKDAY | #N/A | 1980-10-18 | 21:00 | 16.9 | 62.42 |  |  | 1999-10-18 | 21:00 | 8 | 46.4 |  |  | 2001-10-18 | 21:00 | 9.4 | 48.92 | [5 empty] | 13.3 | 55.94 |  |  |  | 4 | 39.2 |  |  |  |  | 3.3 | 37.94 |  |  |  |  | 2.2 | 35.96 | [5 empty] | 1.7 | 35.06 |  |  |  | 8.9 | 48.02 |  |  |  |  | 10 | 50 |  |  |  |  | 0 | 32
2001-10-18 | 22:00 | 11.7 | 53.06 | WEEKDAY | #N/A | 1980-10-18 | 22:00 | 16.7 | 62.06 |  |  | 1999-10-18 | 22:00 | 7.5 | 45.5 |  |  | 2001-10-18 | 22:00 | 7.8 | 46.04 | [5 empty] | 13.3 | 55.94 |  |  |  | 3 | 37.4 |  |  |  |  | 2.8 | 37.04 |  |  |  |  | 2.2 | 35.96 | [5 empty] | 1.1 | 33.98 |  |  |  | 8.9 | 48.02 |  |  |  |  | 9.4 | 48.92 |  |  |  |  | -0.6 | 30.92
2001-10-18 | 23:00 | 10.6 | 51.08 | WEEKDAY | #N/A | 1980-10-18 | 23:00 | 16.7 | 62.06 |  |  | 1999-10-18 | 23:00 | 7 | 44.6 |  |  | 2001-10-18 | 23:00 | 7.2 | 44.96 | [5 empty] | 12.2 | 53.96 |  |  |  | 2 | 35.6 |  |  |  |  | 2.8 | 37.04 |  |  |  |  | 1.7 | 35.06 | [5 empty] | 0.6 | 33.08 |  |  |  | 8.9 | 48.02 |  |  |  |  | 9.4 | 48.92 |  |  |  |  | 1.7 | 35.06
2001-10-18 | 24:00 | 10 | 50 | WEEKDAY | #N/A | 1980-10-18 | 24:00 | 16.7 | 62.06 |  |  | 1999-10-18 | 24:00 | 6 | 42.8 |  |  | 2001-10-18 | 24:00 | 5 | 41 | [5 empty] | 11.7 | 53.06 |  |  |  | 2 | 35.6 |  |  |  |  | 1.7 | 35.06 |  |  |  |  | 1.1 | 33.98 | [5 empty] | 1.1 | 33.98 |  |  |  | 9.4 | 48.92 |  |  |  |  | 9.4 | 48.92 |  |  |  |  | 1.7 | 35.06
2001-10-19 | 1:00 | 10 | 50 | WEEKDAY | #N/A | 1980-10-19 | 1:00 | 16.7 | 62.06 |  |  | 1999-10-19 | 1:00 | 5 | 41 |  |  | 2001-10-19 | 1:00 | 4.4 | 39.92 | [5 empty] | 12.2 | 53.96 |  |  |  | 3 | 37.4 |  |  |  |  | 1.1 | 33.98 |  |  |  |  | 0 | 32 | [5 empty] | 0.6 | 33.08 |  |  |  | 10 | 50 |  |  |  |  | 10 | 50 |  |  |  |  | 0.6 | 33.08
2001-10-19 | 2:00 | 8.3 | 46.94 | WEEKDAY | #N/A | 1980-10-19 | 2:00 | 16.5 | 61.7 |  |  | 1999-10-19 | 2:00 | 5 | 41 |  |  | 2001-10-19 | 2:00 | 4.4 | 39.92 | [5 empty] | 11.7 | 53.06 |  |  |  | 4 | 39.2 |  |  |  |  | 1.1 | 33.98 |  |  |  |  | -1.1 | 30.02 | [5 empty] | 0 | 32 |  |  |  | 9.4 | 48.92 |  |  |  |  | 10 | 50 |  |  |  |  | 2.2 | 35.96
2001-10-19 | 3:00 | 8.9 | 48.02 | WEEKDAY | #N/A | 1980-10-19 | 3:00 | 16.3 | 61.34 |  |  | 1999-10-19 | 3:00 | 4.1 | 39.38 |  |  | 2001-10-19 | 3:00 | 4.4 | 39.92 | [5 empty] | 11.7 | 53.06 |  |  |  | 4 | 39.2 |  |  |  |  | 1.7 | 35.06 |  |  |  |  | -1.7 | 28.94 | [5 empty] | 0 | 32 |  |  |  | 10 | 50 |  |  |  |  | 8.9 | 48.02 |  |  |  |  | 2.2 | 35.96
2001-10-19 | 4:00 | 8.3 | 46.94 | WEEKDAY | #N/A | 1980-10-19 | 4:00 | 16.1 | 60.98 |  |  | 1999-10-19 | 4:00 | 3 | 37.4 |  |  | 2001-10-19 | 4:00 | 3.9 | 39.02 | [5 empty] | 10.6 | 51.08 |  |  |  | 6 | 42.8 |  |  |  |  | 1.7 | 35.06 |  |  |  |  | -1.7 | 28.94 | [5 empty] | -0.6 | 30.92 |  |  |  | 8.9 | 48.02 |  |  |  |  | 8.3 | 46.94 |  |  |  |  | 2.2 | 35.96
2001-10-19 | 5:00 | 8.9 | 48.02 | WEEKDAY | #N/A | 1980-10-19 | 5:00 | 15.9 | 60.62 |  |  | 1999-10-19 | 5:00 | 2 | 35.6 |  |  | 2001-10-19 | 5:00 | 5 | 41 | [5 empty] | 10.6 | 51.08 |  |  |  | 5 | 41 |  |  |  |  | 1.1 | 33.98 |  |  |  |  | -2.2 | 28.04 | [5 empty] | -0.6 | 30.92 |  |  |  | 8.3 | 46.94 |  |  |  |  | 9.4 | 48.92 |  |  |  |  | 2.2 | 35.96
2001-10-19 | 6:00 | 8.9 | 48.02 | WEEKDAY | #N/A | 1980-10-19 | 6:00 | 15.8 | 60.44 |  |  | 1999-10-19 | 6:00 | 2 | 35.6 |  |  | 2001-10-19 | 6:00 | 7.2 | 44.96 | [5 empty] | 10 | 50 |  |  |  | 7 | 44.6 |  |  |  |  | -1.1 | 30.02 |  |  |  |  | -2.2 | 28.04 | [5 empty] | -0.6 | 30.92 |  |  |  | 8.3 | 46.94 |  |  |  |  | 8.9 | 48.02 |  |  |  |  | 2.2 | 35.96
2001-10-19 | 7:00 | 9.4 | 48.92 | WEEKDAY | #N/A | 1980-10-19 | 7:00 | 15.6 | 60.08 |  |  | 1999-10-19 | 7:00 | 3 | 37.4 |  |  | 2001-10-19 | 7:00 | 8.9 | 48.02 | [5 empty] | 9.4 | 48.92 |  |  |  | 9 | 48.2 |  |  |  |  | -0.6 | 30.92 |  |  |  |  | -1.7 | 28.94 | [5 empty] | -0.6 | 30.92 |  |  |  | 8.3 | 46.94 |  |  |  |  | 8.9 | 48.02 |  |  |  |  | 2.2 | 35.96
2001-10-19 | 8:00 | 10.6 | 51.08 | WEEKDAY | #N/A | 1980-10-19 | 8:00 | 15.6 | 60.08 |  |  | 1999-10-19 | 8:00 | 3 | 37.4 |  |  | 2001-10-19 | 8:00 | 10.6 | 51.08 | [5 empty] | 11.7 | 53.06 |  |  |  | 10 | 50 |  |  |  |  | 1.1 | 33.98 |  |  |  |  | 1.1 | 33.98 | [5 empty] | 1.7 | 35.06 |  |  |  | 7.8 | 46.04 |  |  |  |  | 8.9 | 48.02 |  |  |  |  | 4.4 | 39.92
2001-10-19 | 9:00 | 12.8 | 55.04 | WEEKDAY | #N/A | 1980-10-19 | 9:00 | 15.6 | 60.08 |  |  | 1999-10-19 | 9:00 | 6 | 42.8 |  |  | 2001-10-19 | 9:00 | 12.8 | 55.04 | [5 empty] | 13.3 | 55.94 |  |  |  | 11 | 51.8 |  |  |  |  | 3.9 | 39.02 |  |  |  |  | 5.6 | 42.08 | [5 empty] | 6.1 | 42.98 |  |  |  | 7.8 | 46.04 |  |  |  |  | 9.4 | 48.92 |  |  |  |  | 6.7 | 44.06
2001-10-19 | 10:00 | 13.3 | 55.94 | WEEKDAY | #N/A | 1980-10-19 | 10:00 | 15.6 | 60.08 |  |  | 1999-10-19 | 10:00 | 8 | 46.4 |  |  | 2001-10-19 | 10:00 | 13.3 | 55.94 | [5 empty] | 15.6 | 60.08 |  |  |  | 11 | 51.8 |  |  |  |  | 6.7 | 44.06 |  |  |  |  | 8.3 | 46.94 | [5 empty] | 8.9 | 48.02 |  |  |  | 8.3 | 46.94 |  |  |  |  | 9.4 | 48.92 |  |  |  |  | 10 | 50
2001-10-19 | 11:00 | 14.4 | 57.92 | WEEKDAY | #N/A | 1980-10-19 | 11:00 | 16.7 | 62.06 |  |  | 1999-10-19 | 11:00 | 10 | 50 |  |  | 2001-10-19 | 11:00 | 14.4 | 57.92 | [5 empty] | 16.7 | 62.06 |  |  |  | 12 | 53.6 |  |  |  |  | 8.3 | 46.94 |  |  |  |  | 10.6 | 51.08 | [5 empty] | 10.6 | 51.08 |  |  |  | 8.9 | 48.02 |  |  |  |  | 9.4 | 48.92 |  |  |  |  | 11.1 | 51.98
2001-10-19 | 12:00 | 15.6 | 60.08 | WEEKDAY | #N/A | 1980-10-19 | 12:00 | 17.8 | 64.04 |  |  | 1999-10-19 | 12:00 | 11 | 51.8 |  |  | 2001-10-19 | 12:00 | 15 | 59 | [5 empty] | 17.2 | 62.96 |  |  |  | 11 | 51.8 |  |  |  |  | 11.1 | 51.98 |  |  |  |  | 13.3 | 55.94 | [5 empty] | 12.2 | 53.96 |  |  |  | 9.4 | 48.92 |  |  |  |  | 10 | 50 |  |  |  |  | 12.8 | 55.04
2001-10-19 | 13:00 | 16.7 | 62.06 | WEEKDAY | #N/A | 1980-10-19 | 13:00 | 18.9 | 66.02 |  |  | 1999-10-19 | 13:00 | 11 | 51.8 |  |  | 2001-10-19 | 13:00 | 15.6 | 60.08 | [5 empty] | 17.8 | 64.04 |  |  |  | 12 | 53.6 |  |  |  |  | 11.7 | 53.06 |  |  |  |  | 14.4 | 57.92 | [5 empty] | 13.3 | 55.94 |  |  |  | 10 | 50 |  |  |  |  | 11.1 | 51.98 |  |  |  |  | 14.4 | 57.92
2001-10-19 | 14:00 | 16.7 | 62.06 | WEEKDAY | #N/A | 1980-10-19 | 14:00 | 18.9 | 66.02 |  |  | 1999-10-19 | 14:00 | 11 | 51.8 |  |  | 2001-10-19 | 14:00 | 15.6 | 60.08 | [5 empty] | 19 | 66.2 |  |  |  | 13 | 55.4 |  |  |  |  | 12.8 | 55.04 |  |  |  |  | 15.6 | 60.08 | [5 empty] | 13.9 | 57.02 |  |  |  | 10 | 50 |  |  |  |  | 11.7 | 53.06 |  |  |  |  | 13.3 | 55.94
2001-10-19 | 15:00 | 16.1 | 60.98 | WEEKDAY | #N/A | 1980-10-19 | 15:00 | 18.9 | 66.02 |  |  | 1999-10-19 | 15:00 | 11 | 51.8 |  |  | 2001-10-19 | 15:00 | 16.1 | 60.98 | [5 empty] | 19 | 66.2 |  |  |  | 13 | 55.4 |  |  |  |  | 12.8 | 55.04 |  |  |  |  | 16.1 | 60.98 | [5 empty] | 13.3 | 55.94 |  |  |  | 10.6 | 51.08 |  |  |  |  | 11.7 | 53.06 |  |  |  |  | 14.4 | 57.92
2001-10-19 | 16:00 | 15.6 | 60.08 | WEEKDAY | #N/A | 1980-10-19 | 16:00 | 18.9 | 66.02 |  |  | 1999-10-19 | 16:00 | 10 | 50 |  |  | 2001-10-19 | 16:00 | 15.6 | 60.08 | [5 empty] | 18 | 64.4 |  |  |  | 14 | 57.2 |  |  |  |  | 12.2 | 53.96 |  |  |  |  | 15.6 | 60.08 | [5 empty] | 12.8 | 55.04 |  |  |  | 10 | 50 |  |  |  |  | 11.1 | 51.98 |  |  |  |  | 14.4 | 57.92
2001-10-19 | 17:00 | 15 | 59 | WEEKDAY | #N/A | 1980-10-19 | 17:00 | 18.2 | 64.76 |  |  | 1999-10-19 | 17:00 | 10 | 50 |  |  | 2001-10-19 | 17:00 | 14.4 | 57.92 | [5 empty] | 15.6 | 60.08 |  |  |  | 14 | 57.2 |  |  |  |  | 11.1 | 51.98 |  |  |  |  | 13.9 | 57.02 | [5 empty] | 11.1 | 51.98 |  |  |  | 9.4 | 48.92 |  |  |  |  | 10.6 | 51.08 |  |  |  |  | 12.8 | 55.04
2001-10-19 | 18:00 | 15 | 59 | WEEKDAY | #N/A | 1980-10-19 | 18:00 | 17.4 | 63.32 |  |  | 1999-10-19 | 18:00 | 10 | 50 |  |  | 2001-10-19 | 18:00 | 13.9 | 57.02 | [5 empty] | 13.3 | 55.94 |  |  |  | 13 | 55.4 |  |  |  |  | 8.9 | 48.02 |  |  |  |  | 12.2 | 53.96 | [5 empty] | 7.8 | 46.04 |  |  |  | 8.3 | 46.94 |  |  |  |  | 9.4 | 48.92 |  |  |  |  | 10.6 | 51.08
2001-10-19 | 19:00 | 14.4 | 57.92 | WEEKDAY | #N/A | 1980-10-19 | 19:00 | 16.7 | 62.06 |  |  | 1999-10-19 | 19:00 | 9 | 48.2 |  |  | 2001-10-19 | 19:00 | 13.9 | 57.02 | [5 empty] | 13.3 | 55.94 |  |  |  | 13 | 55.4 |  |  |  |  | 8.9 | 48.02 |  |  |  |  | 11.1 | 51.98 | [5 empty] | 6.1 | 42.98 |  |  |  | 7.8 | 46.04 |  |  |  |  | 8.9 | 48.02 |  |  |  |  | 8.9 | 48.02
2001-10-19 | 20:00 | 13.9 | 57.02 | WEEKDAY | #N/A | 1980-10-19 | 20:00 | 16.7 | 62.06 |  |  | 1999-10-19 | 20:00 | 8 | 46.4 |  |  | 2001-10-19 | 20:00 | 13.3 | 55.94 | [5 empty] | 11.1 | 51.98 |  |  |  | 12 | 53.6 |  |  |  |  | 8.3 | 46.94 |  |  |  |  | 10.6 | 51.08 | [5 empty] | 4.4 | 39.92 |  |  |  | 9.4 | 48.92 |  |  |  |  | 8.3 | 46.94 |  |  |  |  | 7.8 | 46.04
2001-10-19 | 21:00 | 13.9 | 57.02 | WEEKDAY | #N/A | 1980-10-19 | 21:00 | 16.7 | 62.06 |  |  | 1999-10-19 | 21:00 | 9 | 48.2 |  |  | 2001-10-19 | 21:00 | 13.3 | 55.94 | [5 empty] | 11.7 | 53.06 |  |  |  | 8 | 46.4 |  |  |  |  | 7.8 | 46.04 |  |  |  |  | 10 | 50 | [5 empty] | 3.3 | 37.94 |  |  |  | 8.9 | 48.02 |  |  |  |  | 8.3 | 46.94 |  |  |  |  | 7.2 | 44.96
2001-10-19 | 22:00 | 13.9 | 57.02 | WEEKDAY | #N/A | 1980-10-19 | 22:00 | 16.7 | 62.06 |  |  | 1999-10-19 | 22:00 | 8 | 46.4 |  |  | 2001-10-19 | 22:00 | 13.3 | 55.94 | [5 empty] | 8.9 | 48.02 |  |  |  | 11 | 51.8 |  |  |  |  | 7.2 | 44.96 |  |  |  |  | 7.2 | 44.96 | [5 empty] | 2.8 | 37.04 |  |  |  | 9.4 | 48.92 |  |  |  |  | 8.3 | 46.94 |  |  |  |  | 6.7 | 44.06
2001-10-19 | 23:00 | 13.3 | 55.94 | WEEKDAY | #N/A | 1980-10-19 | 23:00 | 16.1 | 60.98 |  |  | 1999-10-19 | 23:00 | 8 | 46.4 |  |  | 2001-10-19 | 23:00 | 13.3 | 55.94 | [5 empty] | 7.2 | 44.96 |  |  |  | 10 | 50 |  |  |  |  | 7.2 | 44.96 |  |  |  |  | 6.7 | 44.06 | [5 empty] | 2.8 | 37.04 |  |  |  | 8.9 | 48.02 |  |  |  |  | 7.8 | 46.04 |  |  |  |  | 6.7 | 44.06
2001-10-19 | 24:00 | 13.3 | 55.94 | WEEKDAY | #N/A | 1980-10-19 | 24:00 | 15.6 | 60.08 |  |  | 1999-10-19 | 24:00 | 10 | 50 |  |  | 2001-10-19 | 24:00 | 12.2 | 53.96 | [5 empty] | 5.6 | 42.08 |  |  |  | 8 | 46.4 |  |  |  |  | 6.7 | 44.06 |  |  |  |  | 6.1 | 42.98 | [5 empty] | 2.8 | 37.04 |  |  |  | 7.8 | 46.04 |  |  |  |  | 8.3 | 46.94 |  |  |  |  | 6.1 | 42.98
2001-10-20 | 1:00 | 12.8 | 55.04 | SATURDAY | #N/A | 1980-10-20 | 1:00 | 15 | 59 |  |  | 1999-10-20 | 1:00 | 10 | 50 |  |  | 2001-10-20 | 1:00 | 11.1 | 51.98 | [5 empty] | 4.4 | 39.92 |  |  |  | 8 | 46.4 |  |  |  |  | 5.6 | 42.08 |  |  |  |  | 3.3 | 37.94 | [5 empty] | 2.8 | 37.04 |  |  |  | 7.8 | 46.04 |  |  |  |  | 8.3 | 46.94 |  |  |  |  | 5.6 | 42.08
2001-10-20 | 2:00 | 12.8 | 55.04 | SATURDAY | #N/A | 1980-10-20 | 2:00 | 13.7 | 56.66 |  |  | 1999-10-20 | 2:00 | 10 | 50 |  |  | 2001-10-20 | 2:00 | 11.1 | 51.98 | [5 empty] | 3.3 | 37.94 |  |  |  | 7 | 44.6 |  |  |  |  | 5.6 | 42.08 |  |  |  |  | 5 | 41 | [5 empty] | 3.3 | 37.94 |  |  |  | 7.8 | 46.04 |  |  |  |  | 8.3 | 46.94 |  |  |  |  | 5 | 41
2001-10-20 | 3:00 | 12.8 | 55.04 | SATURDAY | #N/A | 1980-10-20 | 3:00 | 12.4 | 54.32 |  |  | 1999-10-20 | 3:00 | 10 | 50 |  |  | 2001-10-20 | 3:00 | 10.6 | 51.08 | [5 empty] | 3.9 | 39.02 |  |  |  | 7 | 44.6 |  |  |  |  | 5 | 41 |  |  |  |  | 0.6 | 33.08 | [5 empty] | 3.3 | 37.94 |  |  |  | 7.2 | 44.96 |  |  |  |  | 8.3 | 46.94 |  |  |  |  | 2.8 | 37.04
2001-10-20 | 4:00 | 12.2 | 53.96 | SATURDAY | #N/A | 1980-10-20 | 4:00 | 11.1 | 51.98 |  |  | 1999-10-20 | 4:00 | 10 | 50 |  |  | 2001-10-20 | 4:00 | 11.1 | 51.98 | [5 empty] | 3.9 | 39.02 |  |  |  | 6 | 42.8 |  |  |  |  | 3.9 | 39.02 |  |  |  |  | 0.6 | 33.08 | [5 empty] | 4.4 | 39.92 |  |  |  | 7.2 | 44.96 |  |  |  |  | 7.8 | 46.04 |  |  |  |  | 1.1 | 33.98
2001-10-20 | 5:00 | 11.7 | 53.06 | SATURDAY | #N/A | 1980-10-20 | 5:00 | 10.7 | 51.26 |  |  | 1999-10-20 | 5:00 | 11 | 51.8 |  |  | 2001-10-20 | 5:00 | 11.7 | 53.06 | [5 empty] | 5 | 41 |  |  |  | 6 | 42.8 |  |  |  |  | 2.2 | 35.96 |  |  |  |  | 0.6 | 33.08 | [5 empty] | 2.8 | 37.04 |  |  |  | 6.1 | 42.98 |  |  |  |  | 7.8 | 46.04 |  |  |  |  | 0 | 32
2001-10-20 | 6:00 | 11.7 | 53.06 | SATURDAY | #N/A | 1980-10-20 | 6:00 | 10.4 | 50.72 |  |  | 1999-10-20 | 6:00 | 11 | 51.8 |  |  | 2001-10-20 | 6:00 | 10.6 | 51.08 | [5 empty] | 5.6 | 42.08 |  |  |  | 6 | 42.8 |  |  |  |  | 3.3 | 37.94 |  |  |  |  | 0 | 32 | [5 empty] | 2.2 | 35.96 |  |  |  | 5.6 | 42.08 |  |  |  |  | 7.8 | 46.04 |  |  |  |  | 2.8 | 37.04
2001-10-20 | 7:00 | 11.7 | 53.06 | SATURDAY | #N/A | 1980-10-20 | 7:00 | 10 | 50 |  |  | 1999-10-20 | 7:00 | 11 | 51.8 |  |  | 2001-10-20 | 7:00 | 11.1 | 51.98 | [5 empty] | 5.6 | 42.08 |  |  |  | 6 | 42.8 |  |  |  |  | 5 | 41 |  |  |  |  | 0 | 32 | [5 empty] | 3.9 | 39.02 |  |  |  | 5 | 41 |  |  |  |  | 7.2 | 44.96 |  |  |  |  | 0 | 32
2001-10-20 | 8:00 | 13.3 | 55.94 | SATURDAY | #N/A | 1980-10-20 | 8:00 | 10.7 | 51.26 |  |  | 1999-10-20 | 8:00 | 11 | 51.8 |  |  | 2001-10-20 | 8:00 | 12.2 | 53.96 | [5 empty] | 11.7 | 53.06 |  |  |  | 8 | 46.4 |  |  |  |  | 5.6 | 42.08 |  |  |  |  | 5 | 41 | [5 empty] | 7.8 | 46.04 |  |  |  | 6.7 | 44.06 |  |  |  |  | 7.8 | 46.04 |  |  |  |  | 6.1 | 42.98
2001-10-20 | 9:00 | 13.9 | 57.02 | SATURDAY | #N/A | 1980-10-20 | 9:00 | 11.5 | 52.7 |  |  | 1999-10-20 | 9:00 | 11 | 51.8 |  |  | 2001-10-20 | 9:00 | 12.8 | 55.04 | [5 empty] | 14.4 | 57.92 |  |  |  | 10 | 50 |  |  |  |  | 6.1 | 42.98 |  |  |  |  | 9.4 | 48.92 | [5 empty] | 9.4 | 48.92 |  |  |  | 7.8 | 46.04 |  |  |  |  | 9.4 | 48.92 |  |  |  |  | 8.3 | 46.94
2001-10-20 | 10:00 | 15 | 59 | SATURDAY | #N/A | 1980-10-20 | 10:00 | 12.2 | 53.96 |  |  | 1999-10-20 | 10:00 | 12 | 53.6 |  |  | 2001-10-20 | 10:00 | 14.4 | 57.92 | [5 empty] | 16.1 | 60.98 |  |  |  | 11 | 51.8 |  |  |  |  | 7.2 | 44.96 |  |  |  |  | 11.7 | 53.06 | [5 empty] | 11.1 | 51.98 |  |  |  | 8.3 | 46.94 |  |  |  |  | 10.6 | 51.08 |  |  |  |  | 10.6 | 51.08
2001-10-20 | 11:00 | 16.7 | 62.06 | SATURDAY | #N/A | 1980-10-20 | 11:00 | 12.9 | 55.22 |  |  | 1999-10-20 | 11:00 | 12 | 53.6 |  |  | 2001-10-20 | 11:00 | 16.1 | 60.98 | [5 empty] | 16.7 | 62.06 |  |  |  | 12 | 53.6 |  |  |  |  | 9.4 | 48.92 |  |  |  |  | 13.3 | 55.94 | [5 empty] | 11.7 | 53.06 |  |  |  | 10 | 50 |  |  |  |  | 10.6 | 51.08 |  |  |  |  | 12.8 | 55.04
2001-10-20 | 12:00 | 18.9 | 66.02 | SATURDAY | #N/A | 1980-10-20 | 12:00 | 13.7 | 56.66 |  |  | 1999-10-20 | 12:00 | 12 | 53.6 |  |  | 2001-10-20 | 12:00 | 17.8 | 64.04 | [5 empty] | 16.7 | 62.06 |  |  |  | 12 | 53.6 |  |  |  |  | 11.1 | 51.98 |  |  |  |  | 15.6 | 60.08 | [5 empty] | 13.9 | 57.02 |  |  |  | 11.7 | 53.06 |  |  |  |  | 10.6 | 51.08 |  |  |  |  | 13.3 | 55.94
2001-10-20 | 13:00 | 20 | 68 | SATURDAY | #N/A | 1980-10-20 | 13:00 | 14.4 | 57.92 |  |  | 1999-10-20 | 13:00 | 12.1 | 53.78 |  |  | 2001-10-20 | 13:00 | 19.4 | 66.92 | [5 empty] | 17.2 | 62.96 |  |  |  | 13 | 55.4 |  |  |  |  | 12.2 | 53.96 |  |  |  |  | 16.7 | 62.06 | [5 empty] | 13.3 | 55.94 |  |  |  | 11.7 | 53.06 |  |  |  |  | 11.7 | 53.06 |  |  |  |  | 13.9 | 57.02
2001-10-20 | 14:00 | 21.1 | 69.98 | SATURDAY | #N/A | 1980-10-20 | 14:00 | 14.4 | 57.92 |  |  | 1999-10-20 | 14:00 | 12 | 53.6 |  |  | 2001-10-20 | 14:00 | 20 | 68 | [5 empty] | 16.7 | 62.06 |  |  |  | 14 | 57.2 |  |  |  |  | 13.9 | 57.02 |  |  |  |  | 17.2 | 62.96 | [5 empty] | 14.4 | 57.92 |  |  |  | 12.8 | 55.04 |  |  |  |  | 11.7 | 53.06 |  |  |  |  | 15 | 59
2001-10-20 | 15:00 | 21.7 | 71.06 | SATURDAY | #N/A | 1980-10-20 | 15:00 | 14.4 | 57.92 |  |  | 1999-10-20 | 15:00 | 12 | 53.6 |  |  | 2001-10-20 | 15:00 | 20.6 | 69.08 | [5 empty] | 15.6 | 60.08 |  |  |  | 13 | 55.4 |  |  |  |  | 14.4 | 57.92 |  |  |  |  | 17.8 | 64.04 | [5 empty] | 15 | 59 |  |  |  | 11.7 | 53.06 |  |  |  |  | 13.3 | 55.94 |  |  |  |  | 13.3 | 55.94
2001-10-20 | 16:00 | 21.1 | 69.98 | SATURDAY | #N/A | 1980-10-20 | 16:00 | 14.4 | 57.92 |  |  | 1999-10-20 | 16:00 | 12 | 53.6 |  |  | 2001-10-20 | 16:00 | 19.4 | 66.92 | [5 empty] | 15 | 59 |  |  |  | 13 | 55.4 |  |  |  |  | 13.9 | 57.02 |  |  |  |  | 16.1 | 60.98 | [5 empty] | 15 | 59 |  |  |  | 11.7 | 53.06 |  |  |  |  | 13.3 | 55.94 |  |  |  |  | 12.8 | 55.04
2001-10-20 | 17:00 | 20.6 | 69.08 | SATURDAY | #N/A | 1980-10-20 | 17:00 | 13.9 | 57.02 |  |  | 1999-10-20 | 17:00 | 11 | 51.8 |  |  | 2001-10-20 | 17:00 | 17.2 | 62.96 | [5 empty] | 13.3 | 55.94 |  |  |  | 11 | 51.8 |  |  |  |  | 13.3 | 55.94 |  |  |  |  | 12.8 | 55.04 | [5 empty] | 12.8 | 55.04 |  |  |  | 11.7 | 53.06 |  |  |  |  | 12.2 | 53.96 |  |  |  |  | 11.7 | 53.06
2001-10-20 | 18:00 | 20.6 | 69.08 | SATURDAY | #N/A | 1980-10-20 | 18:00 | 13.3 | 55.94 |  |  | 1999-10-20 | 18:00 | 11 | 51.8 |  |  | 2001-10-20 | 18:00 | 16.1 | 60.98 | [5 empty] | 12.2 | 53.96 |  |  |  | 8 | 46.4 |  |  |  |  | 11.7 | 53.06 |  |  |  |  | 11.7 | 53.06 | [5 empty] | 10 | 50 |  |  |  | 11.1 | 51.98 |  |  |  |  | 8.3 | 46.94 |  |  |  |  | 9.4 | 48.92
2001-10-20 | 19:00 | 20 | 68 | SATURDAY | #N/A | 1980-10-20 | 19:00 | 12.8 | 55.04 |  |  | 1999-10-20 | 19:00 | 11 | 51.8 |  |  | 2001-10-20 | 19:00 | 15.6 | 60.08 | [5 empty] | 11.1 | 51.98 |  |  |  | 7 | 44.6 |  |  |  |  | 11.7 | 53.06 |  |  |  |  | 10 | 50 | [5 empty] | 8.3 | 46.94 |  |  |  | 11.1 | 51.98 |  |  |  |  | 8.3 | 46.94 |  |  |  |  | 8.3 | 46.94
2001-10-20 | 20:00 | 18.9 | 66.02 | SATURDAY | #N/A | 1980-10-20 | 20:00 | 11.9 | 53.42 |  |  | 1999-10-20 | 20:00 | 10 | 50 |  |  | 2001-10-20 | 20:00 | 13.9 | 57.02 | [5 empty] | 10.6 | 51.08 |  |  |  | 6 | 42.8 |  |  |  |  | 10.6 | 51.08 |  |  |  |  | 8.9 | 48.02 | [5 empty] | 7.8 | 46.04 |  |  |  | 10.6 | 51.08 |  |  |  |  | 7.8 | 46.04 |  |  |  |  | 6.1 | 42.98
2001-10-20 | 21:00 | 17.8 | 64.04 | SATURDAY | #N/A | 1980-10-20 | 21:00 | 10.9 | 51.62 |  |  | 1999-10-20 | 21:00 | 11 | 51.8 |  |  | 2001-10-20 | 21:00 | 13.9 | 57.02 | [5 empty] | 12.2 | 53.96 |  |  |  | 4 | 39.2 |  |  |  |  | 8.9 | 48.02 |  |  |  |  | 7.8 | 46.04 | [5 empty] | 7.2 | 44.96 |  |  |  | 9.4 | 48.92 |  |  |  |  | 8.9 | 48.02 |  |  |  |  | 6.1 | 42.98
2001-10-20 | 22:00 | 16.7 | 62.06 | SATURDAY | #N/A | 1980-10-20 | 22:00 | 10 | 50 |  |  | 1999-10-20 | 22:00 | 11 | 51.8 |  |  | 2001-10-20 | 22:00 | 14.4 | 57.92 | [5 empty] | 11.1 | 51.98 |  |  |  | 3 | 37.4 |  |  |  |  | 9.4 | 48.92 |  |  |  |  | 6.7 | 44.06 | [5 empty] | 7.2 | 44.96 |  |  |  | 8.3 | 46.94 |  |  |  |  | 8.9 | 48.02 |  |  |  |  | 7.8 | 46.04
2001-10-20 | 23:00 | 15.6 | 60.08 | SATURDAY | #N/A | 1980-10-20 | 23:00 | 9.8 | 49.64 |  |  | 1999-10-20 | 23:00 | 11 | 51.8 |  |  | 2001-10-20 | 23:00 | 12.8 | 55.04 | [5 empty] | 11.7 | 53.06 |  |  |  | 3 | 37.4 |  |  |  |  | 7.8 | 46.04 |  |  |  |  | 5 | 41 | [5 empty] | 6.1 | 42.98 |  |  |  | 8.3 | 46.94 |  |  |  |  | 8.3 | 46.94 |  |  |  |  | 8.3 | 46.94
2001-10-20 | 24:00 | 15.6 | 60.08 | SATURDAY | #N/A | 1980-10-20 | 24:00 | 9.6 | 49.28 |  |  | 1999-10-20 | 24:00 | 10 | 50 |  |  | 2001-10-20 | 24:00 | 13.3 | 55.94 | [5 empty] | 11.7 | 53.06 |  |  |  | 4 | 39.2 |  |  |  |  | 7.8 | 46.04 |  |  |  |  | 3.3 | 37.94 | [5 empty] | 5.6 | 42.08 |  |  |  | 7.8 | 46.04 |  |  |  |  | 7.8 | 46.04 |  |  |  |  | 8.9 | 48.02
2001-10-21 | 1:00 | 15.6 | 60.08 | SUNDAY | #N/A | 1980-10-21 | 1:00 | 9.4 | 48.92 |  |  | 1999-10-21 | 1:00 | 10 | 50 |  |  | 2001-10-21 | 1:00 | 13.3 | 55.94 | [5 empty] | 11.7 | 53.06 |  |  |  | 4 | 39.2 |  |  |  |  | 7.2 | 44.96 |  |  |  |  | 4.4 | 39.92 | [5 empty] | 5 | 41 |  |  |  | 7.2 | 44.96 |  |  |  |  | 6.7 | 44.06 |  |  |  |  | 8.3 | 46.94
2001-10-21 | 2:00 | 15.6 | 60.08 | SUNDAY | #N/A | 1980-10-21 | 2:00 | 9.6 | 49.28 |  |  | 1999-10-21 | 2:00 | 9.3 | 48.74 |  |  | 2001-10-21 | 2:00 | 13.3 | 55.94 | [5 empty] | 10.6 | 51.08 |  |  |  | 4 | 39.2 |  |  |  |  | 6.1 | 42.98 |  |  |  |  | 3.9 | 39.02 | [5 empty] | 6.7 | 44.06 |  |  |  | 7.8 | 46.04 |  |  |  |  | 5.6 | 42.08 |  |  |  |  | 9.4 | 48.92
2001-10-21 | 3:00 | 15 | 59 | SUNDAY | #N/A | 1980-10-21 | 3:00 | 9.8 | 49.64 |  |  | 1999-10-21 | 3:00 | 8.7 | 47.66 |  |  | 2001-10-21 | 3:00 | 11.1 | 51.98 | [5 empty] | 10.6 | 51.08 |  |  |  | 4 | 39.2 |  |  |  |  | 6.1 | 42.98 |  |  |  |  | 4.4 | 39.92 | [5 empty] | 5.6 | 42.08 |  |  |  | 8.3 | 46.94 |  |  |  |  | 6.1 | 42.98 |  |  |  |  | 10 | 50
2001-10-21 | 4:00 | 14.4 | 57.92 | SUNDAY | #N/A | 1980-10-21 | 4:00 | 10 | 50 |  |  | 1999-10-21 | 4:00 | 8 | 46.4 |  |  | 2001-10-21 | 4:00 | 11.7 | 53.06 | [5 empty] | 10 | 50 |  |  |  | 4 | 39.2 |  |  |  |  | 5 | 41 |  |  |  |  | 3.3 | 37.94 | [5 empty] | 4.4 | 39.92 |  |  |  | 7.8 | 46.04 |  |  |  |  | 7.2 | 44.96 |  |  |  |  | 10 | 50
2001-10-21 | 5:00 | 13.9 | 57.02 | SUNDAY | #N/A | 1980-10-21 | 5:00 | 10 | 50 |  |  | 1999-10-21 | 5:00 | 7 | 44.6 |  |  | 2001-10-21 | 5:00 | 10.6 | 51.08 | [5 empty] | 9.4 | 48.92 |  |  |  | 3 | 37.4 |  |  |  |  | 5.6 | 42.08 |  |  |  |  | 2.2 | 35.96 | [5 empty] | 6.7 | 44.06 |  |  |  | 7.8 | 46.04 |  |  |  |  | 7.8 | 46.04 |  |  |  |  | 10 | 50
2001-10-21 | 6:00 | 13.3 | 55.94 | SUNDAY | #N/A | 1980-10-21 | 6:00 | 10 | 50 |  |  | 1999-10-21 | 6:00 | 7 | 44.6 |  |  | 2001-10-21 | 6:00 | 8.9 | 48.02 | [5 empty] | 11.1 | 51.98 |  |  |  | 2 | 35.6 |  |  |  |  | 6.1 | 42.98 |  |  |  |  | 1.7 | 35.06 | [5 empty] | 6.1 | 42.98 |  |  |  | 7.8 | 46.04 |  |  |  |  | 8.9 | 48.02 |  |  |  |  | 10 | 50
2001-10-21 | 7:00 | 13.9 | 57.02 | SUNDAY | #N/A | 1980-10-21 | 7:00 | 10 | 50 |  |  | 1999-10-21 | 7:00 | 8 | 46.4 |  |  | 2001-10-21 | 7:00 | 11.1 | 51.98 | [5 empty] | 11.7 | 53.06 |  |  |  | 2 | 35.6 |  |  |  |  | 6.1 | 42.98 |  |  |  |  | 3.9 | 39.02 | [5 empty] | 7.2 | 44.96 |  |  |  | 8.3 | 46.94 |  |  |  |  | 9.4 | 48.92 |  |  |  |  | 10 | 50
2001-10-21 | 8:00 | 15 | 59 | SUNDAY | #N/A | 1980-10-21 | 8:00 | 10.6 | 51.08 |  |  | 1999-10-21 | 8:00 | 9 | 48.2 |  |  | 2001-10-21 | 8:00 | 14.4 | 57.92 | [5 empty] | 13.9 | 57.02 |  |  |  | 4 | 39.2 |  |  |  |  | 7.2 | 44.96 |  |  |  |  | 6.7 | 44.06 | [5 empty] | 10.6 | 51.08 |  |  |  | 10 | 50 |  |  |  |  | 10.6 | 51.08 |  |  |  |  | 10 | 50
2001-10-21 | 9:00 | 17.2 | 62.96 | SUNDAY | #N/A | 1980-10-21 | 9:00 | 11.1 | 51.98 |  |  | 1999-10-21 | 9:00 | 10 | 50 |  |  | 2001-10-21 | 9:00 | 17.2 | 62.96 | [5 empty] | 16.1 | 60.98 |  |  |  | 7 | 44.6 |  |  |  |  | 8.9 | 48.02 |  |  |  |  | 8.9 | 48.02 | [5 empty] | 11.7 | 53.06 |  |  |  | 13.3 | 55.94 |  |  |  |  | 13.3 | 55.94 |  |  |  |  | 10 | 50
2001-10-21 | 10:00 | 19.4 | 66.92 | SUNDAY | #N/A | 1980-10-21 | 10:00 | 11.7 | 53.06 |  |  | 1999-10-21 | 10:00 | 12 | 53.6 |  |  | 2001-10-21 | 10:00 | 17.8 | 64.04 | [5 empty] | 17.2 | 62.96 |  |  |  | 8 | 46.4 |  |  |  |  | 11.7 | 53.06 |  |  |  |  | 10.6 | 51.08 | [5 empty] | 13.3 | 55.94 |  |  |  | 16.1 | 60.98 |  |  |  |  | 15.6 | 60.08 |  |  |  |  | 10 | 50
2001-10-21 | 11:00 | 21.1 | 69.98 | SUNDAY | #N/A | 1980-10-21 | 11:00 | 13.2 | 55.76 |  |  | 1999-10-21 | 11:00 | 12 | 53.6 |  |  | 2001-10-21 | 11:00 | 18.3 | 64.94 | [5 empty] | 17.2 | 62.96 |  |  |  | 9 | 48.2 |  |  |  |  | 13.9 | 57.02 |  |  |  |  | 13.9 | 57.02 | [5 empty] | 16.1 | 60.98 |  |  |  | 17.8 | 64.04 |  |  |  |  | 17.8 | 64.04 |  |  |  |  | 10 | 50
2001-10-21 | 12:00 | 21.7 | 71.06 | SUNDAY | #N/A | 1980-10-21 | 12:00 | 14.6 | 58.28 |  |  | 1999-10-21 | 12:00 | 14 | 57.2 |  |  | 2001-10-21 | 12:00 | 18.9 | 66.02 | [5 empty] | 18.3 | 64.94 |  |  |  | 10 | 50 |  |  |  |  | 15.6 | 60.08 |  |  |  |  | 16.7 | 62.06 | [5 empty] | 15.6 | 60.08 |  |  |  | 18.9 | 66.02 |  |  |  |  | 20.6 | 69.08 |  |  |  |  | 10.6 | 51.08
2001-10-21 | 13:00 | 21.1 | 69.98 | SUNDAY | #N/A | 1980-10-21 | 13:00 | 16.1 | 60.98 |  |  | 1999-10-21 | 13:00 | 14 | 57.2 |  |  | 2001-10-21 | 13:00 | 19.4 | 66.92 | [5 empty] | 18.3 | 64.94 |  |  |  | 11 | 51.8 |  |  |  |  | 17.8 | 64.04 |  |  |  |  | 17.8 | 64.04 | [5 empty] | 15.6 | 60.08 |  |  |  | 19.4 | 66.92 |  |  |  |  | 21.7 | 71.06 |  |  |  |  | 11.7 | 53.06
2001-10-21 | 14:00 | 21.7 | 71.06 | SUNDAY | #N/A | 1980-10-21 | 14:00 | 16.3 | 61.34 |  |  | 1999-10-21 | 14:00 | 15 | 59 |  |  | 2001-10-21 | 14:00 | 19.4 | 66.92 | [5 empty] | 18.9 | 66.02 |  |  |  | 11 | 51.8 |  |  |  |  | 17.8 | 64.04 |  |  |  |  | 17.2 | 62.96 | [5 empty] | 15.6 | 60.08 |  |  |  | 19.4 | 66.92 |  |  |  |  | 22.2 | 71.96 |  |  |  |  | 12.2 | 53.96
2001-10-21 | 15:00 | 21.1 | 69.98 | SUNDAY | #N/A | 1980-10-21 | 15:00 | 16.5 | 61.7 |  |  | 1999-10-21 | 15:00 | 14 | 57.2 |  |  | 2001-10-21 | 15:00 | 19.4 | 66.92 | [5 empty] | 18.3 | 64.94 |  |  |  | 12 | 53.6 |  |  |  |  | 17.8 | 64.04 |  |  |  |  | 16.7 | 62.06 | [5 empty] | 15.6 | 60.08 |  |  |  | 19.4 | 66.92 |  |  |  |  | 22.8 | 73.04 |  |  |  |  | 13.9 | 57.02
2001-10-21 | 16:00 | 21.1 | 69.98 | SUNDAY | #N/A | 1980-10-21 | 16:00 | 16.7 | 62.06 |  |  | 1999-10-21 | 16:00 | 14 | 57.2 |  |  | 2001-10-21 | 16:00 | 18.9 | 66.02 | [5 empty] | 17.8 | 64.04 |  |  |  | 11 | 51.8 |  |  |  |  | 16.7 | 62.06 |  |  |  |  | 16.1 | 60.98 | [5 empty] | 14.4 | 57.92 |  |  |  | 19.4 | 66.92 |  |  |  |  | 21.1 | 69.98 |  |  |  |  | 13.3 | 55.94
2001-10-21 | 17:00 | 20.6 | 69.08 | SUNDAY | #N/A | 1980-10-21 | 17:00 | 15.9 | 60.62 |  |  | 1999-10-21 | 17:00 | 12 | 53.6 |  |  | 2001-10-21 | 17:00 | 18.3 | 64.94 | [5 empty] | 16.7 | 62.06 |  |  |  | 9 | 48.2 |  |  |  |  | 14.4 | 57.92 |  |  |  |  | 15.6 | 60.08 | [5 empty] | 13.3 | 55.94 |  |  |  | 17.8 | 64.04 |  |  |  |  | 19.4 | 66.92 |  |  |  |  | 11.7 | 53.06
2001-10-21 | 18:00 | 19.4 | 66.92 | SUNDAY | #N/A | 1980-10-21 | 18:00 | 15.2 | 59.36 |  |  | 1999-10-21 | 18:00 | 10 | 50 |  |  | 2001-10-21 | 18:00 | 17.2 | 62.96 | [5 empty] | 15.6 | 60.08 |  |  |  | 6 | 42.8 |  |  |  |  | 14.4 | 57.92 |  |  |  |  | 14.4 | 57.92 | [5 empty] | 12.2 | 53.96 |  |  |  | 16.7 | 62.06 |  |  |  |  | 18.3 | 64.94 |  |  |  |  | 8.9 | 48.02
2001-10-21 | 19:00 | 20 | 68 | SUNDAY | #N/A | 1980-10-21 | 19:00 | 14.4 | 57.92 |  |  | 1999-10-21 | 19:00 | 8 | 46.4 |  |  | 2001-10-21 | 19:00 | 16.7 | 62.06 | [5 empty] | 15 | 59 |  |  |  | 3 | 37.4 |  |  |  |  | 13.9 | 57.02 |  |  |  |  | 13.9 | 57.02 | [5 empty] | 10.6 | 51.08 |  |  |  | 15 | 59 |  |  |  |  | 16.1 | 60.98 |  |  |  |  | 5.6 | 42.08
2001-10-21 | 20:00 | 19.4 | 66.92 | SUNDAY | #N/A | 1980-10-21 | 20:00 | 14 | 57.2 |  |  | 1999-10-21 | 20:00 | 7 | 44.6 |  |  | 2001-10-21 | 20:00 | 16.7 | 62.06 | [5 empty] | 13.9 | 57.02 |  |  |  | 2 | 35.6 |  |  |  |  | 12.2 | 53.96 |  |  |  |  | 13.3 | 55.94 | [5 empty] | 11.1 | 51.98 |  |  |  | 14.4 | 57.92 |  |  |  |  | 14.4 | 57.92 |  |  |  |  | 5.6 | 42.08
2001-10-21 | 21:00 | 18.9 | 66.02 | SUNDAY | #N/A | 1980-10-21 | 21:00 | 13.7 | 56.66 |  |  | 1999-10-21 | 21:00 | 7 | 44.6 |  |  | 2001-10-21 | 21:00 | 15.6 | 60.08 | [5 empty] | 13.3 | 55.94 |  |  |  | 1 | 33.8 |  |  |  |  | 11.1 | 51.98 |  |  |  |  | 13.3 | 55.94 | [5 empty] | 10.6 | 51.08 |  |  |  | 16.1 | 60.98 |  |  |  |  | 13.3 | 55.94 |  |  |  |  | 3.9 | 39.02
2001-10-21 | 22:00 | 17.8 | 64.04 | SUNDAY | #N/A | 1980-10-21 | 22:00 | 13.3 | 55.94 |  |  | 1999-10-21 | 22:00 | 6 | 42.8 |  |  | 2001-10-21 | 22:00 | 15.6 | 60.08 | [5 empty] | 13.3 | 55.94 |  |  |  | 0 | 32 |  |  |  |  | 11.1 | 51.98 |  |  |  |  | 12.2 | 53.96 | [5 empty] | 10.6 | 51.08 |  |  |  | 15.6 | 60.08 |  |  |  |  | 14.4 | 57.92 |  |  |  |  | 4.4 | 39.92
2001-10-21 | 23:00 | 17.8 | 64.04 | SUNDAY | #N/A | 1980-10-21 | 23:00 | 12.9 | 55.22 |  |  | 1999-10-21 | 23:00 | 6 | 42.8 |  |  | 2001-10-21 | 23:00 | 15.6 | 60.08 | [5 empty] | 13.3 | 55.94 |  |  |  | -1 | 30.2 |  |  |  |  | 11.1 | 51.98 |  |  |  |  | 11.1 | 51.98 | [5 empty] | 8.9 | 48.02 |  |  |  | 15.6 | 60.08 |  |  |  |  | 15 | 59 |  |  |  |  | 4.4 | 39.92
2001-10-21 | 24:00 | 17.8 | 64.04 | SUNDAY | #N/A | 1980-10-21 | 24:00 | 12.6 | 54.68 |  |  | 1999-10-21 | 24:00 | 6 | 42.8 |  |  | 2001-10-21 | 24:00 | 15 | 59 | [5 empty] | 14.4 | 57.92 |  |  |  | -1 | 30.2 |  |  |  |  | 10.6 | 51.08 |  |  |  |  | 10 | 50 | [5 empty] | 8.3 | 46.94 |  |  |  | 15 | 59 |  |  |  |  | 15 | 59 |  |  |  |  | 3.3 | 37.94
2001-10-22 | 1:00 | 17.2 | 62.96 | WEEKDAY | #N/A | 1980-10-22 | 1:00 | 12.2 | 53.96 |  |  | 1999-10-22 | 1:00 | 4 | 39.2 |  |  | 2001-10-22 | 1:00 | 15.6 | 60.08 | [5 empty] | 15.6 | 60.08 |  |  |  | -2 | 28.4 |  |  |  |  | 10 | 50 |  |  |  |  | 7.8 | 46.04 | [5 empty] | 7.8 | 46.04 |  |  |  | 14.4 | 57.92 |  |  |  |  | 14.4 | 57.92 |  |  |  |  | 3.3 | 37.94
2001-10-22 | 2:00 | 17.2 | 62.96 | WEEKDAY | #N/A | 1980-10-22 | 2:00 | 11.5 | 52.7 |  |  | 1999-10-22 | 2:00 | 5 | 41 |  |  | 2001-10-22 | 2:00 | 14.4 | 57.92 | [5 empty] | 14.4 | 57.92 |  |  |  | -2 | 28.4 |  |  |  |  | 10 | 50 |  |  |  |  | 7.8 | 46.04 | [5 empty] | 7.2 | 44.96 |  |  |  | 15 | 59 |  |  |  |  | 13.9 | 57.02 |  |  |  |  | 7.8 | 46.04
2001-10-22 | 3:00 | 16.7 | 62.06 | WEEKDAY | #N/A | 1980-10-22 | 3:00 | 10.7 | 51.26 |  |  | 1999-10-22 | 3:00 | 5.6 | 42.08 |  |  | 2001-10-22 | 3:00 | 13.3 | 55.94 | [5 empty] | 13.3 | 55.94 |  |  |  | -2.4 | 27.68 |  |  |  |  | 10 | 50 |  |  |  |  | 5.6 | 42.08 | [5 empty] | 7.2 | 44.96 |  |  |  | 15 | 59 |  |  |  |  | 14.4 | 57.92 |  |  |  |  | 8.3 | 46.94
2001-10-22 | 4:00 | 16.7 | 62.06 | WEEKDAY | #N/A | 1980-10-22 | 4:00 | 10 | 50 |  |  | 1999-10-22 | 4:00 | 6 | 42.8 |  |  | 2001-10-22 | 4:00 | 13.3 | 55.94 | [5 empty] | 12.2 | 53.96 |  |  |  | -2.7 | 27.14 |  |  |  |  | 8.9 | 48.02 |  |  |  |  | 5.6 | 42.08 | [5 empty] | 6.1 | 42.98 |  |  |  | 15.6 | 60.08 |  |  |  |  | 13.9 | 57.02 |  |  |  |  | 8.9 | 48.02
2001-10-22 | 5:00 | 16.1 | 60.98 | WEEKDAY | #N/A | 1980-10-22 | 5:00 | 9.6 | 49.28 |  |  | 1999-10-22 | 5:00 | 5 | 41 |  |  | 2001-10-22 | 5:00 | 12.8 | 55.04 | [5 empty] | 11.1 | 51.98 |  |  |  | -3 | 26.6 |  |  |  |  | 7.2 | 44.96 |  |  |  |  | 5 | 41 | [5 empty] | 6.1 | 42.98 |  |  |  | 15 | 59 |  |  |  |  | 13.3 | 55.94 |  |  |  |  | 9.4 | 48.92
2001-10-22 | 6:00 | 15.6 | 60.08 | WEEKDAY | #N/A | 1980-10-22 | 6:00 | 9.3 | 48.74 |  |  | 1999-10-22 | 6:00 | 6 | 42.8 |  |  | 2001-10-22 | 6:00 | 12.8 | 55.04 | [5 empty] | 10 | 50 |  |  |  | -3 | 26.6 |  |  |  |  | 6.1 | 42.98 |  |  |  |  | 5 | 41 | [5 empty] | 4.4 | 39.92 |  |  |  | 14.4 | 57.92 |  |  |  |  | 13.9 | 57.02 |  |  |  |  | 9.4 | 48.92
2001-10-22 | 7:00 | 16.7 | 62.06 | WEEKDAY | #N/A | 1980-10-22 | 7:00 | 8.9 | 48.02 |  |  | 1999-10-22 | 7:00 | 6 | 42.8 |  |  | 2001-10-22 | 7:00 | 13.9 | 57.02 | [5 empty] | 10.6 | 51.08 |  |  |  | -2 | 28.4 |  |  |  |  | 7.2 | 44.96 |  |  |  |  | 7.8 | 46.04 | [5 empty] | 5 | 41 |  |  |  | 13.9 | 57.02 |  |  |  |  | 13.9 | 57.02 |  |  |  |  | 8.9 | 48.02
2001-10-22 | 8:00 | 16.7 | 62.06 | WEEKDAY | #N/A | 1980-10-22 | 8:00 | 9.6 | 49.28 |  |  | 1999-10-22 | 8:00 | 9.2 | 48.56 |  |  | 2001-10-22 | 8:00 | 15.6 | 60.08 | [5 empty] | 11.7 | 53.06 |  |  |  | 1 | 33.8 |  |  |  |  | 7.2 | 44.96 |  |  |  |  | 10 | 50 | [5 empty] | 6.7 | 44.06 |  |  |  | 15.6 | 60.08 |  |  |  |  | 15.6 | 60.08 |  |  |  |  | 10 | 50
2001-10-22 | 9:00 | 17.8 | 64.04 | WEEKDAY | #N/A | 1980-10-22 | 9:00 | 10.4 | 50.72 |  |  | 1999-10-22 | 9:00 | 12 | 53.6 |  |  | 2001-10-22 | 9:00 | 16.7 | 62.06 | [5 empty] | 12.2 | 53.96 |  |  |  | 3 | 37.4 |  |  |  |  | 7.8 | 46.04 |  |  |  |  | 11.7 | 53.06 | [5 empty] | 8.9 | 48.02 |  |  |  | 17.8 | 64.04 |  |  |  |  | 17.2 | 62.96 |  |  |  |  | 11.1 | 51.98
2001-10-22 | 10:00 | 18.3 | 64.94 | WEEKDAY | #N/A | 1980-10-22 | 10:00 | 11.1 | 51.98 |  |  | 1999-10-22 | 10:00 | 14 | 57.2 |  |  | 2001-10-22 | 10:00 | 19.4 | 66.92 | [5 empty] | 12.2 | 53.96 |  |  |  | 6 | 42.8 |  |  |  |  | 8.3 | 46.94 |  |  |  |  | 13.9 | 57.02 | [5 empty] | 13.9 | 57.02 |  |  |  | 20.6 | 69.08 |  |  |  |  | 20 | 68 |  |  |  |  | 13.3 | 55.94
2001-10-22 | 11:00 | 18.9 | 66.02 | WEEKDAY | #N/A | 1980-10-22 | 11:00 | 11.7 | 53.06 |  |  | 1999-10-22 | 11:00 | 14 | 57.2 |  |  | 2001-10-22 | 11:00 | 20.6 | 69.08 | [5 empty] | 13.3 | 55.94 |  |  |  | 7 | 44.6 |  |  |  |  | 9.4 | 48.92 |  |  |  |  | 16.1 | 60.98 | [5 empty] | 17.2 | 62.96 |  |  |  | 20.6 | 69.08 |  |  |  |  | 21.7 | 71.06 |  |  |  |  | 15 | 59
2001-10-22 | 12:00 | 20 | 68 | WEEKDAY | #N/A | 1980-10-22 | 12:00 | 12.2 | 53.96 |  |  | 1999-10-22 | 12:00 | 14 | 57.2 |  |  | 2001-10-22 | 12:00 | 21.1 | 69.98 | [5 empty] | 14.4 | 57.92 |  |  |  | 9 | 48.2 |  |  |  |  | 12.8 | 55.04 |  |  |  |  | 17.8 | 64.04 | [5 empty] | 18.3 | 64.94 |  |  |  | 21.7 | 71.06 |  |  |  |  | 23.3 | 73.94 |  |  |  |  | 16.1 | 60.98
2001-10-22 | 13:00 | 20.6 | 69.08 | WEEKDAY | #N/A | 1980-10-22 | 13:00 | 12.8 | 55.04 |  |  | 1999-10-22 | 13:00 | 14 | 57.2 |  |  | 2001-10-22 | 13:00 | 22.2 | 71.96 | [5 empty] | 15.6 | 60.08 |  |  |  | 11 | 51.8 |  |  |  |  | 15.6 | 60.08 |  |  |  |  | 18.9 | 66.02 | [5 empty] | 19.4 | 66.92 |  |  |  | 21.7 | 71.06 |  |  |  |  | 23.9 | 75.02 |  |  |  |  | 16.7 | 62.06
2001-10-22 | 14:00 | 21.1 | 69.98 | WEEKDAY | #N/A | 1980-10-22 | 14:00 | 12.8 | 55.04 |  |  | 1999-10-22 | 14:00 | 15 | 59 |  |  | 2001-10-22 | 14:00 | 22.2 | 71.96 | [5 empty] | 15.6 | 60.08 |  |  |  | 11 | 51.8 |  |  |  |  | 17.2 | 62.96 |  |  |  |  | 20 | 68 | [5 empty] | 20 | 68 |  |  |  | 21.7 | 71.06 |  |  |  |  | 25 | 77 |  |  |  |  | 17.8 | 64.04
2001-10-22 | 15:00 | 21.1 | 69.98 | WEEKDAY | #N/A | 1980-10-22 | 15:00 | 12.8 | 55.04 |  |  | 1999-10-22 | 15:00 | 15 | 59 |  |  | 2001-10-22 | 15:00 | 20.6 | 69.08 | [5 empty] | 15.6 | 60.08 |  |  |  | 12 | 53.6 |  |  |  |  | 17.2 | 62.96 |  |  |  |  | 20.6 | 69.08 | [5 empty] | 20.6 | 69.08 |  |  |  | 21.7 | 71.06 |  |  |  |  | 26.1 | 78.98 |  |  |  |  | 17.8 | 64.04
2001-10-22 | 16:00 | 20.6 | 69.08 | WEEKDAY | #N/A | 1980-10-22 | 16:00 | 12.8 | 55.04 |  |  | 1999-10-22 | 16:00 | 14 | 57.2 |  |  | 2001-10-22 | 16:00 | 18.9 | 66.02 | [5 empty] | 15.6 | 60.08 |  |  |  | 12 | 53.6 |  |  |  |  | 18.3 | 64.94 |  |  |  |  | 20 | 68 | [5 empty] | 19.4 | 66.92 |  |  |  | 21.1 | 69.98 |  |  |  |  | 26.1 | 78.98 |  |  |  |  | 17.2 | 62.96
2001-10-22 | 17:00 | 20.6 | 69.08 | WEEKDAY | #N/A | 1980-10-22 | 17:00 | 12.1 | 53.78 |  |  | 1999-10-22 | 17:00 | 13 | 55.4 |  |  | 2001-10-22 | 17:00 | 18.9 | 66.02 | [5 empty] | 13.9 | 57.02 |  |  |  | 11 | 51.8 |  |  |  |  | 17.2 | 62.96 |  |  |  |  | 17.2 | 62.96 | [5 empty] | 17.8 | 64.04 |  |  |  | 20.6 | 69.08 |  |  |  |  | 24.4 | 75.92 |  |  |  |  | 15 | 59
2001-10-22 | 18:00 | 19.4 | 66.92 | WEEKDAY | #N/A | 1980-10-22 | 18:00 | 11.3 | 52.34 |  |  | 1999-10-22 | 18:00 | 12 | 53.6 |  |  | 2001-10-22 | 18:00 | 17.8 | 64.04 | [5 empty] | 9.4 | 48.92 |  |  |  | 8 | 46.4 |  |  |  |  | 15.6 | 60.08 |  |  |  |  | 12.2 | 53.96 | [5 empty] | 13.9 | 57.02 |  |  |  | 18.9 | 66.02 |  |  |  |  | 20 | 68 |  |  |  |  | 13.9 | 57.02
2001-10-22 | 19:00 | 17.8 | 64.04 | WEEKDAY | #N/A | 1980-10-22 | 19:00 | 10.6 | 51.08 |  |  | 1999-10-22 | 19:00 | 12 | 53.6 |  |  | 2001-10-22 | 19:00 | 17.2 | 62.96 | [5 empty] | 7.8 | 46.04 |  |  |  | 7 | 44.6 |  |  |  |  | 15 | 59 |  |  |  |  | 10.6 | 51.08 | [5 empty] | 11.7 | 53.06 |  |  |  | 18.3 | 64.94 |  |  |  |  | 17.2 | 62.96 |  |  |  |  | 13.9 | 57.02
2001-10-22 | 20:00 | 17.2 | 62.96 | WEEKDAY | #N/A | 1980-10-22 | 20:00 | 10.2 | 50.36 |  |  | 1999-10-22 | 20:00 | 12 | 53.6 |  |  | 2001-10-22 | 20:00 | 17.8 | 64.04 | [5 empty] | 7.2 | 44.96 |  |  |  | 6 | 42.8 |  |  |  |  | 13.9 | 57.02 |  |  |  |  | 9.4 | 48.92 | [5 empty] | 11.7 | 53.06 |  |  |  | 17.8 | 64.04 |  |  |  |  | 20 | 68 |  |  |  |  | 13.9 | 57.02
2001-10-22 | 21:00 | 16.7 | 62.06 | WEEKDAY | #N/A | 1980-10-22 | 21:00 | 9.8 | 49.64 |  |  | 1999-10-22 | 21:00 | 11 | 51.8 |  |  | 2001-10-22 | 21:00 | 16.7 | 62.06 | [5 empty] | 7.8 | 46.04 |  |  |  | 4 | 39.2 |  |  |  |  | 13.9 | 57.02 |  |  |  |  | 7.8 | 46.04 | [5 empty] | 12.2 | 53.96 |  |  |  | 18.9 | 66.02 |  |  |  |  | 19.4 | 66.92 |  |  |  |  | 15 | 59
2001-10-22 | 22:00 | 16.1 | 60.98 | WEEKDAY | #N/A | 1980-10-22 | 22:00 | 9.4 | 48.92 |  |  | 1999-10-22 | 22:00 | 11 | 51.8 |  |  | 2001-10-22 | 22:00 | 15.6 | 60.08 | [5 empty] | 6.1 | 42.98 |  |  |  | 2 | 35.6 |  |  |  |  | 13.9 | 57.02 |  |  |  |  | 8.9 | 48.02 | [5 empty] | 13.3 | 55.94 |  |  |  | 18.3 | 64.94 |  |  |  |  | 19.4 | 66.92 |  |  |  |  | 15 | 59
2001-10-22 | 23:00 | 16.1 | 60.98 | WEEKDAY | #N/A | 1980-10-22 | 23:00 | 8.9 | 48.02 |  |  | 1999-10-22 | 23:00 | 11 | 51.8 |  |  | 2001-10-22 | 23:00 | 15 | 59 | [5 empty] | 6.1 | 42.98 |  |  |  | 3 | 37.4 |  |  |  |  | 13.9 | 57.02 |  |  |  |  | 10.6 | 51.08 | [5 empty] | 15.6 | 60.08 |  |  |  | 18.3 | 64.94 |  |  |  |  | 19.4 | 66.92 |  |  |  |  | 15 | 59
2001-10-22 | 24:00 | 15.6 | 60.08 | WEEKDAY | #N/A | 1980-10-22 | 24:00 | 8.3 | 46.94 |  |  | 1999-10-22 | 24:00 | 10 | 50 |  |  | 2001-10-22 | 24:00 | 14.4 | 57.92 | [5 empty] | 5.6 | 42.08 |  |  |  | 2 | 35.6 |  |  |  |  | 13.9 | 57.02 |  |  |  |  | 12.2 | 53.96 | [5 empty] | 15 | 59 |  |  |  | 18.3 | 64.94 |  |  |  |  | 18.9 | 66.02 |  |  |  |  | 15.6 | 60.08
2001-10-23 | 1:00 | 15 | 59 | WEEKDAY | #N/A | 1980-10-23 | 1:00 | 7.8 | 46.04 |  |  | 1999-10-23 | 1:00 | 9.5 | 49.1 |  |  | 2001-10-23 | 1:00 | 14.4 | 57.92 | [5 empty] | 7.8 | 46.04 |  |  |  | 2 | 35.6 |  |  |  |  | 12.8 | 55.04 |  |  |  |  | 12.2 | 53.96 | [5 empty] | 16.1 | 60.98 |  |  |  | 16.7 | 62.06 |  |  |  |  | 20.6 | 69.08 |  |  |  |  | 15.6 | 60.08
2001-10-23 | 2:00 | 15 | 59 | WEEKDAY | #N/A | 1980-10-23 | 2:00 | 7.4 | 45.32 |  |  | 1999-10-23 | 2:00 | 9 | 48.2 |  |  | 2001-10-23 | 2:00 | 14.4 | 57.92 | [5 empty] | 5.6 | 42.08 |  |  |  | 2 | 35.6 |  |  |  |  | 13.3 | 55.94 |  |  |  |  | 12.2 | 53.96 | [5 empty] | 16.1 | 60.98 |  |  |  | 16.7 | 62.06 |  |  |  |  | 19.4 | 66.92 |  |  |  |  | 15.6 | 60.08
2001-10-23 | 3:00 | 14.4 | 57.92 | WEEKDAY | #N/A | 1980-10-23 | 3:00 | 7.1 | 44.78 |  |  | 1999-10-23 | 3:00 | 8.8 | 47.84 |  |  | 2001-10-23 | 3:00 | 14.4 | 57.92 | [5 empty] | 4.4 | 39.92 |  |  |  | 3 | 37.4 |  |  |  |  | 13.3 | 55.94 |  |  |  |  | 12.2 | 53.96 | [5 empty] | 16.1 | 60.98 |  |  |  | 16.1 | 60.98 |  |  |  |  | 17.8 | 64.04 |  |  |  |  | 15.6 | 60.08
2001-10-23 | 4:00 | 14.4 | 57.92 | WEEKDAY | #N/A | 1980-10-23 | 4:00 | 6.7 | 44.06 |  |  | 1999-10-23 | 4:00 | 8.4 | 47.12 |  |  | 2001-10-23 | 4:00 | 12.8 | 55.04 | [5 empty] | 4.4 | 39.92 |  |  |  | 3 | 37.4 |  |  |  |  | 12.8 | 55.04 |  |  |  |  | 12.2 | 53.96 | [5 empty] | 16.7 | 62.06 |  |  |  | 13.3 | 55.94 |  |  |  |  | 17.8 | 64.04 |  |  |  |  | 15.6 | 60.08
2001-10-23 | 5:00 | 15 | 59 | WEEKDAY | #N/A | 1980-10-23 | 5:00 | 6.5 | 43.7 |  |  | 1999-10-23 | 5:00 | 8 | 46.4 |  |  | 2001-10-23 | 5:00 | 13.3 | 55.94 | [5 empty] | 5 | 41 |  |  |  | 4 | 39.2 |  |  |  |  | 13.3 | 55.94 |  |  |  |  | 11.7 | 53.06 | [5 empty] | 17.2 | 62.96 |  |  |  | 11.7 | 53.06 |  |  |  |  | 13.9 | 57.02 |  |  |  |  | 15.6 | 60.08
2001-10-23 | 6:00 | 14.4 | 57.92 | WEEKDAY | #N/A | 1980-10-23 | 6:00 | 6.3 | 43.34 |  |  | 1999-10-23 | 6:00 | 8 | 46.4 |  |  | 2001-10-23 | 6:00 | 12.8 | 55.04 | [5 empty] | 5 | 41 |  |  |  | 4 | 39.2 |  |  |  |  | 12.8 | 55.04 |  |  |  |  | 12.2 | 53.96 | [5 empty] | 17.2 | 62.96 |  |  |  | 11.7 | 53.06 |  |  |  |  | 13.3 | 55.94 |  |  |  |  | 15.6 | 60.08
2001-10-23 | 7:00 | 15 | 59 | WEEKDAY | #N/A | 1980-10-23 | 7:00 | 6.1 | 42.98 |  |  | 1999-10-23 | 7:00 | 8 | 46.4 |  |  | 2001-10-23 | 7:00 | 13.3 | 55.94 | [5 empty] | 7.2 | 44.96 |  |  |  | 4 | 39.2 |  |  |  |  | 13.3 | 55.94 |  |  |  |  | 12.2 | 53.96 | [5 empty] | 17.2 | 62.96 |  |  |  | 11.1 | 51.98 |  |  |  |  | 12.8 | 55.04 |  |  |  |  | 15 | 59
2001-10-23 | 8:00 | 16.1 | 60.98 | WEEKDAY | #N/A | 1980-10-23 | 8:00 | 6.5 | 43.7 |  |  | 1999-10-23 | 8:00 | 9 | 48.2 |  |  | 2001-10-23 | 8:00 | 16.1 | 60.98 | [5 empty] | 10 | 50 |  |  |  | 4 | 39.2 |  |  |  |  | 13.9 | 57.02 |  |  |  |  | 12.8 | 55.04 | [5 empty] | 17.2 | 62.96 |  |  |  | 10.6 | 51.08 |  |  |  |  | 12.8 | 55.04 |  |  |  |  | 15 | 59
2001-10-23 | 9:00 | 16.7 | 62.06 | WEEKDAY | #N/A | 1980-10-23 | 9:00 | 6.8 | 44.24 |  |  | 1999-10-23 | 9:00 | 10 | 50 |  |  | 2001-10-23 | 9:00 | 16.7 | 62.06 | [5 empty] | 11.7 | 53.06 |  |  |  | 4 | 39.2 |  |  |  |  | 15 | 59 |  |  |  |  | 13.9 | 57.02 | [5 empty] | 17.2 | 62.96 |  |  |  | 9.4 | 48.92 |  |  |  |  | 12.2 | 53.96 |  |  |  |  | 15.6 | 60.08
2001-10-23 | 10:00 | 17.2 | 62.96 | WEEKDAY | #N/A | 1980-10-23 | 10:00 | 7.2 | 44.96 |  |  | 1999-10-23 | 10:00 | 12 | 53.6 |  |  | 2001-10-23 | 10:00 | 16.7 | 62.06 | [5 empty] | 12.2 | 53.96 |  |  |  | 4 | 39.2 |  |  |  |  | 15.6 | 60.08 |  |  |  |  | 16.7 | 62.06 | [5 empty] | 17.2 | 62.96 |  |  |  | 8.3 | 46.94 |  |  |  |  | 11.1 | 51.98 |  |  |  |  | 15.6 | 60.08
2001-10-23 | 11:00 | 18 | 64.4 | WEEKDAY | #N/A | 1980-10-23 | 11:00 | 8.1 | 46.58 |  |  | 1999-10-23 | 11:00 | 11 | 51.8 |  |  | 2001-10-23 | 11:00 | 17.2 | 62.96 | [5 empty] | 13.9 | 57.02 |  |  |  | 6 | 42.8 |  |  |  |  | 15.6 | 60.08 |  |  |  |  | 18.9 | 66.02 | [5 empty] | 18.3 | 64.94 |  |  |  | 7.2 | 44.96 |  |  |  |  | 9.4 | 48.92 |  |  |  |  | 14.4 | 57.92
2001-10-23 | 12:00 | 18.3 | 64.94 | WEEKDAY | #N/A | 1980-10-23 | 12:00 | 9.1 | 48.38 |  |  | 1999-10-23 | 12:00 | 12 | 53.6 |  |  | 2001-10-23 | 12:00 | 18.3 | 64.94 | [5 empty] | 15 | 59 |  |  |  | 8 | 46.4 |  |  |  |  | 15 | 59 |  |  |  |  | 20 | 68 | [5 empty] | 16.7 | 62.06 |  |  |  | 6.1 | 42.98 |  |  |  |  | 8.9 | 48.02 |  |  |  |  | 12.8 | 55.04
2001-10-23 | 13:00 | 18.9 | 66.02 | WEEKDAY | #N/A | 1980-10-23 | 13:00 | 10 | 50 |  |  | 1999-10-23 | 13:00 | 12 | 53.6 |  |  | 2001-10-23 | 13:00 | 18.3 | 64.94 | [5 empty] | 13.9 | 57.02 |  |  |  | 9 | 48.2 |  |  |  |  | 16.7 | 62.06 |  |  |  |  | 21.1 | 69.98 | [5 empty] | 15 | 59 |  |  |  | 5.6 | 42.08 |  |  |  |  | 7.8 | 46.04 |  |  |  |  | 10.6 | 51.08
2001-10-23 | 14:00 | 19.4 | 66.92 | WEEKDAY | #N/A | 1980-10-23 | 14:00 | 10.2 | 50.36 |  |  | 1999-10-23 | 14:00 | 11 | 51.8 |  |  | 2001-10-23 | 14:00 | 18.9 | 66.02 | [5 empty] | 14.4 | 57.92 |  |  |  | 9 | 48.2 |  |  |  |  | 15.6 | 60.08 |  |  |  |  | 17.2 | 62.96 | [5 empty] | 15.6 | 60.08 |  |  |  | 5.6 | 42.08 |  |  |  |  | 7.2 | 44.96 |  |  |  |  | 10.6 | 51.08
2001-10-23 | 15:00 | 19.4 | 66.92 | WEEKDAY | #N/A | 1980-10-23 | 15:00 | 10.4 | 50.72 |  |  | 1999-10-23 | 15:00 | 10 | 50 |  |  | 2001-10-23 | 15:00 | 18.9 | 66.02 | [5 empty] | 13.9 | 57.02 |  |  |  | 9 | 48.2 |  |  |  |  | 16.7 | 62.06 |  |  |  |  | 14.4 | 57.92 | [5 empty] | 15.6 | 60.08 |  |  |  | 5 | 41 |  |  |  |  | 6.7 | 44.06 |  |  |  |  | 10.6 | 51.08
2001-10-23 | 16:00 | 18.9 | 66.02 | WEEKDAY | #N/A | 1980-10-23 | 16:00 | 10.6 | 51.08 |  |  | 1999-10-23 | 16:00 | 10 | 50 |  |  | 2001-10-23 | 16:00 | 18.3 | 64.94 | [5 empty] | 12.8 | 55.04 |  |  |  | 8 | 46.4 |  |  |  |  | 16.7 | 62.06 |  |  |  |  | 15.6 | 60.08 | [5 empty] | 15 | 59 |  |  |  | 5 | 41 |  |  |  |  | 6.7 | 44.06 |  |  |  |  | 10 | 50
2001-10-23 | 17:00 | 18.3 | 64.94 | WEEKDAY | #N/A | 1980-10-23 | 17:00 | 10.2 | 50.36 |  |  | 1999-10-23 | 17:00 | 9 | 48.2 |  |  | 2001-10-23 | 17:00 | 17.8 | 64.04 | [5 empty] | 11.7 | 53.06 |  |  |  | 7 | 44.6 |  |  |  |  | 13.3 | 55.94 |  |  |  |  | 14.4 | 57.92 | [5 empty] | 13.3 | 55.94 |  |  |  | 4.4 | 39.92 |  |  |  |  | 6.7 | 44.06 |  |  |  |  | 9.4 | 48.92
2001-10-23 | 18:00 | 18 | 64.4 | WEEKDAY | #N/A | 1980-10-23 | 18:00 | 9.8 | 49.64 |  |  | 1999-10-23 | 18:00 | 7.7 | 45.86 |  |  | 2001-10-23 | 18:00 | 17 | 62.6 | [5 empty] | 9.4 | 48.92 |  |  |  | 6 | 42.8 |  |  |  |  | 12.2 | 53.96 |  |  |  |  | 13.9 | 57.02 | [5 empty] | 12.8 | 55.04 |  |  |  | 4.4 | 39.92 |  |  |  |  | 6.1 | 42.98 |  |  |  |  | 9.4 | 48.92
2001-10-23 | 19:00 | 17.8 | 64.04 | WEEKDAY | #N/A | 1980-10-23 | 19:00 | 9.4 | 48.92 |  |  | 1999-10-23 | 19:00 | 7 | 44.6 |  |  | 2001-10-23 | 19:00 | 17.8 | 64.04 | [5 empty] | 7.8 | 46.04 |  |  |  | 3 | 37.4 |  |  |  |  | 11.7 | 53.06 |  |  |  |  | 13.3 | 55.94 | [5 empty] | 10 | 50 |  |  |  | 3.9 | 39.02 |  |  |  |  | 6.1 | 42.98 |  |  |  |  | 8.3 | 46.94
2001-10-23 | 20:00 | 18 | 64.4 | WEEKDAY | #N/A | 1980-10-23 | 20:00 | 8.7 | 47.66 |  |  | 1999-10-23 | 20:00 | 8 | 46.4 |  |  | 2001-10-23 | 20:00 | 17.8 | 64.04 | [5 empty] | 6.7 | 44.06 |  |  |  | 3 | 37.4 |  |  |  |  | 11.1 | 51.98 |  |  |  |  | 12.8 | 55.04 | [5 empty] | 8.9 | 48.02 |  |  |  | 3.3 | 37.94 |  |  |  |  | 6.1 | 42.98 |  |  |  |  | 7.8 | 46.04
2001-10-23 | 21:00 | 18.3 | 64.94 | WEEKDAY | #N/A | 1980-10-23 | 21:00 | 7.9 | 46.22 |  |  | 1999-10-23 | 21:00 | 7 | 44.6 |  |  | 2001-10-23 | 21:00 | 17.8 | 64.04 | [5 empty] | 6.1 | 42.98 |  |  |  | 3 | 37.4 |  |  |  |  | 10 | 50 |  |  |  |  | 11.1 | 51.98 | [5 empty] | 8.3 | 46.94 |  |  |  | 3.3 | 37.94 |  |  |  |  | 5.6 | 42.08 |  |  |  |  | 7.2 | 44.96
2001-10-23 | 22:00 | 18.9 | 66.02 | WEEKDAY | #N/A | 1980-10-23 | 22:00 | 7.2 | 44.96 |  |  | 1999-10-23 | 22:00 | 7 | 44.6 |  |  | 2001-10-23 | 22:00 | 17.8 | 64.04 | [5 empty] | 5 | 41 |  |  |  | 1 | 33.8 |  |  |  |  | 8.9 | 48.02 |  |  |  |  | 10 | 50 | [5 empty] | 6.1 | 42.98 |  |  |  | 2.8 | 37.04 |  |  |  |  | 5.6 | 42.08 |  |  |  |  | 6.7 | 44.06
2001-10-23 | 23:00 | 18.9 | 66.02 | WEEKDAY | #N/A | 1980-10-23 | 23:00 | 7 | 44.6 |  |  | 1999-10-23 | 23:00 | 6 | 42.8 |  |  | 2001-10-23 | 23:00 | 17.2 | 62.96 | [5 empty] | 4.4 | 39.92 |  |  |  | -1 | 30.2 |  |  |  |  | 8.9 | 48.02 |  |  |  |  | 8.9 | 48.02 | [5 empty] | 5 | 41 |  |  |  | 2.8 | 37.04 |  |  |  |  | 5.6 | 42.08 |  |  |  |  | 5.6 | 42.08
2001-10-23 | 24:00 | 18.3 | 64.94 | WEEKDAY | #N/A | 1980-10-23 | 24:00 | 6.9 | 44.42 |  |  | 1999-10-23 | 24:00 | 6 | 42.8 |  |  | 2001-10-23 | 24:00 | 16.7 | 62.06 | [5 empty] | 3.9 | 39.02 |  |  |  | -2 | 28.4 |  |  |  |  | 7.2 | 44.96 |  |  |  |  | 8.3 | 46.94 | [5 empty] | 5.6 | 42.08 |  |  |  | 2.8 | 37.04 |  |  |  |  | 5.6 | 42.08 |  |  |  |  | 5 | 41
2001-10-24 | 1:00 | 17.8 | 64.04 | WEEKDAY | #N/A | 1980-10-24 | 1:00 | 6.7 | 44.06 |  |  | 1999-10-24 | 1:00 | 5.6 | 42.08 |  |  | 2001-10-24 | 1:00 | 17.2 | 62.96 | [5 empty] | 4.4 | 39.92 |  |  |  | -2 | 28.4 |  |  |  |  | 6.1 | 42.98 |  |  |  |  | 6.7 | 44.06 | [5 empty] | 4.4 | 39.92 |  |  |  | 2.8 | 37.04 |  |  |  |  | 5 | 41 |  |  |  |  | 5 | 41
2001-10-24 | 2:00 | 17.8 | 64.04 | WEEKDAY | #N/A | 1980-10-24 | 2:00 | 6.1 | 42.98 |  |  | 1999-10-24 | 2:00 | 5.3 | 41.54 |  |  | 2001-10-24 | 2:00 | 16.7 | 62.06 | [5 empty] | 4.4 | 39.92 |  |  |  | -3 | 26.6 |  |  |  |  | 6.1 | 42.98 |  |  |  |  | 6.1 | 42.98 | [5 empty] | 3.9 | 39.02 |  |  |  | 1.7 | 35.06 |  |  |  |  | 4.4 | 39.92 |  |  |  |  | 4.4 | 39.92
2001-10-24 | 3:00 | 18.3 | 64.94 | WEEKDAY | #N/A | 1980-10-24 | 3:00 | 5.6 | 42.08 |  |  | 1999-10-24 | 3:00 | 5 | 41 |  |  | 2001-10-24 | 3:00 | 16.1 | 60.98 | [5 empty] | 5 | 41 |  |  |  | -3 | 26.6 |  |  |  |  | 5.6 | 42.08 |  |  |  |  | 6.1 | 42.98 | [5 empty] | 5 | 41 |  |  |  | 0.6 | 33.08 |  |  |  |  | 3.9 | 39.02 |  |  |  |  | 3.9 | 39.02
2001-10-24 | 4:00 | 18.9 | 66.02 | WEEKDAY | #N/A | 1980-10-24 | 4:00 | 5 | 41 |  |  | 1999-10-24 | 4:00 | 5 | 41 |  |  | 2001-10-24 | 4:00 | 15.6 | 60.08 | [5 empty] | 5.6 | 42.08 |  |  |  | -4 | 24.8 |  |  |  |  | 3.9 | 39.02 |  |  |  |  | 5.6 | 42.08 | [5 empty] | 3.3 | 37.94 |  |  |  | 0 | 32 |  |  |  |  | 2.8 | 37.04 |  |  |  |  | 3.3 | 37.94
2001-10-24 | 5:00 | 18.3 | 64.94 | WEEKDAY | #N/A | 1980-10-24 | 5:00 | 4.8 | 40.64 |  |  | 1999-10-24 | 5:00 | 6 | 42.8 |  |  | 2001-10-24 | 5:00 | 15.6 | 60.08 | [5 empty] | 5.6 | 42.08 |  |  |  | -4 | 24.8 |  |  |  |  | 3.9 | 39.02 |  |  |  |  | 3.9 | 39.02 | [5 empty] | 2.2 | 35.96 |  |  |  | 0.6 | 33.08 |  |  |  |  | 2.2 | 35.96 |  |  |  |  | 2.8 | 37.04
2001-10-24 | 6:00 | 17.8 | 64.04 | WEEKDAY | #N/A | 1980-10-24 | 6:00 | 4.6 | 40.28 |  |  | 1999-10-24 | 6:00 | 6 | 42.8 |  |  | 2001-10-24 | 6:00 | 15 | 59 | [5 empty] | 6.1 | 42.98 |  |  |  | -4 | 24.8 |  |  |  |  | 3.3 | 37.94 |  |  |  |  | 2.8 | 37.04 | [5 empty] | 2.8 | 37.04 |  |  |  | 1.7 | 35.06 |  |  |  |  | 0 | 32 |  |  |  |  | 2.2 | 35.96
2001-10-24 | 7:00 | 17.8 | 64.04 | WEEKDAY | #N/A | 1980-10-24 | 7:00 | 4.4 | 39.92 |  |  | 1999-10-24 | 7:00 | 6 | 42.8 |  |  | 2001-10-24 | 7:00 | 16.7 | 62.06 | [5 empty] | 8.9 | 48.02 |  |  |  | -4 | 24.8 |  |  |  |  | 3.9 | 39.02 |  |  |  |  | 3.9 | 39.02 | [5 empty] | 1.7 | 35.06 |  |  |  | 1.7 | 35.06 |  |  |  |  | -0.6 | 30.92 |  |  |  |  | 1.7 | 35.06
2001-10-24 | 8:00 | 18.9 | 66.02 | WEEKDAY | #N/A | 1980-10-24 | 8:00 | 5.3 | 41.54 |  |  | 1999-10-24 | 8:00 | 8 | 46.4 |  |  | 2001-10-24 | 8:00 | 17.8 | 64.04 | [5 empty] | 11.1 | 51.98 |  |  |  | -2 | 28.4 |  |  |  |  | 4.4 | 39.92 |  |  |  |  | 7.2 | 44.96 | [5 empty] | 5 | 41 |  |  |  | 2.2 | 35.96 |  |  |  |  | 2.2 | 35.96 |  |  |  |  | 2.8 | 37.04
2001-10-24 | 9:00 | 20.6 | 69.08 | WEEKDAY | #N/A | 1980-10-24 | 9:00 | 6.3 | 43.34 |  |  | 1999-10-24 | 9:00 | 10 | 50 |  |  | 2001-10-24 | 9:00 | 19.4 | 66.92 | [5 empty] | 13.3 | 55.94 |  |  |  | 2 | 35.6 |  |  |  |  | 6.1 | 42.98 |  |  |  |  | 8.9 | 48.02 | [5 empty] | 7.2 | 44.96 |  |  |  | 2.8 | 37.04 |  |  |  |  | 3.9 | 39.02 |  |  |  |  | 3.9 | 39.02
2001-10-24 | 10:00 | 21.7 | 71.06 | WEEKDAY | #N/A | 1980-10-24 | 10:00 | 7.2 | 44.96 |  |  | 1999-10-24 | 10:00 | 11.1 | 51.98 |  |  | 2001-10-24 | 10:00 | 20 | 68 | [5 empty] | 15 | 59 |  |  |  | 4 | 39.2 |  |  |  |  | 7.8 | 46.04 |  |  |  |  | 10 | 50 | [5 empty] | 8.3 | 46.94 |  |  |  | 3.3 | 37.94 |  |  |  |  | 5.6 | 42.08 |  |  |  |  | 5 | 41
2001-10-24 | 11:00 | 23.3 | 73.94 | WEEKDAY | #N/A | 1980-10-24 | 11:00 | 8.1 | 46.58 |  |  | 1999-10-24 | 11:00 | 12 | 53.6 |  |  | 2001-10-24 | 11:00 | 20.6 | 69.08 | [5 empty] | 15 | 59 |  |  |  | 6 | 42.8 |  |  |  |  | 8.3 | 46.94 |  |  |  |  | 11.1 | 51.98 | [5 empty] | 9.4 | 48.92 |  |  |  | 4.4 | 39.92 |  |  |  |  | 6.1 | 42.98 |  |  |  |  | 5.6 | 42.08
2001-10-24 | 12:00 | 24.4 | 75.92 | WEEKDAY | #N/A | 1980-10-24 | 12:00 | 9.1 | 48.38 |  |  | 1999-10-24 | 12:00 | 12 | 53.6 |  |  | 2001-10-24 | 12:00 | 21.7 | 71.06 | [5 empty] | 16.7 | 62.06 |  |  |  | 7 | 44.6 |  |  |  |  | 9.4 | 48.92 |  |  |  |  | 11.7 | 53.06 | [5 empty] | 10 | 50 |  |  |  | 5 | 41 |  |  |  |  | 6.7 | 44.06 |  |  |  |  | 6.1 | 42.98
2001-10-24 | 13:00 | 25.6 | 78.08 | WEEKDAY | #N/A | 1980-10-24 | 13:00 | 10 | 50 |  |  | 1999-10-24 | 13:00 | 12 | 53.6 |  |  | 2001-10-24 | 13:00 | 22.2 | 71.96 | [5 empty] | 16.7 | 62.06 |  |  |  | 8 | 46.4 |  |  |  |  | 10.6 | 51.08 |  |  |  |  | 12.8 | 55.04 | [5 empty] | 11.1 | 51.98 |  |  |  | 6.1 | 42.98 |  |  |  |  | 7.8 | 46.04 |  |  |  |  | 7.8 | 46.04
2001-10-24 | 14:00 | 26.1 | 78.98 | WEEKDAY | #N/A | 1980-10-24 | 14:00 | 10.6 | 51.08 |  |  | 1999-10-24 | 14:00 | 13 | 55.4 |  |  | 2001-10-24 | 14:00 | 22.2 | 71.96 | [5 empty] | 16.7 | 62.06 |  |  |  | 8 | 46.4 |  |  |  |  | 10.6 | 51.08 |  |  |  |  | 13.9 | 57.02 | [5 empty] | 11.1 | 51.98 |  |  |  | 7.2 | 44.96 |  |  |  |  | 8.3 | 46.94 |  |  |  |  | 7.8 | 46.04
2001-10-24 | 15:00 | 25 | 77 | WEEKDAY | #N/A | 1980-10-24 | 15:00 | 11.1 | 51.98 |  |  | 1999-10-24 | 15:00 | 12 | 53.6 |  |  | 2001-10-24 | 15:00 | 21.7 | 71.06 | [5 empty] | 16.1 | 60.98 |  |  |  | 8 | 46.4 |  |  |  |  | 11.1 | 51.98 |  |  |  |  | 13.9 | 57.02 | [5 empty] | 10.6 | 51.08 |  |  |  | 7.2 | 44.96 |  |  |  |  | 8.9 | 48.02 |  |  |  |  | 8.3 | 46.94
2001-10-24 | 16:00 | 23.9 | 75.02 | WEEKDAY | #N/A | 1980-10-24 | 16:00 | 11.7 | 53.06 |  |  | 1999-10-24 | 16:00 | 12 | 53.6 |  |  | 2001-10-24 | 16:00 | 21.1 | 69.98 | [5 empty] | 15.6 | 60.08 |  |  |  | 8 | 46.4 |  |  |  |  | 10 | 50 |  |  |  |  | 13.3 | 55.94 | [5 empty] | 9.4 | 48.92 |  |  |  | 7.8 | 46.04 |  |  |  |  | 8.9 | 48.02 |  |  |  |  | 7.8 | 46.04
2001-10-24 | 17:00 | 22.2 | 71.96 | WEEKDAY | #N/A | 1980-10-24 | 17:00 | 11.3 | 52.34 |  |  | 1999-10-24 | 17:00 | 10 | 50 |  |  | 2001-10-24 | 17:00 | 19.4 | 66.92 | [5 empty] | 13.9 | 57.02 |  |  |  | 7 | 44.6 |  |  |  |  | 8.9 | 48.02 |  |  |  |  | 10.6 | 51.08 | [5 empty] | 7.2 | 44.96 |  |  |  | 6.7 | 44.06 |  |  |  |  | 7.8 | 46.04 |  |  |  |  | 6.1 | 42.98
2001-10-24 | 18:00 | 20.6 | 69.08 | WEEKDAY | #N/A | 1980-10-24 | 18:00 | 11 | 51.8 |  |  | 1999-10-24 | 18:00 | 9 | 48.2 |  |  | 2001-10-24 | 18:00 | 18.9 | 66.02 | [5 empty] | 12.2 | 53.96 |  |  |  | 6 | 42.8 |  |  |  |  | 6.7 | 44.06 |  |  |  |  | 7.8 | 46.04 | [5 empty] | 5 | 41 |  |  |  | 5.6 | 42.08 |  |  |  |  | 6.7 | 44.06 |  |  |  |  | 2.2 | 35.96
2001-10-24 | 19:00 | 20 | 68 | WEEKDAY | #N/A | 1980-10-24 | 19:00 | 10.6 | 51.08 |  |  | 1999-10-24 | 19:00 | 6 | 42.8 |  |  | 2001-10-24 | 19:00 | 18.9 | 66.02 | [5 empty] | 11.7 | 53.06 |  |  |  | 6 | 42.8 |  |  |  |  | 6.1 | 42.98 |  |  |  |  | 6.7 | 44.06 | [5 empty] | 4.4 | 39.92 |  |  |  | 3.9 | 39.02 |  |  |  |  | 5.6 | 42.08 |  |  |  |  | 0 | 32
2001-10-24 | 20:00 | 20.6 | 69.08 | WEEKDAY | #N/A | 1980-10-24 | 20:00 | 10.4 | 50.72 |  |  | 1999-10-24 | 20:00 | 8 | 46.4 |  |  | 2001-10-24 | 20:00 | 18.3 | 64.94 | [5 empty] | 11.1 | 51.98 |  |  |  | 5.4 | 41.72 |  |  |  |  | 5.6 | 42.08 |  |  |  |  | 4.4 | 39.92 | [5 empty] | 2.2 | 35.96 |  |  |  | 5 | 41 |  |  |  |  | 5 | 41 |  |  |  |  | 0 | 32
2001-10-24 | 21:00 | 20 | 68 | WEEKDAY | #N/A | 1980-10-24 | 21:00 | 10.2 | 50.36 |  |  | 1999-10-24 | 21:00 | 7 | 44.6 |  |  | 2001-10-24 | 21:00 | 18.3 | 64.94 | [5 empty] | 10.6 | 51.08 |  |  |  | 5 | 41 |  |  |  |  | 3.9 | 39.02 |  |  |  |  | 3.3 | 37.94 | [5 empty] | 1.7 | 35.06 |  |  |  | 3.9 | 39.02 |  |  |  |  | 4.4 | 39.92 |  |  |  |  | 0 | 32
2001-10-24 | 22:00 | 20 | 68 | WEEKDAY | #N/A | 1980-10-24 | 22:00 | 10 | 50 |  |  | 1999-10-24 | 22:00 | 7 | 44.6 |  |  | 2001-10-24 | 22:00 | 17.8 | 64.04 | [5 empty] | 8.9 | 48.02 |  |  |  | 4 | 39.2 |  |  |  |  | 3.9 | 39.02 |  |  |  |  | 3.3 | 37.94 | [5 empty] | 0.6 | 33.08 |  |  |  | 3.3 | 37.94 |  |  |  |  | 3.3 | 37.94 |  |  |  |  | -1.7 | 28.94
2001-10-24 | 23:00 | 19.4 | 66.92 | WEEKDAY | #N/A | 1980-10-24 | 23:00 | 10 | 50 |  |  | 1999-10-24 | 23:00 | 7 | 44.6 |  |  | 2001-10-24 | 23:00 | 17.2 | 62.96 | [5 empty] | 8.9 | 48.02 |  |  |  | 4 | 39.2 |  |  |  |  | 2.8 | 37.04 |  |  |  |  | 2.2 | 35.96 | [5 empty] | 0.6 | 33.08 |  |  |  | 3.3 | 37.94 |  |  |  |  | 3.3 | 37.94 |  |  |  |  | -1.7 | 28.94
2001-10-24 | 24:00 | 18.9 | 66.02 | WEEKDAY | #N/A | 1980-10-24 | 24:00 | 10 | 50 |  |  | 1999-10-24 | 24:00 | 7 | 44.6 |  |  | 2001-10-24 | 24:00 | 17.2 | 62.96 | [5 empty] | 8.3 | 46.94 |  |  |  | 4 | 39.2 |  |  |  |  | 1.7 | 35.06 |  |  |  |  | 1.1 | 33.98 | [5 empty] | 0 | 32 |  |  |  | 4.4 | 39.92 |  |  |  |  | 3.3 | 37.94 |  |  |  |  | -2.2 | 28.04
2001-10-25 | 1:00 | 18.9 | 66.02 | WEEKDAY | #N/A | 1980-10-25 | 1:00 | 10 | 50 |  |  | 1999-10-25 | 1:00 | 7 | 44.6 |  |  | 2001-10-25 | 1:00 | 17.2 | 62.96 | [5 empty] | 8.3 | 46.94 |  |  |  | 4 | 39.2 |  |  |  |  | 1.7 | 35.06 |  |  |  |  | 1.7 | 35.06 | [5 empty] | 0.6 | 33.08 |  |  |  | 4.4 | 39.92 |  |  |  |  | 2.8 | 37.04 |  |  |  |  | -2.2 | 28.04
2001-10-25 | 2:00 | 18 | 64.4 | WEEKDAY | #N/A | 1980-10-25 | 2:00 | 10 | 50 |  |  | 1999-10-25 | 2:00 | 6 | 42.8 |  |  | 2001-10-25 | 2:00 | 17.8 | 64.04 | [5 empty] | 8.3 | 46.94 |  |  |  | 4 | 39.2 |  |  |  |  | 1.1 | 33.98 |  |  |  |  | 0 | 32 | [5 empty] | -0.6 | 30.92 |  |  |  | 5.6 | 42.08 |  |  |  |  | 3.3 | 37.94 |  |  |  |  | -2.8 | 26.96
2001-10-25 | 3:00 | 17.8 | 64.04 | WEEKDAY | #N/A | 1980-10-25 | 3:00 | 10 | 50 |  |  | 1999-10-25 | 3:00 | 6 | 42.8 |  |  | 2001-10-25 | 3:00 | 17 | 62.6 | [5 empty] | 7.2 | 44.96 |  |  |  | 4 | 39.2 |  |  |  |  | 1.7 | 35.06 |  |  |  |  | -1.1 | 30.02 | [5 empty] | -0.6 | 30.92 |  |  |  | 5.6 | 42.08 |  |  |  |  | 3.3 | 37.94 |  |  |  |  | -2.8 | 26.96
2001-10-25 | 4:00 | 17.2 | 62.96 | WEEKDAY | #N/A | 1980-10-25 | 4:00 | 10 | 50 |  |  | 1999-10-25 | 4:00 | 5.5 | 41.9 |  |  | 2001-10-25 | 4:00 | 17.2 | 62.96 | [5 empty] | 7.2 | 44.96 |  |  |  | 4 | 39.2 |  |  |  |  | 1.7 | 35.06 |  |  |  |  | -2.2 | 28.04 | [5 empty] | -1.1 | 30.02 |  |  |  | 5.6 | 42.08 |  |  |  |  | 4.4 | 39.92 |  |  |  |  | -2.2 | 28.04
2001-10-25 | 5:00 | 17.8 | 64.04 | WEEKDAY | #N/A | 1980-10-25 | 5:00 | 10.2 | 50.36 |  |  | 1999-10-25 | 5:00 | 5 | 41 |  |  | 2001-10-25 | 5:00 | 18 | 64.4 | [5 empty] | 8.9 | 48.02 |  |  |  | 4 | 39.2 |  |  |  |  | 0 | 32 |  |  |  |  | -2.2 | 28.04 | [5 empty] | -1.1 | 30.02 |  |  |  | 6.1 | 42.98 |  |  |  |  | 5 | 41 |  |  |  |  | -3.9 | 24.98
2001-10-25 | 6:00 | 18 | 64.4 | WEEKDAY | #N/A | 1980-10-25 | 6:00 | 10.4 | 50.72 |  |  | 1999-10-25 | 6:00 | 6 | 42.8 |  |  | 2001-10-25 | 6:00 | 18.3 | 64.94 | [5 empty] | 10 | 50 |  |  |  | 3 | 37.4 |  |  |  |  | -1.7 | 28.94 |  |  |  |  | -2.2 | 28.04 | [5 empty] | -1.7 | 28.94 |  |  |  | 6.7 | 44.06 |  |  |  |  | 5.6 | 42.08 |  |  |  |  | -1.7 | 28.94
2001-10-25 | 7:00 | 18.3 | 64.94 | WEEKDAY | #N/A | 1980-10-25 | 7:00 | 10.6 | 51.08 |  |  | 1999-10-25 | 7:00 | 6 | 42.8 |  |  | 2001-10-25 | 7:00 | 17.8 | 64.04 | [5 empty] | 11.1 | 51.98 |  |  |  | 2 | 35.6 |  |  |  |  | -1.1 | 30.02 |  |  |  |  | -2.8 | 26.96 | [5 empty] | -1.7 | 28.94 |  |  |  | 6.1 | 42.98 |  |  |  |  | 5.6 | 42.08 |  |  |  |  | -3.3 | 26.06
2001-10-25 | 8:00 | 20 | 68 | WEEKDAY | #N/A | 1980-10-25 | 8:00 | 11.1 | 51.98 |  |  | 1999-10-25 | 8:00 | 9 | 48.2 |  |  | 2001-10-25 | 8:00 | 18.9 | 66.02 | [5 empty] | 15 | 59 |  |  |  | 2 | 35.6 |  |  |  |  | 1.1 | 33.98 |  |  |  |  | 0 | 32 | [5 empty] | 0 | 32 |  |  |  | 7.2 | 44.96 |  |  |  |  | 7.2 | 44.96 |  |  |  |  | 0.6 | 33.08
2001-10-25 | 9:00 | 22.8 | 73.04 | WEEKDAY | #N/A | 1980-10-25 | 9:00 | 11.7 | 53.06 |  |  | 1999-10-25 | 9:00 | 9 | 48.2 |  |  | 2001-10-25 | 9:00 | 21.1 | 69.98 | [5 empty] | 16.7 | 62.06 |  |  |  | 4 | 39.2 |  |  |  |  | 3.3 | 37.94 |  |  |  |  | 3.9 | 39.02 | [5 empty] | 2.8 | 37.04 |  |  |  | 8.9 | 48.02 |  |  |  |  | 8.9 | 48.02 |  |  |  |  | 3.9 | 39.02
2001-10-25 | 10:00 | 24.4 | 75.92 | WEEKDAY | #N/A | 1980-10-25 | 10:00 | 12.2 | 53.96 |  |  | 1999-10-25 | 10:00 | 10 | 50 |  |  | 2001-10-25 | 10:00 | 23.3 | 73.94 | [5 empty] | 19.4 | 66.92 |  |  |  | 6.1 | 42.98 |  |  |  |  | 5.6 | 42.08 |  |  |  |  | 6.7 | 44.06 | [5 empty] | 5.6 | 42.08 |  |  |  | 10 | 50 |  |  |  |  | 11.1 | 51.98 |  |  |  |  | 6.7 | 44.06
2001-10-25 | 11:00 | 25.6 | 78.08 | WEEKDAY | #N/A | 1980-10-25 | 11:00 | 13.7 | 56.66 |  |  | 1999-10-25 | 11:00 | 12 | 53.6 |  |  | 2001-10-25 | 11:00 | 25 | 77 | [5 empty] | 20 | 68 |  |  |  | 7.8 | 46.04 |  |  |  |  | 8.3 | 46.94 |  |  |  |  | 8.9 | 48.02 | [5 empty] | 8.9 | 48.02 |  |  |  | 11.7 | 53.06 |  |  |  |  | 13.3 | 55.94 |  |  |  |  | 9.4 | 48.92
2001-10-25 | 12:00 | 23.9 | 75.02 | WEEKDAY | #N/A | 1980-10-25 | 12:00 | 15.2 | 59.36 |  |  | 1999-10-25 | 12:00 | 12 | 53.6 |  |  | 2001-10-25 | 12:00 | 23.9 | 75.02 | [5 empty] | 21.7 | 71.06 |  |  |  | 9 | 48.2 |  |  |  |  | 9.4 | 48.92 |  |  |  |  | 9.4 | 48.92 | [5 empty] | 10.6 | 51.08 |  |  |  | 13.3 | 55.94 |  |  |  |  | 14.4 | 57.92 |  |  |  |  | 11.1 | 51.98
2001-10-25 | 13:00 | 23.3 | 73.94 | WEEKDAY | #N/A | 1980-10-25 | 13:00 | 16.7 | 62.06 |  |  | 1999-10-25 | 13:00 | 13 | 55.4 |  |  | 2001-10-25 | 13:00 | 23.3 | 73.94 | [5 empty] | 20.6 | 69.08 |  |  |  | 9 | 48.2 |  |  |  |  | 11.1 | 51.98 |  |  |  |  | 10.6 | 51.08 | [5 empty] | 12.8 | 55.04 |  |  |  | 14.4 | 57.92 |  |  |  |  | 15 | 59 |  |  |  |  | 11.7 | 53.06
2001-10-25 | 14:00 | 23.9 | 75.02 | WEEKDAY | #N/A | 1980-10-25 | 14:00 | 16.7 | 62.06 |  |  | 1999-10-25 | 14:00 | 14 | 57.2 |  |  | 2001-10-25 | 14:00 | 24.4 | 75.92 | [5 empty] | 20 | 68 |  |  |  | 10 | 50 |  |  |  |  | 11.1 | 51.98 |  |  |  |  | 11.7 | 53.06 | [5 empty] | 11.7 | 53.06 |  |  |  | 16.7 | 62.06 |  |  |  |  | 16.7 | 62.06 |  |  |  |  | 12.2 | 53.96
2001-10-25 | 15:00 | 23.3 | 73.94 | WEEKDAY | #N/A | 1980-10-25 | 15:00 | 16.7 | 62.06 |  |  | 1999-10-25 | 15:00 | 14 | 57.2 |  |  | 2001-10-25 | 15:00 | 23.3 | 73.94 | [5 empty] | 18.9 | 66.02 |  |  |  | 10 | 50 |  |  |  |  | 11.1 | 51.98 |  |  |  |  | 11.1 | 51.98 | [5 empty] | 11.7 | 53.06 |  |  |  | 18.3 | 64.94 |  |  |  |  | 18.9 | 66.02 |  |  |  |  | 12.8 | 55.04
2001-10-25 | 16:00 | 22.2 | 71.96 | WEEKDAY | #N/A | 1980-10-25 | 16:00 | 16.7 | 62.06 |  |  | 1999-10-25 | 16:00 | 14 | 57.2 |  |  | 2001-10-25 | 16:00 | 21.7 | 71.06 | [5 empty] | 17.8 | 64.04 |  |  |  | 9 | 48.2 |  |  |  |  | 11.7 | 53.06 |  |  |  |  | 10 | 50 | [5 empty] | 11.1 | 51.98 |  |  |  | 17.8 | 64.04 |  |  |  |  | 17.8 | 64.04 |  |  |  |  | 11.7 | 53.06
2001-10-25 | 17:00 | 20.6 | 69.08 | WEEKDAY | #N/A | 1980-10-25 | 17:00 | 16.1 | 60.98 |  |  | 1999-10-25 | 17:00 | 12 | 53.6 |  |  | 2001-10-25 | 17:00 | 20 | 68 | [5 empty] | 15.6 | 60.08 |  |  |  | 9 | 48.2 |  |  |  |  | 10.6 | 51.08 |  |  |  |  | 8.9 | 48.02 | [5 empty] | 10 | 50 |  |  |  | 17.8 | 64.04 |  |  |  |  | 17.2 | 62.96 |  |  |  |  | 10 | 50
2001-10-25 | 18:00 | 20 | 68 | WEEKDAY | #N/A | 1980-10-25 | 18:00 | 15.6 | 60.08 |  |  | 1999-10-25 | 18:00 | 12 | 53.6 |  |  | 2001-10-25 | 18:00 | 18.9 | 66.02 | [5 empty] | 15 | 59 |  |  |  | 8 | 46.4 |  |  |  |  | 10 | 50 |  |  |  |  | 8.9 | 48.02 | [5 empty] | 9.4 | 48.92 |  |  |  | 17.8 | 64.04 |  |  |  |  | 18.9 | 66.02 |  |  |  |  | 8.3 | 46.94
2001-10-25 | 19:00 | 19.4 | 66.92 | WEEKDAY | #N/A | 1980-10-25 | 19:00 | 15 | 59 |  |  | 1999-10-25 | 19:00 | 11 | 51.8 |  |  | 2001-10-25 | 19:00 | 18.3 | 64.94 | [5 empty] | 12.2 | 53.96 |  |  |  | 8 | 46.4 |  |  |  |  | 10 | 50 |  |  |  |  | 8.3 | 46.94 | [5 empty] | 8.3 | 46.94 |  |  |  | 16.7 | 62.06 |  |  |  |  | 17.8 | 64.04 |  |  |  |  | 3.3 | 37.94
2001-10-25 | 20:00 | 18.9 | 66.02 | WEEKDAY | #N/A | 1980-10-25 | 20:00 | 13 | 55.4 |  |  | 1999-10-25 | 20:00 | 10 | 50 |  |  | 2001-10-25 | 20:00 | 17.8 | 64.04 | [5 empty] | 11.1 | 51.98 |  |  |  | 8 | 46.4 |  |  |  |  | 10 | 50 |  |  |  |  | 7.8 | 46.04 | [5 empty] | 7.8 | 46.04 |  |  |  | 14.4 | 57.92 |  |  |  |  | 18.3 | 64.94 |  |  |  |  | 1.7 | 35.06
2001-10-25 | 21:00 | 17.8 | 64.04 | WEEKDAY | #N/A | 1980-10-25 | 21:00 | 10.9 | 51.62 |  |  | 1999-10-25 | 21:00 | 9 | 48.2 |  |  | 2001-10-25 | 21:00 | 17.2 | 62.96 | [5 empty] | 10.6 | 51.08 |  |  |  | 7.5 | 45.5 |  |  |  |  | 9.4 | 48.92 |  |  |  |  | 5.6 | 42.08 | [5 empty] | 8.3 | 46.94 |  |  |  | 13.3 | 55.94 |  |  |  |  | 17.8 | 64.04 |  |  |  |  | 1.7 | 35.06
2001-10-25 | 22:00 | 17.2 | 62.96 | WEEKDAY | #N/A | 1980-10-25 | 22:00 | 8.9 | 48.02 |  |  | 1999-10-25 | 22:00 | 8 | 46.4 |  |  | 2001-10-25 | 22:00 | 16.1 | 60.98 | [5 empty] | 10.6 | 51.08 |  |  |  | 6.9 | 44.42 |  |  |  |  | 8.3 | 46.94 |  |  |  |  | 5 | 41 | [5 empty] | 8.3 | 46.94 |  |  |  | 12.2 | 53.96 |  |  |  |  | 15 | 59 |  |  |  |  | 1.1 | 33.98
2001-10-25 | 23:00 | 16.1 | 60.98 | WEEKDAY | #N/A | 1980-10-25 | 23:00 | 8.7 | 47.66 |  |  | 1999-10-25 | 23:00 | 9 | 48.2 |  |  | 2001-10-25 | 23:00 | 16.1 | 60.98 | [5 empty] | 10 | 50 |  |  |  | 6.7 | 44.06 |  |  |  |  | 8.9 | 48.02 |  |  |  |  | 5.6 | 42.08 | [5 empty] | 8.3 | 46.94 |  |  |  | 12.2 | 53.96 |  |  |  |  | 13.9 | 57.02 |  |  |  |  | 0.6 | 33.08
2001-10-25 | 24:00 | 15.6 | 60.08 | WEEKDAY | #N/A | 1980-10-25 | 24:00 | 8.5 | 47.3 |  |  | 1999-10-25 | 24:00 | 9 | 48.2 |  |  | 2001-10-25 | 24:00 | 14.4 | 57.92 | [5 empty] | 9.4 | 48.92 |  |  |  | 6 | 42.8 |  |  |  |  | 8.3 | 46.94 |  |  |  |  | 5 | 41 | [5 empty] | 8.9 | 48.02 |  |  |  | 13.3 | 55.94 |  |  |  |  | 14.4 | 57.92 |  |  |  |  | 0 | 32
2001-10-26 | 1:00 | 15.6 | 60.08 | WEEKDAY | #N/A | 1980-10-26 | 1:00 | 8.3 | 46.94 |  |  | 1999-10-26 | 1:00 | 9 | 48.2 |  |  | 2001-10-26 | 1:00 | 13.3 | 55.94 | [5 empty] | 8.9 | 48.02 |  |  |  | 5.8 | 42.44 |  |  |  |  | 8.3 | 46.94 |  |  |  |  | 5 | 41 | [5 empty] | 8.9 | 48.02 |  |  |  | 13.9 | 57.02 |  |  |  |  | 15 | 59 |  |  |  |  | -0.6 | 30.92
2001-10-26 | 2:00 | 14.4 | 57.92 | WEEKDAY | #N/A | 1980-10-26 | 2:00 | 7.8 | 46.04 |  |  | 1999-10-26 | 2:00 | 8 | 46.4 |  |  | 2001-10-26 | 2:00 | 13.9 | 57.02 | [5 empty] | 8.9 | 48.02 |  |  |  | 5.1 | 41.18 |  |  |  |  | 7.8 | 46.04 |  |  |  |  | 5 | 41 | [5 empty] | 8.9 | 48.02 |  |  |  | 13.9 | 57.02 |  |  |  |  | 15 | 59 |  |  |  |  | -0.6 | 30.92
2001-10-26 | 3:00 | 14.4 | 57.92 | WEEKDAY | #N/A | 1980-10-26 | 3:00 | 7.2 | 44.96 |  |  | 1999-10-26 | 3:00 | 8 | 46.4 |  |  | 2001-10-26 | 3:00 | 13.3 | 55.94 | [5 empty] | 10 | 50 |  |  |  | 5.4 | 41.72 |  |  |  |  | 7.8 | 46.04 |  |  |  |  | 5 | 41 | [5 empty] | 8.9 | 48.02 |  |  |  | 14.4 | 57.92 |  |  |  |  | 15 | 59 |  |  |  |  | 0 | 32
2001-10-26 | 4:00 | 13.3 | 55.94 | WEEKDAY | #N/A | 1980-10-26 | 4:00 | 6.7 | 44.06 |  |  | 1999-10-26 | 4:00 | 8 | 46.4 |  |  | 2001-10-26 | 4:00 | 12.8 | 55.04 | [5 empty] | 10.6 | 51.08 |  |  |  | 4.1 | 39.38 |  |  |  |  | 7.8 | 46.04 |  |  |  |  | 5 | 41 | [5 empty] | 7.8 | 46.04 |  |  |  | 15 | 59 |  |  |  |  | 14.4 | 57.92 |  |  |  |  | 0 | 32
2001-10-26 | 5:00 | 12.8 | 55.04 | WEEKDAY | #N/A | 1980-10-26 | 5:00 | 6.7 | 44.06 |  |  | 1999-10-26 | 5:00 | 7 | 44.6 |  |  | 2001-10-26 | 5:00 | 12.2 | 53.96 | [5 empty] | 11.1 | 51.98 |  |  |  | 3.4 | 38.12 |  |  |  |  | 7.2 | 44.96 |  |  |  |  | 5.6 | 42.08 | [5 empty] | 7.8 | 46.04 |  |  |  | 15.6 | 60.08 |  |  |  |  | 15 | 59 |  |  |  |  | 0.6 | 33.08
2001-10-26 | 6:00 | 12.2 | 53.96 | WEEKDAY | #N/A | 1980-10-26 | 6:00 | 6.7 | 44.06 |  |  | 1999-10-26 | 6:00 | 7 | 44.6 |  |  | 2001-10-26 | 6:00 | 11.7 | 53.06 | [5 empty] | 11.7 | 53.06 |  |  |  | 2.2 | 35.96 |  |  |  |  | 7.2 | 44.96 |  |  |  |  | 6.1 | 42.98 | [5 empty] | 8.3 | 46.94 |  |  |  | 15 | 59 |  |  |  |  | 15 | 59 |  |  |  |  | 1.1 | 33.98
2001-10-26 | 7:00 | 12.2 | 53.96 | WEEKDAY | #N/A | 1980-10-26 | 7:00 | 6.7 | 44.06 |  |  | 1999-10-26 | 7:00 | 7 | 44.6 |  |  | 2001-10-26 | 7:00 | 11.7 | 53.06 | [5 empty] | 12.2 | 53.96 |  |  |  | 1 | 33.8 |  |  |  |  | 7.8 | 46.04 |  |  |  |  | 6.1 | 42.98 | [5 empty] | 7.8 | 46.04 |  |  |  | 15.6 | 60.08 |  |  |  |  | 15.6 | 60.08 |  |  |  |  | 1.1 | 33.98
2001-10-26 | 8:00 | 12.2 | 53.96 | WEEKDAY | #N/A | 1980-10-26 | 8:00 | 6.9 | 44.42 |  |  | 1999-10-26 | 8:00 | 10 | 50 |  |  | 2001-10-26 | 8:00 | 12.2 | 53.96 | [5 empty] | 12.2 | 53.96 |  |  |  | 1.8 | 35.24 |  |  |  |  | 7.8 | 46.04 |  |  |  |  | 6.7 | 44.06 | [5 empty] | 7.8 | 46.04 |  |  |  | 15.6 | 60.08 |  |  |  |  | 16.1 | 60.98 |  |  |  |  | 1.7 | 35.06
2001-10-26 | 9:00 | 12.8 | 55.04 | WEEKDAY | #N/A | 1980-10-26 | 9:00 | 7 | 44.6 |  |  | 1999-10-26 | 9:00 | 11.1 | 51.98 |  |  | 2001-10-26 | 9:00 | 13.3 | 55.94 | [5 empty] | 12.8 | 55.04 |  |  |  | 4.6 | 40.28 |  |  |  |  | 8.3 | 46.94 |  |  |  |  | 7.2 | 44.96 | [5 empty] | 8.3 | 46.94 |  |  |  | 15.6 | 60.08 |  |  |  |  | 16.7 | 62.06 |  |  |  |  | 5 | 41
2001-10-26 | 10:00 | 13.3 | 55.94 | WEEKDAY | #N/A | 1980-10-26 | 10:00 | 7.2 | 44.96 |  |  | 1999-10-26 | 10:00 | 12 | 53.6 |  |  | 2001-10-26 | 10:00 | 13.9 | 57.02 | [5 empty] | 14.4 | 57.92 |  |  |  | 7 | 44.6 |  |  |  |  | 8.3 | 46.94 |  |  |  |  | 7.2 | 44.96 | [5 empty] | 8.3 | 46.94 |  |  |  | 10 | 50 |  |  |  |  | 16.7 | 62.06 |  |  |  |  | 7.2 | 44.96
2001-10-26 | 11:00 | 13.9 | 57.02 | WEEKDAY | #N/A | 1980-10-26 | 11:00 | 7.8 | 46.04 |  |  | 1999-10-26 | 11:00 | 14 | 57.2 |  |  | 2001-10-26 | 11:00 | 14.4 | 57.92 | [5 empty] | 17.8 | 64.04 |  |  |  | 8.1 | 46.58 |  |  |  |  | 8.9 | 48.02 |  |  |  |  | 7.8 | 46.04 | [5 empty] | 8.9 | 48.02 |  |  |  | 9.4 | 48.92 |  |  |  |  | 12.2 | 53.96 |  |  |  |  | 8.9 | 48.02
2001-10-26 | 12:00 | 13.3 | 55.94 | WEEKDAY | #N/A | 1980-10-26 | 12:00 | 8.3 | 46.94 |  |  | 1999-10-26 | 12:00 | 15 | 59 |  |  | 2001-10-26 | 12:00 | 13.9 | 57.02 | [5 empty] | 20 | 68 |  |  |  | 9 | 48.2 |  |  |  |  | 9.4 | 48.92 |  |  |  |  | 8.3 | 46.94 | [5 empty] | 8.9 | 48.02 |  |  |  | 9.4 | 48.92 |  |  |  |  | 11.7 | 53.06 |  |  |  |  | 8.9 | 48.02
2001-10-26 | 13:00 | 12.8 | 55.04 | WEEKDAY | #N/A | 1980-10-26 | 13:00 | 8.9 | 48.02 |  |  | 1999-10-26 | 13:00 | 16 | 60.8 |  |  | 2001-10-26 | 13:00 | 13.9 | 57.02 | [5 empty] | 20 | 68 |  |  |  | 9 | 48.2 |  |  |  |  | 9.4 | 48.92 |  |  |  |  | 8.9 | 48.02 | [5 empty] | 8.9 | 48.02 |  |  |  | 9.4 | 48.92 |  |  |  |  | 11.1 | 51.98 |  |  |  |  | 8.3 | 46.94
2001-10-26 | 14:00 | 13.3 | 55.94 | WEEKDAY | #N/A | 1980-10-26 | 14:00 | 8.9 | 48.02 |  |  | 1999-10-26 | 14:00 | 16.6 | 61.88 |  |  | 2001-10-26 | 14:00 | 14.4 | 57.92 | [5 empty] | 19.4 | 66.92 |  |  |  | 9 | 48.2 |  |  |  |  | 9.4 | 48.92 |  |  |  |  | 8.9 | 48.02 | [5 empty] | 8.9 | 48.02 |  |  |  | 9.4 | 48.92 |  |  |  |  | 10.6 | 51.08 |  |  |  |  | 10 | 50
2001-10-26 | 15:00 | 12.8 | 55.04 | WEEKDAY | #N/A | 1980-10-26 | 15:00 | 8.9 | 48.02 |  |  | 1999-10-26 | 15:00 | 17 | 62.6 |  |  | 2001-10-26 | 15:00 | 12.8 | 55.04 | [5 empty] | 19.4 | 66.92 |  |  |  | 10 | 50 |  |  |  |  | 10 | 50 |  |  |  |  | 8.9 | 48.02 | [5 empty] | 8.9 | 48.02 |  |  |  | 7.8 | 46.04 |  |  |  |  | 10 | 50 |  |  |  |  | 10 | 50
2001-10-26 | 16:00 | 12.2 | 53.96 | WEEKDAY | #N/A | 1980-10-26 | 16:00 | 8.9 | 48.02 |  |  | 1999-10-26 | 16:00 | 17 | 62.6 |  |  | 2001-10-26 | 16:00 | 11.7 | 53.06 | [5 empty] | 16.7 | 62.06 |  |  |  | 9 | 48.2 |  |  |  |  | 9.4 | 48.92 |  |  |  |  | 8.3 | 46.94 | [5 empty] | 8.9 | 48.02 |  |  |  | 7.8 | 46.04 |  |  |  |  | 9.4 | 48.92 |  |  |  |  | 10 | 50
2001-10-26 | 17:00 | 11.1 | 51.98 | WEEKDAY | #N/A | 1980-10-26 | 17:00 | 8.7 | 47.66 |  |  | 1999-10-26 | 17:00 | 16 | 60.8 |  |  | 2001-10-26 | 17:00 | 11.1 | 51.98 | [5 empty] | 15.6 | 60.08 |  |  |  | 9 | 48.2 |  |  |  |  | 9.4 | 48.92 |  |  |  |  | 8.3 | 46.94 | [5 empty] | 8.9 | 48.02 |  |  |  | 7.8 | 46.04 |  |  |  |  | 10 | 50 |  |  |  |  | 10 | 50
2001-10-26 | 18:00 | 10.6 | 51.08 | WEEKDAY | #N/A | 1980-10-26 | 18:00 | 8.5 | 47.3 |  |  | 1999-10-26 | 18:00 | 15 | 59 |  |  | 2001-10-26 | 18:00 | 10 | 50 | [5 empty] | 14.4 | 57.92 |  |  |  | 9 | 48.2 |  |  |  |  | 9.4 | 48.92 |  |  |  |  | 8.3 | 46.94 | [5 empty] | 8.9 | 48.02 |  |  |  | 8.3 | 46.94 |  |  |  |  | 9.4 | 48.92 |  |  |  |  | 10 | 50
2001-10-26 | 19:00 | 10 | 50 | WEEKDAY | #N/A | 1980-10-26 | 19:00 | 8.3 | 46.94 |  |  | 1999-10-26 | 19:00 | 14 | 57.2 |  |  | 2001-10-26 | 19:00 | 9.4 | 48.92 | [5 empty] | 12.2 | 53.96 |  |  |  | 7 | 44.6 |  |  |  |  | 9.4 | 48.92 |  |  |  |  | 8.9 | 48.02 | [5 empty] | 8.9 | 48.02 |  |  |  | 8.3 | 46.94 |  |  |  |  | 9.4 | 48.92 |  |  |  |  | 10 | 50
2001-10-26 | 20:00 | 9.4 | 48.92 | WEEKDAY | #N/A | 1980-10-26 | 20:00 | 7.9 | 46.22 |  |  | 1999-10-26 | 20:00 | 14 | 57.2 |  |  | 2001-10-26 | 20:00 | 8.9 | 48.02 | [5 empty] | 11.7 | 53.06 |  |  |  | 8 | 46.4 |  |  |  |  | 8.9 | 48.02 |  |  |  |  | 8.3 | 46.94 | [5 empty] | 8.9 | 48.02 |  |  |  | 7.8 | 46.04 |  |  |  |  | 8.9 | 48.02 |  |  |  |  | 8.9 | 48.02
2001-10-26 | 21:00 | 8.3 | 46.94 | WEEKDAY | #N/A | 1980-10-26 | 21:00 | 7.6 | 45.68 |  |  | 1999-10-26 | 21:00 | 13.3 | 55.94 |  |  | 2001-10-26 | 21:00 | 8.3 | 46.94 | [5 empty] | 11.1 | 51.98 |  |  |  | 7.9 | 46.22 |  |  |  |  | 8.9 | 48.02 |  |  |  |  | 8.3 | 46.94 | [5 empty] | 8.9 | 48.02 |  |  |  | 7.8 | 46.04 |  |  |  |  | 8.9 | 48.02 |  |  |  |  | 8.9 | 48.02
2001-10-26 | 22:00 | 7.8 | 46.04 | WEEKDAY | #N/A | 1980-10-26 | 22:00 | 7.2 | 44.96 |  |  | 1999-10-26 | 22:00 | 12.9 | 55.22 |  |  | 2001-10-26 | 22:00 | 7.8 | 46.04 | [5 empty] | 10.6 | 51.08 |  |  |  | 8 | 46.4 |  |  |  |  | 8.9 | 48.02 |  |  |  |  | 8.3 | 46.94 | [5 empty] | 8.9 | 48.02 |  |  |  | 7.2 | 44.96 |  |  |  |  | 8.3 | 46.94 |  |  |  |  | 8.3 | 46.94
2001-10-26 | 23:00 | 7.2 | 44.96 | WEEKDAY | #N/A | 1980-10-26 | 23:00 | 7 | 44.6 |  |  | 1999-10-26 | 23:00 | 12.4 | 54.32 |  |  | 2001-10-26 | 23:00 | 7.2 | 44.96 | [5 empty] | 10 | 50 |  |  |  | 8 | 46.4 |  |  |  |  | 8.9 | 48.02 |  |  |  |  | 8.3 | 46.94 | [5 empty] | 8.9 | 48.02 |  |  |  | 6.7 | 44.06 |  |  |  |  | 8.3 | 46.94 |  |  |  |  | 6.7 | 44.06
2001-10-26 | 24:00 | 7.2 | 44.96 | WEEKDAY | #N/A | 1980-10-26 | 24:00 | 6.9 | 44.42 |  |  | 1999-10-26 | 24:00 | 11.9 | 53.42 |  |  | 2001-10-26 | 24:00 | 6.7 | 44.06 | [5 empty] | 10 | 50 |  |  |  | 7 | 44.6 |  |  |  |  | 8.9 | 48.02 |  |  |  |  | 8.3 | 46.94 | [5 empty] | 8.9 | 48.02 |  |  |  | 6.7 | 44.06 |  |  |  |  | 7.8 | 46.04 |  |  |  |  | 6.7 | 44.06
2001-10-27 | 1:00 | 6.7 | 44.06 | SATURDAY | #N/A | 1980-10-27 | 1:00 | 6.7 | 44.06 |  |  | 1999-10-27 | 1:00 | 11.4 | 52.52 |  |  | 2001-10-27 | 1:00 | 6.7 | 44.06 | [5 empty] | 11.1 | 51.98 |  |  |  | 7 | 44.6 |  |  |  |  | 8.9 | 48.02 |  |  |  |  | 8.3 | 46.94 | [5 empty] | 8.9 | 48.02 |  |  |  | 6.7 | 44.06 |  |  |  |  | 7.2 | 44.96 |  |  |  |  | 6.7 | 44.06
2001-10-27 | 2:00 | 6.7 | 44.06 | SATURDAY | #N/A | 1980-10-27 | 2:00 | 6.9 | 44.42 |  |  | 1999-10-27 | 2:00 | 11 | 51.8 |  |  | 2001-10-27 | 2:00 | 6.7 | 44.06 | [5 empty] | 11.7 | 53.06 |  |  |  | 6 | 42.8 |  |  |  |  | 8.9 | 48.02 |  |  |  |  | 7.8 | 46.04 | [5 empty] | 8.9 | 48.02 |  |  |  | 6.7 | 44.06 |  |  |  |  | 6.1 | 42.98 |  |  |  |  | 6.1 | 42.98
2001-10-27 | 3:00 | 6.7 | 44.06 | SATURDAY | #N/A | 1980-10-27 | 3:00 | 7 | 44.6 |  |  | 1999-10-27 | 3:00 | 9 | 48.2 |  |  | 2001-10-27 | 3:00 | 6.1 | 42.98 | [5 empty] | 11.1 | 51.98 |  |  |  | 7 | 44.6 |  |  |  |  | 8.9 | 48.02 |  |  |  |  | 8.3 | 46.94 | [5 empty] | 8.9 | 48.02 |  |  |  | 6.7 | 44.06 |  |  |  |  | 6.7 | 44.06 |  |  |  |  | 5.6 | 42.08
2001-10-27 | 4:00 | 6.7 | 44.06 | SATURDAY | #N/A | 1980-10-27 | 4:00 | 7.2 | 44.96 |  |  | 1999-10-27 | 4:00 | 9 | 48.2 |  |  | 2001-10-27 | 4:00 | 6.1 | 42.98 | [5 empty] | 10.6 | 51.08 |  |  |  | 5 | 41 |  |  |  |  | 8.9 | 48.02 |  |  |  |  | 8.3 | 46.94 | [5 empty] | 8.9 | 48.02 |  |  |  | 6.1 | 42.98 |  |  |  |  | 7.2 | 44.96 |  |  |  |  | 5.6 | 42.08
2001-10-27 | 5:00 | 6.7 | 44.06 | SATURDAY | #N/A | 1980-10-27 | 5:00 | 6.8 | 44.24 |  |  | 1999-10-27 | 5:00 | 8 | 46.4 |  |  | 2001-10-27 | 5:00 | 6.1 | 42.98 | [5 empty] | 11.1 | 51.98 |  |  |  | 4 | 39.2 |  |  |  |  | 8.9 | 48.02 |  |  |  |  | 7.8 | 46.04 | [5 empty] | 8.9 | 48.02 |  |  |  | 6.1 | 42.98 |  |  |  |  | 7.2 | 44.96 |  |  |  |  | 5.6 | 42.08
2001-10-27 | 6:00 | 6.7 | 44.06 | SATURDAY | #N/A | 1980-10-27 | 6:00 | 6.5 | 43.7 |  |  | 1999-10-27 | 6:00 | 8 | 46.4 |  |  | 2001-10-27 | 6:00 | 5.6 | 42.08 | [5 empty] | 11.1 | 51.98 |  |  |  | 3 | 37.4 |  |  |  |  | 8.9 | 48.02 |  |  |  |  | 7.8 | 46.04 | [5 empty] | 8.9 | 48.02 |  |  |  | 5.6 | 42.08 |  |  |  |  | 7.2 | 44.96 |  |  |  |  | 5.6 | 42.08
2001-10-27 | 7:00 | 6.7 | 44.06 | SATURDAY | #N/A | 1980-10-27 | 7:00 | 6.1 | 42.98 |  |  | 1999-10-27 | 7:00 | 7 | 44.6 |  |  | 2001-10-27 | 7:00 | 6.1 | 42.98 | [5 empty] | 11.7 | 53.06 |  |  |  | 2 | 35.6 |  |  |  |  | 9.4 | 48.92 |  |  |  |  | 7.8 | 46.04 | [5 empty] | 8.9 | 48.02 |  |  |  | 5 | 41 |  |  |  |  | 6.7 | 44.06 |  |  |  |  | 6.1 | 42.98
2001-10-27 | 8:00 | 7.2 | 44.96 | SATURDAY | #N/A | 1980-10-27 | 8:00 | 6.7 | 44.06 |  |  | 1999-10-27 | 8:00 | 9 | 48.2 |  |  | 2001-10-27 | 8:00 | 7.2 | 44.96 | [5 empty] | 12.8 | 55.04 |  |  |  | 4 | 39.2 |  |  |  |  | 9.4 | 48.92 |  |  |  |  | 8.3 | 46.94 | [5 empty] | 8.9 | 48.02 |  |  |  | 5.6 | 42.08 |  |  |  |  | 7.2 | 44.96 |  |  |  |  | 6.7 | 44.06
2001-10-27 | 9:00 | 8.3 | 46.94 | SATURDAY | #N/A | 1980-10-27 | 9:00 | 7.2 | 44.96 |  |  | 1999-10-27 | 9:00 | 12 | 53.6 |  |  | 2001-10-27 | 9:00 | 8.9 | 48.02 | [5 empty] | 15 | 59 |  |  |  | 8 | 46.4 |  |  |  |  | 10.6 | 51.08 |  |  |  |  | 8.3 | 46.94 | [5 empty] | 9.4 | 48.92 |  |  |  | 6.1 | 42.98 |  |  |  |  | 7.8 | 46.04 |  |  |  |  | 7.2 | 44.96
2001-10-27 | 10:00 | 9.4 | 48.92 | SATURDAY | #N/A | 1980-10-27 | 10:00 | 7.8 | 46.04 |  |  | 1999-10-27 | 10:00 | 14 | 57.2 |  |  | 2001-10-27 | 10:00 | 10 | 50 | [5 empty] | 16.1 | 60.98 |  |  |  | 11 | 51.8 |  |  |  |  | 11.1 | 51.98 |  |  |  |  | 8.9 | 48.02 | [5 empty] | 10 | 50 |  |  |  | 8.3 | 46.94 |  |  |  |  | 8.9 | 48.02 |  |  |  |  | 7.2 | 44.96
2001-10-27 | 11:00 | 10 | 50 | SATURDAY | #N/A | 1980-10-27 | 11:00 | 8.7 | 47.66 |  |  | 1999-10-27 | 11:00 | 14 | 57.2 |  |  | 2001-10-27 | 11:00 | 10 | 50 | [5 empty] | 17.8 | 64.04 |  |  |  | 12 | 53.6 |  |  |  |  | 11.7 | 53.06 |  |  |  |  | 9.4 | 48.92 | [5 empty] | 11.7 | 53.06 |  |  |  | 10 | 50 |  |  |  |  | 10.6 | 51.08 |  |  |  |  | 7.8 | 46.04
2001-10-27 | 12:00 | 10.6 | 51.08 | SATURDAY | #N/A | 1980-10-27 | 12:00 | 9.7 | 49.46 |  |  | 1999-10-27 | 12:00 | 14 | 57.2 |  |  | 2001-10-27 | 12:00 | 10.6 | 51.08 | [5 empty] | 19.4 | 66.92 |  |  |  | 13 | 55.4 |  |  |  |  | 11.7 | 53.06 |  |  |  |  | 10 | 50 | [5 empty] | 12.8 | 55.04 |  |  |  | 10 | 50 |  |  |  |  | 11.7 | 53.06 |  |  |  |  | 8.3 | 46.94
2001-10-27 | 13:00 | 10.6 | 51.08 | SATURDAY | #N/A | 1980-10-27 | 13:00 | 10.6 | 51.08 |  |  | 1999-10-27 | 13:00 | 14 | 57.2 |  |  | 2001-10-27 | 13:00 | 10.6 | 51.08 | [5 empty] | 20 | 68 |  |  |  | 14 | 57.2 |  |  |  |  | 12.8 | 55.04 |  |  |  |  | 10.6 | 51.08 | [5 empty] | 12.8 | 55.04 |  |  |  | 9.4 | 48.92 |  |  |  |  | 12.8 | 55.04 |  |  |  |  | 8.9 | 48.02
2001-10-27 | 14:00 | 11.1 | 51.98 | SATURDAY | #N/A | 1980-10-27 | 14:00 | 10.8 | 51.44 |  |  | 1999-10-27 | 14:00 | 13 | 55.4 |  |  | 2001-10-27 | 14:00 | 11.7 | 53.06 | [5 empty] | 18.9 | 66.02 |  |  |  | 14 | 57.2 |  |  |  |  | 13.3 | 55.94 |  |  |  |  | 10.6 | 51.08 | [5 empty] | 13.9 | 57.02 |  |  |  | 11.7 | 53.06 |  |  |  |  | 11.7 | 53.06 |  |  |  |  | 8.9 | 48.02
2001-10-27 | 15:00 | 10.6 | 51.08 | SATURDAY | #N/A | 1980-10-27 | 15:00 | 10.9 | 51.62 |  |  | 1999-10-27 | 15:00 | 12 | 53.6 |  |  | 2001-10-27 | 15:00 | 10.6 | 51.08 | [5 empty] | 18.3 | 64.94 |  |  |  | 14 | 57.2 |  |  |  |  | 13.9 | 57.02 |  |  |  |  | 10.6 | 51.08 | [5 empty] | 14.4 | 57.92 |  |  |  | 11.7 | 53.06 |  |  |  |  | 12.2 | 53.96 |  |  |  |  | 9.4 | 48.92
2001-10-27 | 16:00 | 10.6 | 51.08 | SATURDAY | #N/A | 1980-10-27 | 16:00 | 11.1 | 51.98 |  |  | 1999-10-27 | 16:00 | 12 | 53.6 |  |  | 2001-10-27 | 16:00 | 10.6 | 51.08 | [5 empty] | 17.2 | 62.96 |  |  |  | 13 | 55.4 |  |  |  |  | 13.9 | 57.02 |  |  |  |  | 10.6 | 51.08 | [5 empty] | 13.9 | 57.02 |  |  |  | 12.2 | 53.96 |  |  |  |  | 12.2 | 53.96 |  |  |  |  | 9.4 | 48.92
2001-10-27 | 17:00 | 9.4 | 48.92 | SATURDAY | #N/A | 1980-10-27 | 17:00 | 10.5 | 50.9 |  |  | 1999-10-27 | 17:00 | 11 | 51.8 |  |  | 2001-10-27 | 17:00 | 9.4 | 48.92 | [5 empty] | 15.6 | 60.08 |  |  |  | 12 | 53.6 |  |  |  |  | 13.3 | 55.94 |  |  |  |  | 11.1 | 51.98 | [5 empty] | 12.2 | 53.96 |  |  |  | 12.2 | 53.96 |  |  |  |  | 12.2 | 53.96 |  |  |  |  | 9.4 | 48.92
2001-10-27 | 18:00 | 8.9 | 48.02 | SATURDAY | #N/A | 1980-10-27 | 18:00 | 10 | 50 |  |  | 1999-10-27 | 18:00 | 10 | 50 |  |  | 2001-10-27 | 18:00 | 8.9 | 48.02 | [5 empty] | 15 | 59 |  |  |  | 10 | 50 |  |  |  |  | 13.9 | 57.02 |  |  |  |  | 10.6 | 51.08 | [5 empty] | 12.2 | 53.96 |  |  |  | 12.2 | 53.96 |  |  |  |  | 12.2 | 53.96 |  |  |  |  | 9.4 | 48.92
2001-10-27 | 19:00 | 8.3 | 46.94 | SATURDAY | #N/A | 1980-10-27 | 19:00 | 9.4 | 48.92 |  |  | 1999-10-27 | 19:00 | 9 | 48.2 |  |  | 2001-10-27 | 19:00 | 8.3 | 46.94 | [5 empty] | 14.4 | 57.92 |  |  |  | 9 | 48.2 |  |  |  |  | 11.7 | 53.06 |  |  |  |  | 10.6 | 51.08 | [5 empty] | 12.2 | 53.96 |  |  |  | 12.2 | 53.96 |  |  |  |  | 10.6 | 51.08 |  |  |  |  | 9.4 | 48.92
2001-10-27 | 20:00 | 7.8 | 46.04 | SATURDAY | #N/A | 1980-10-27 | 20:00 | 9.2 | 48.56 |  |  | 1999-10-27 | 20:00 | 8 | 46.4 |  |  | 2001-10-27 | 20:00 | 7.2 | 44.96 | [5 empty] | 13.9 | 57.02 |  |  |  | 8 | 46.4 |  |  |  |  | 11.1 | 51.98 |  |  |  |  | 10 | 50 | [5 empty] | 11.7 | 53.06 |  |  |  | 10.6 | 51.08 |  |  |  |  | 10.6 | 51.08 |  |  |  |  | 9.4 | 48.92
2001-10-27 | 21:00 | 7.9 | 46.22 | SATURDAY | #N/A | 1980-10-27 | 21:00 | 9.1 | 48.38 |  |  | 1999-10-27 | 21:00 | 7 | 44.6 |  |  | 2001-10-27 | 21:00 | 7.2 | 44.96 | [5 empty] | 13.3 | 55.94 |  |  |  | 3 | 37.4 |  |  |  |  | 11.7 | 53.06 |  |  |  |  | 10 | 50 | [5 empty] | 12.2 | 53.96 |  |  |  | 9.4 | 48.92 |  |  |  |  | 9.4 | 48.92 |  |  |  |  | 9.4 | 48.92
2001-10-27 | 22:00 | 7.8 | 46.04 | SATURDAY | #N/A | 1980-10-27 | 22:00 | 8.9 | 48.02 |  |  | 1999-10-27 | 22:00 | 7 | 44.6 |  |  | 2001-10-27 | 22:00 | 7.2 | 44.96 | [5 empty] | 12.8 | 55.04 |  |  |  | 3 | 37.4 |  |  |  |  | 11.1 | 51.98 |  |  |  |  | 10 | 50 | [5 empty] | 12.2 | 53.96 |  |  |  | 10 | 50 |  |  |  |  | 8.9 | 48.02 |  |  |  |  | 9.4 | 48.92
2001-10-27 | 23:00 | 7.2 | 44.96 | SATURDAY | #N/A | 1980-10-27 | 23:00 | 8.9 | 48.02 |  |  | 1999-10-27 | 23:00 | 7 | 44.6 |  |  | 2001-10-27 | 23:00 | 7.2 | 44.96 | [5 empty] | 12.8 | 55.04 |  |  |  | 2 | 35.6 |  |  |  |  | 10.6 | 51.08 |  |  |  |  | 10.6 | 51.08 | [5 empty] | 12.2 | 53.96 |  |  |  | 10 | 50 |  |  |  |  | 8.3 | 46.94 |  |  |  |  | 10 | 50
2001-10-27 | 24:00 | 7.2 | 44.96 | SATURDAY | #N/A | 1980-10-27 | 24:00 | 8.9 | 48.02 |  |  | 1999-10-27 | 24:00 | 5 | 41 |  |  | 2001-10-27 | 24:00 | 7.2 | 44.96 | [5 empty] | 12.8 | 55.04 |  |  |  | 2 | 35.6 |  |  |  |  | 10.6 | 51.08 |  |  |  |  | 10 | 50 | [5 empty] | 12.2 | 53.96 |  |  |  | 9.4 | 48.92 |  |  |  |  | 7.8 | 46.04 |  |  |  |  | 11.1 | 51.98
2001-10-28 | 1:00 | 6.7 | 44.06 | SUNDAY | #N/A | 1980-10-28 | 1:00 | 8.9 | 48.02 |  |  | 1999-10-28 | 1:00 | 5 | 41 |  |  | 2001-10-28 | 1:00 | 5.6 | 42.08 | [5 empty] | 12.8 | 55.04 |  |  |  | 2 | 35.6 |  |  |  |  | 10.6 | 51.08 |  |  |  |  | 10 | 50 | [5 empty] | 12.2 | 53.96 |  |  |  | 10.6 | 51.08 |  |  |  |  | 7.8 | 46.04 |  |  |  |  | 11.7 | 53.06
2001-10-28 | 2:00 | 6.1 | 42.98 | SUNDAY | #N/A | 1980-10-28 | 2:00 | 8.7 | 47.66 |  |  | 1999-10-28 | 2:00 | 4 | 39.2 |  |  | 2001-10-28 | 2:00 | 5 | 41 | [5 empty] | 12.8 | 55.04 |  |  |  | 2 | 35.6 |  |  |  |  | 10.6 | 51.08 |  |  |  |  | 10.6 | 51.08 | [5 empty] | 11.7 | 53.06 |  |  |  | 10.6 | 51.08 |  |  |  |  | 7.8 | 46.04 |  |  |  |  | 11.7 | 53.06
2001-10-28 | 3:00 | 5.6 | 42.08 | SUNDAY | #N/A | 1980-10-28 | 3:00 | 8.5 | 47.3 |  |  | 1999-10-28 | 3:00 | 3 | 37.4 |  |  | 2001-10-28 | 3:00 | 5 | 41 | [5 empty] | 12.8 | 55.04 |  |  |  | 2 | 35.6 |  |  |  |  | 10.6 | 51.08 |  |  |  |  | 10.6 | 51.08 | [5 empty] | 11.7 | 53.06 |  |  |  | 10.6 | 51.08 |  |  |  |  | 7.8 | 46.04 |  |  |  |  | 11.7 | 53.06
2001-10-28 | 4:00 | 5.6 | 42.08 | SUNDAY | #N/A | 1980-10-28 | 4:00 | 8.3 | 46.94 |  |  | 1999-10-28 | 4:00 | 2 | 35.6 |  |  | 2001-10-28 | 4:00 | 4.4 | 39.92 | [5 empty] | 13.3 | 55.94 |  |  |  | 2 | 35.6 |  |  |  |  | 10.6 | 51.08 |  |  |  |  | 10.6 | 51.08 | [5 empty] | 11.7 | 53.06 |  |  |  | 9.4 | 48.92 |  |  |  |  | 6.7 | 44.06 |  |  |  |  | 10.6 | 51.08
2001-10-28 | 5:00 | 5 | 41 | SUNDAY | #N/A | 1980-10-28 | 5:00 | 8.3 | 46.94 |  |  | 1999-10-28 | 5:00 | 2 | 35.6 |  |  | 2001-10-28 | 5:00 | 3.9 | 39.02 | [5 empty] | 13.9 | 57.02 |  |  |  | 1 | 33.8 |  |  |  |  | 10.6 | 51.08 |  |  |  |  | 10.6 | 51.08 | [5 empty] | 11.7 | 53.06 |  |  |  | 8.9 | 48.02 |  |  |  |  | 6.1 | 42.98 |  |  |  |  | 9.4 | 48.92
2001-10-28 | 6:00 | 5 | 41 | SUNDAY | #N/A | 1980-10-28 | 6:00 | 8.3 | 46.94 |  |  | 1999-10-28 | 6:00 | 1 | 33.8 |  |  | 2001-10-28 | 6:00 | 3.9 | 39.02 | [5 empty] | 13.9 | 57.02 |  |  |  | 1 | 33.8 |  |  |  |  | 10.6 | 51.08 |  |  |  |  | 10.6 | 51.08 | [5 empty] | 11.7 | 53.06 |  |  |  | 9.4 | 48.92 |  |  |  |  | 7.2 | 44.96 |  |  |  |  | 8.9 | 48.02
2001-10-28 | 7:00 | 5 | 41 | SUNDAY | #N/A | 1980-10-28 | 7:00 | 8.3 | 46.94 |  |  | 1999-10-28 | 7:00 | 2 | 35.6 |  |  | 2001-10-28 | 7:00 | 3.9 | 39.02 | [5 empty] | 16.1 | 60.98 |  |  |  | 1 | 33.8 |  |  |  |  | 10 | 50 |  |  |  |  | 10.6 | 51.08 | [5 empty] | 11.7 | 53.06 |  |  |  | 8.9 | 48.02 |  |  |  |  | 7.8 | 46.04 |  |  |  |  | 9.4 | 48.92
2001-10-28 | 8:00 | 5.6 | 42.08 | SUNDAY | #N/A | 1980-10-28 | 8:00 | 9.1 | 48.38 |  |  | 1999-10-28 | 8:00 | 4 | 39.2 |  |  | 2001-10-28 | 8:00 | 6.1 | 42.98 | [5 empty] | 15.6 | 60.08 |  |  |  | 3 | 37.4 |  |  |  |  | 10 | 50 |  |  |  |  | 11.7 | 53.06 | [5 empty] | 11.1 | 51.98 |  |  |  | 8.9 | 48.02 |  |  |  |  | 8.9 | 48.02 |  |  |  |  | 10 | 50
2001-10-28 | 9:00 | 6.7 | 44.06 | SUNDAY | #N/A | 1980-10-28 | 9:00 | 9.8 | 49.64 |  |  | 1999-10-28 | 9:00 | 6 | 42.8 |  |  | 2001-10-28 | 9:00 | 7.2 | 44.96 | [5 empty] | 13.3 | 55.94 |  |  |  | 7 | 44.6 |  |  |  |  | 10.6 | 51.08 |  |  |  |  | 13.3 | 55.94 | [5 empty] | 10.6 | 51.08 |  |  |  | 8.9 | 48.02 |  |  |  |  | 8.9 | 48.02 |  |  |  |  | 10 | 50
2001-10-28 | 10:00 | 7.2 | 44.96 | SUNDAY | #N/A | 1980-10-28 | 10:00 | 10.6 | 51.08 |  |  | 1999-10-28 | 10:00 | 8 | 46.4 |  |  | 2001-10-28 | 10:00 | 7.8 | 46.04 | [5 empty] | 12.8 | 55.04 |  |  |  | 9 | 48.2 |  |  |  |  | 10.6 | 51.08 |  |  |  |  | 13.9 | 57.02 | [5 empty] | 10.6 | 51.08 |  |  |  | 9.4 | 48.92 |  |  |  |  | 9.4 | 48.92 |  |  |  |  | 10 | 50
2001-10-28 | 11:00 | 7.8 | 46.04 | SUNDAY | #N/A | 1980-10-28 | 11:00 | 11 | 51.8 |  |  | 1999-10-28 | 11:00 | 8 | 46.4 |  |  | 2001-10-28 | 11:00 | 8.9 | 48.02 | [5 empty] | 13.3 | 55.94 |  |  |  | 9 | 48.2 |  |  |  |  | 11.1 | 51.98 |  |  |  |  | 13.3 | 55.94 | [5 empty] | 10.6 | 51.08 |  |  |  | 8.9 | 48.02 |  |  |  |  | 9.4 | 48.92 |  |  |  |  | 10 | 50
2001-10-28 | 12:00 | 8.9 | 48.02 | SUNDAY | #N/A | 1980-10-28 | 12:00 | 11.3 | 52.34 |  |  | 1999-10-28 | 12:00 | 10 | 50 |  |  | 2001-10-28 | 12:00 | 9.4 | 48.92 | [5 empty] | 13.3 | 55.94 |  |  |  | 10 | 50 |  |  |  |  | 11.7 | 53.06 |  |  |  |  | 13.9 | 57.02 | [5 empty] | 11.7 | 53.06 |  |  |  | 8.3 | 46.94 |  |  |  |  | 9.4 | 48.92 |  |  |  |  | 10 | 50
2001-10-28 | 13:00 | 10 | 50 | SUNDAY | #N/A | 1980-10-28 | 13:00 | 11.7 | 53.06 |  |  | 1999-10-28 | 13:00 | 11 | 51.8 |  |  | 2001-10-28 | 13:00 | 10.6 | 51.08 | [5 empty] | 12.2 | 53.96 |  |  |  | 9 | 48.2 |  |  |  |  | 12.2 | 53.96 |  |  |  |  | 15 | 59 | [5 empty] | 12.2 | 53.96 |  |  |  | 8.9 | 48.02 |  |  |  |  | 10.6 | 51.08 |  |  |  |  | 10.6 | 51.08
2001-10-28 | 14:00 | 10.6 | 51.08 | SUNDAY | #N/A | 1980-10-28 | 14:00 | 11.9 | 53.42 |  |  | 1999-10-28 | 14:00 | 12 | 53.6 |  |  | 2001-10-28 | 14:00 | 10.6 | 51.08 | [5 empty] | 12.2 | 53.96 |  |  |  | 9 | 48.2 |  |  |  |  | 13.3 | 55.94 |  |  |  |  | 13.9 | 57.02 | [5 empty] | 13.3 | 55.94 |  |  |  | 9.4 | 48.92 |  |  |  |  | 10.6 | 51.08 |  |  |  |  | 10.6 | 51.08
2001-10-28 | 15:00 | 10.6 | 51.08 | SUNDAY | #N/A | 1980-10-28 | 15:00 | 12 | 53.6 |  |  | 1999-10-28 | 15:00 | 13 | 55.4 |  |  | 2001-10-28 | 15:00 | 10.6 | 51.08 | [5 empty] | 12.2 | 53.96 |  |  |  | 9 | 48.2 |  |  |  |  | 13.3 | 55.94 |  |  |  |  | 13.9 | 57.02 | [5 empty] | 13.9 | 57.02 |  |  |  | 9.4 | 48.92 |  |  |  |  | 10.6 | 51.08 |  |  |  |  | 10.6 | 51.08
2001-10-28 | 16:00 | 10.6 | 51.08 | SUNDAY | #N/A | 1980-10-28 | 16:00 | 12.2 | 53.96 |  |  | 1999-10-28 | 16:00 | 12 | 53.6 |  |  | 2001-10-28 | 16:00 | 10.6 | 51.08 | [5 empty] | 11.1 | 51.98 |  |  |  | 9 | 48.2 |  |  |  |  | 13.9 | 57.02 |  |  |  |  | 13.3 | 55.94 | [5 empty] | 13.9 | 57.02 |  |  |  | 9.4 | 48.92 |  |  |  |  | 10 | 50 |  |  |  |  | 10.6 | 51.08
2001-10-28 | 17:00 | 10 | 50 | SUNDAY | #N/A | 1980-10-28 | 17:00 | 11.8 | 53.24 |  |  | 1999-10-28 | 17:00 | 11 | 51.8 |  |  | 2001-10-28 | 17:00 | 9.4 | 48.92 | [5 empty] | 9.4 | 48.92 |  |  |  | 8 | 46.4 |  |  |  |  | 12.8 | 55.04 |  |  |  |  | 12.2 | 53.96 | [5 empty] | 12.2 | 53.96 |  |  |  | 9.4 | 48.92 |  |  |  |  | 9.4 | 48.92 |  |  |  |  | 10 | 50
2001-10-28 | 18:00 | 10 | 50 | SUNDAY | #N/A | 1980-10-28 | 18:00 | 11.5 | 52.7 |  |  | 1999-10-28 | 18:00 | 9 | 48.2 |  |  | 2001-10-28 | 18:00 | 8.3 | 46.94 | [5 empty] | 8.3 | 46.94 |  |  |  | 7 | 44.6 |  |  |  |  | 11.1 | 51.98 |  |  |  |  | 11.7 | 53.06 | [5 empty] | 8.3 | 46.94 |  |  |  | 8.3 | 46.94 |  |  |  |  | 6.7 | 44.06 |  |  |  |  | 8.3 | 46.94
2001-10-28 | 19:00 | 9.4 | 48.92 | SUNDAY | #N/A | 1980-10-28 | 19:00 | 11.1 | 51.98 |  |  | 1999-10-28 | 19:00 | 9 | 48.2 |  |  | 2001-10-28 | 19:00 | 7.8 | 46.04 | [5 empty] | 7.2 | 44.96 |  |  |  | 6 | 42.8 |  |  |  |  | 10 | 50 |  |  |  |  | 11.7 | 53.06 | [5 empty] | 7.8 | 46.04 |  |  |  | 8.3 | 46.94 |  |  |  |  | 4.4 | 39.92 |  |  |  |  | 6.7 | 44.06
2001-10-28 | 20:00 | 8.9 | 48.02 | SUNDAY | #N/A | 1980-10-28 | 20:00 | 10.4 | 50.72 |  |  | 1999-10-28 | 20:00 | 8 | 46.4 |  |  | 2001-10-28 | 20:00 | 7.2 | 44.96 | [5 empty] | 6.9 | 44.42 |  |  |  | 6 | 42.8 |  |  |  |  | 9.4 | 48.92 |  |  |  |  | 10.6 | 51.08 | [5 empty] | 6.7 | 44.06 |  |  |  | 7.2 | 44.96 |  |  |  |  | 6.1 | 42.98 |  |  |  |  | 5.6 | 42.08
2001-10-28 | 21:00 | 8.3 | 46.94 | SUNDAY | #N/A | 1980-10-28 | 21:00 | 9.6 | 49.28 |  |  | 1999-10-28 | 21:00 | 8 | 46.4 |  |  | 2001-10-28 | 21:00 | 6.7 | 44.06 | [5 empty] | 6.7 | 44.06 |  |  |  | 4 | 39.2 |  |  |  |  | 10 | 50 |  |  |  |  | 10.6 | 51.08 | [5 empty] | 7.2 | 44.96 |  |  |  | 6.1 | 42.98 |  |  |  |  | 6.7 | 44.06 |  |  |  |  | 4.4 | 39.92
2001-10-28 | 22:00 | 8.3 | 46.94 | SUNDAY | #N/A | 1980-10-28 | 22:00 | 8.9 | 48.02 |  |  | 1999-10-28 | 22:00 | 8 | 46.4 |  |  | 2001-10-28 | 22:00 | 5 | 41 | [5 empty] | 6.7 | 44.06 |  |  |  | 2 | 35.6 |  |  |  |  | 8.9 | 48.02 |  |  |  |  | 5.6 | 42.08 | [5 empty] | 6.1 | 42.98 |  |  |  | 5.6 | 42.08 |  |  |  |  | 5.6 | 42.08 |  |  |  |  | 3.9 | 39.02
2001-10-28 | 23:00 | 7.2 | 44.96 | SUNDAY | #N/A | 1980-10-28 | 23:00 | 8.2 | 46.76 |  |  | 1999-10-28 | 23:00 | 8 | 46.4 |  |  | 2001-10-28 | 23:00 | 5 | 41 | [5 empty] | 6.1 | 42.98 |  |  |  | 1 | 33.8 |  |  |  |  | 8.9 | 48.02 |  |  |  |  | 4.4 | 39.92 | [5 empty] | 5.6 | 42.08 |  |  |  | 3.9 | 39.02 |  |  |  |  | 4.4 | 39.92 |  |  |  |  | 3.3 | 37.94
2001-10-28 | 24:00 | 7.2 | 44.96 | SUNDAY | #N/A | 1980-10-28 | 24:00 | 7.4 | 45.32 |  |  | 1999-10-28 | 24:00 | 7 | 44.6 |  |  | 2001-10-28 | 24:00 | 5 | 41 | [5 empty] | 5.6 | 42.08 |  |  |  | -1 | 30.2 |  |  |  |  | 8.9 | 48.02 |  |  |  |  | 3.9 | 39.02 | [5 empty] | 6.7 | 44.06 |  |  |  | 3.9 | 39.02 |  |  |  |  | 2.8 | 37.04 |  |  |  |  | 2.8 | 37.04
2001-10-29 | 1:00 | 6.7 | 44.06 | WEEKDAY | #N/A | 1980-10-29 | 1:00 | 6.7 | 44.06 |  |  | 1999-10-29 | 1:00 | 6 | 42.8 |  |  | 2001-10-29 | 1:00 | 4.4 | 39.92 | [5 empty] | 5 | 41 |  |  |  | -1 | 30.2 |  |  |  |  | 8.9 | 48.02 |  |  |  |  | 3.3 | 37.94 | [5 empty] | 6.1 | 42.98 |  |  |  | 3.3 | 37.94 |  |  |  |  | 3.3 | 37.94 |  |  |  |  | 8.3 | 46.94
2001-10-29 | 2:00 | 6.1 | 42.98 | WEEKDAY | #N/A | 1980-10-29 | 2:00 | 6.1 | 42.98 |  |  | 1999-10-29 | 2:00 | 7 | 44.6 |  |  | 2001-10-29 | 2:00 | 3.3 | 37.94 | [5 empty] | 4.4 | 39.92 |  |  |  | -2 | 28.4 |  |  |  |  | 8.9 | 48.02 |  |  |  |  | 5 | 41 | [5 empty] | 5 | 41 |  |  |  | 2.8 | 37.04 |  |  |  |  | 3.3 | 37.94 |  |  |  |  | 10 | 50
2001-10-29 | 3:00 | 5.6 | 42.08 | WEEKDAY | #N/A | 1980-10-29 | 3:00 | 5.6 | 42.08 |  |  | 1999-10-29 | 3:00 | 6 | 42.8 |  |  | 2001-10-29 | 3:00 | 2.2 | 35.96 | [5 empty] | 3.9 | 39.02 |  |  |  | -2 | 28.4 |  |  |  |  | 8.3 | 46.94 |  |  |  |  | 4.4 | 39.92 | [5 empty] | 10 | 50 |  |  |  | 2.2 | 35.96 |  |  |  |  | 2.2 | 35.96 |  |  |  |  | 10.6 | 51.08
2001-10-29 | 4:00 | 5.6 | 42.08 | WEEKDAY | #N/A | 1980-10-29 | 4:00 | 5 | 41 |  |  | 1999-10-29 | 4:00 | 6 | 42.8 |  |  | 2001-10-29 | 4:00 | 2.2 | 35.96 | [5 empty] | 3.3 | 37.94 |  |  |  | -3 | 26.6 |  |  |  |  | 9.4 | 48.92 |  |  |  |  | 5 | 41 | [5 empty] | 11.1 | 51.98 |  |  |  | 2.2 | 35.96 |  |  |  |  | 3.3 | 37.94 |  |  |  |  | 11.1 | 51.98
2001-10-29 | 5:00 | 5.6 | 42.08 | WEEKDAY | #N/A | 1980-10-29 | 5:00 | 4.8 | 40.64 |  |  | 1999-10-29 | 5:00 | 6 | 42.8 |  |  | 2001-10-29 | 5:00 | 2.8 | 37.04 | [5 empty] | 2.8 | 37.04 |  |  |  | -3 | 26.6 |  |  |  |  | 8.3 | 46.94 |  |  |  |  | 5 | 41 | [5 empty] | 10.6 | 51.08 |  |  |  | 2.8 | 37.04 |  |  |  |  | 2.8 | 37.04 |  |  |  |  | 11.7 | 53.06
2001-10-29 | 6:00 | 5.6 | 42.08 | WEEKDAY | #N/A | 1980-10-29 | 6:00 | 4.6 | 40.28 |  |  | 1999-10-29 | 6:00 | 7 | 44.6 |  |  | 2001-10-29 | 6:00 | 3.3 | 37.94 | [5 empty] | 2.8 | 37.04 |  |  |  | -3 | 26.6 |  |  |  |  | 8.3 | 46.94 |  |  |  |  | 5.6 | 42.08 | [5 empty] | 10.6 | 51.08 |  |  |  | 1.7 | 35.06 |  |  |  |  | 3.3 | 37.94 |  |  |  |  | 11.7 | 53.06
2001-10-29 | 7:00 | 5.6 | 42.08 | WEEKDAY | #N/A | 1980-10-29 | 7:00 | 4.4 | 39.92 |  |  | 1999-10-29 | 7:00 | 7 | 44.6 |  |  | 2001-10-29 | 7:00 | 2.2 | 35.96 | [5 empty] | 2.8 | 37.04 |  |  |  | -3 | 26.6 |  |  |  |  | 8.3 | 46.94 |  |  |  |  | 5.6 | 42.08 | [5 empty] | 9.4 | 48.92 |  |  |  | 2.8 | 37.04 |  |  |  |  | 3.3 | 37.94 |  |  |  |  | 12.2 | 53.96
2001-10-29 | 8:00 | 6.1 | 42.98 | WEEKDAY | #N/A | 1980-10-29 | 8:00 | 5.3 | 41.54 |  |  | 1999-10-29 | 8:00 | 9 | 48.2 |  |  | 2001-10-29 | 8:00 | 6.7 | 44.06 | [5 empty] | 3.3 | 37.94 |  |  |  | 1 | 33.8 |  |  |  |  | 9.4 | 48.92 |  |  |  |  | 7.2 | 44.96 | [5 empty] | 11.7 | 53.06 |  |  |  | 3.3 | 37.94 |  |  |  |  | 4.4 | 39.92 |  |  |  |  | 12.8 | 55.04
2001-10-29 | 9:00 | 7.8 | 46.04 | WEEKDAY | #N/A | 1980-10-29 | 9:00 | 6.3 | 43.34 |  |  | 1999-10-29 | 9:00 | 12 | 53.6 |  |  | 2001-10-29 | 9:00 | 7.8 | 46.04 | [5 empty] | 4.4 | 39.92 |  |  |  | 3 | 37.4 |  |  |  |  | 11.1 | 51.98 |  |  |  |  | 8.3 | 46.94 | [5 empty] | 13.9 | 57.02 |  |  |  | 4.4 | 39.92 |  |  |  |  | 5 | 41 |  |  |  |  | 14.4 | 57.92
2001-10-29 | 10:00 | 8.9 | 48.02 | WEEKDAY | #N/A | 1980-10-29 | 10:00 | 7.2 | 44.96 |  |  | 1999-10-29 | 10:00 | 14 | 57.2 |  |  | 2001-10-29 | 10:00 | 10 | 50 | [5 empty] | 5.6 | 42.08 |  |  |  | 5 | 41 |  |  |  |  | 12.8 | 55.04 |  |  |  |  | 10.6 | 51.08 | [5 empty] | 16.7 | 62.06 |  |  |  | 5 | 41 |  |  |  |  | 5.6 | 42.08 |  |  |  |  | 15.6 | 60.08
2001-10-29 | 11:00 | 10 | 50 | WEEKDAY | #N/A | 1980-10-29 | 11:00 | 7.9 | 46.22 |  |  | 1999-10-29 | 11:00 | 17 | 62.6 |  |  | 2001-10-29 | 11:00 | 10.6 | 51.08 | [5 empty] | 5.6 | 42.08 |  |  |  | 6 | 42.8 |  |  |  |  | 15 | 59 |  |  |  |  | 13.3 | 55.94 | [5 empty] | 18.3 | 64.94 |  |  |  | 5.6 | 42.08 |  |  |  |  | 6.1 | 42.98 |  |  |  |  | 16.1 | 60.98
2001-10-29 | 12:00 | 11.1 | 51.98 | WEEKDAY | #N/A | 1980-10-29 | 12:00 | 8.7 | 47.66 |  |  | 1999-10-29 | 12:00 | 18 | 64.4 |  |  | 2001-10-29 | 12:00 | 10.6 | 51.08 | [5 empty] | 6.1 | 42.98 |  |  |  | 6 | 42.8 |  |  |  |  | 16.7 | 62.06 |  |  |  |  | 15.6 | 60.08 | [5 empty] | 19.4 | 66.92 |  |  |  | 7.2 | 44.96 |  |  |  |  | 7.2 | 44.96 |  |  |  |  | 17.8 | 64.04
2001-10-29 | 13:00 | 12.2 | 53.96 | WEEKDAY | #N/A | 1980-10-29 | 13:00 | 9.4 | 48.92 |  |  | 1999-10-29 | 13:00 | 21 | 69.8 |  |  | 2001-10-29 | 13:00 | 11.7 | 53.06 | [5 empty] | 5.6 | 42.08 |  |  |  | 5 | 41 |  |  |  |  | 17.8 | 64.04 |  |  |  |  | 18.3 | 64.94 | [5 empty] | 18.9 | 66.02 |  |  |  | 8.3 | 46.94 |  |  |  |  | 7.8 | 46.04 |  |  |  |  | 18.3 | 64.94
2001-10-29 | 14:00 | 13.3 | 55.94 | WEEKDAY | #N/A | 1980-10-29 | 14:00 | 9.6 | 49.28 |  |  | 1999-10-29 | 14:00 | 22 | 71.6 |  |  | 2001-10-29 | 14:00 | 12.8 | 55.04 | [5 empty] | 3.9 | 39.02 |  |  |  | 5 | 41 |  |  |  |  | 18.9 | 66.02 |  |  |  |  | 20 | 68 | [5 empty] | 19.4 | 66.92 |  |  |  | 7.2 | 44.96 |  |  |  |  | 8.3 | 46.94 |  |  |  |  | 17.8 | 64.04
2001-10-29 | 15:00 | 14.4 | 57.92 | WEEKDAY | #N/A | 1980-10-29 | 15:00 | 9.8 | 49.64 |  |  | 1999-10-29 | 15:00 | 22 | 71.6 |  |  | 2001-10-29 | 15:00 | 13.9 | 57.02 | [5 empty] | 1.1 | 33.98 |  |  |  | 5 | 41 |  |  |  |  | 17.8 | 64.04 |  |  |  |  | 20 | 68 | [5 empty] | 18.9 | 66.02 |  |  |  | 7.2 | 44.96 |  |  |  |  | 8.3 | 46.94 |  |  |  |  | 16.7 | 62.06
2001-10-29 | 16:00 | 15 | 59 | WEEKDAY | #N/A | 1980-10-29 | 16:00 | 10 | 50 |  |  | 1999-10-29 | 16:00 | 21 | 69.8 |  |  | 2001-10-29 | 16:00 | 13.9 | 57.02 | [5 empty] | 1.1 | 33.98 |  |  |  | 4 | 39.2 |  |  |  |  | 17.2 | 62.96 |  |  |  |  | 20 | 68 | [5 empty] | 18.9 | 66.02 |  |  |  | 7.8 | 46.04 |  |  |  |  | 7.8 | 46.04 |  |  |  |  | 15 | 59
2001-10-29 | 17:00 | 14.4 | 57.92 | WEEKDAY | #N/A | 1980-10-29 | 17:00 | 9.3 | 48.74 |  |  | 1999-10-29 | 17:00 | 17 | 62.6 |  |  | 2001-10-29 | 17:00 | 12.2 | 53.96 | [5 empty] | 1.7 | 35.06 |  |  |  | 4 | 39.2 |  |  |  |  | 16.1 | 60.98 |  |  |  |  | 18.3 | 64.94 | [5 empty] | 18.3 | 64.94 |  |  |  | 6.1 | 42.98 |  |  |  |  | 6.1 | 42.98 |  |  |  |  | 13.3 | 55.94
2001-10-29 | 18:00 | 14.4 | 57.92 | WEEKDAY | #N/A | 1980-10-29 | 18:00 | 8.5 | 47.3 |  |  | 1999-10-29 | 18:00 | 14 | 57.2 |  |  | 2001-10-29 | 18:00 | 12.8 | 55.04 | [5 empty] | 2.2 | 35.96 |  |  |  | 4 | 39.2 |  |  |  |  | 15.6 | 60.08 |  |  |  |  | 16.7 | 62.06 | [5 empty] | 17.8 | 64.04 |  |  |  | 4.4 | 39.92 |  |  |  |  | 3.9 | 39.02 |  |  |  |  | 12.8 | 55.04
2001-10-29 | 19:00 | 13.9 | 57.02 | WEEKDAY | #N/A | 1980-10-29 | 19:00 | 7.8 | 46.04 |  |  | 1999-10-29 | 19:00 | 13 | 55.4 |  |  | 2001-10-29 | 19:00 | 13.3 | 55.94 | [5 empty] | 2.2 | 35.96 |  |  |  | 4 | 39.2 |  |  |  |  | 14.4 | 57.92 |  |  |  |  | 15 | 59 | [5 empty] | 15.6 | 60.08 |  |  |  | 3.3 | 37.94 |  |  |  |  | 2.8 | 37.04 |  |  |  |  | 12.8 | 55.04
2001-10-29 | 20:00 | 13.9 | 57.02 | WEEKDAY | #N/A | 1980-10-29 | 20:00 | 7.6 | 45.68 |  |  | 1999-10-29 | 20:00 | 12 | 53.6 |  |  | 2001-10-29 | 20:00 | 11.1 | 51.98 | [5 empty] | 2.2 | 35.96 |  |  |  | 3 | 37.4 |  |  |  |  | 15 | 59 |  |  |  |  | 13.3 | 55.94 | [5 empty] | 12.8 | 55.04 |  |  |  | 2.2 | 35.96 |  |  |  |  | 2.2 | 35.96 |  |  |  |  | 12.8 | 55.04
2001-10-29 | 21:00 | 13.9 | 57.02 | WEEKDAY | #N/A | 1980-10-29 | 21:00 | 7.4 | 45.32 |  |  | 1999-10-29 | 21:00 | 10 | 50 |  |  | 2001-10-29 | 21:00 | 12.2 | 53.96 | [5 empty] | 2.2 | 35.96 |  |  |  | 3 | 37.4 |  |  |  |  | 14.4 | 57.92 |  |  |  |  | 13.9 | 57.02 | [5 empty] | 12.8 | 55.04 |  |  |  | 2.2 | 35.96 |  |  |  |  | 2.8 | 37.04 |  |  |  |  | 12.8 | 55.04
2001-10-29 | 22:00 | 13.3 | 55.94 | WEEKDAY | #N/A | 1980-10-29 | 22:00 | 7.2 | 44.96 |  |  | 1999-10-29 | 22:00 | 10 | 50 |  |  | 2001-10-29 | 22:00 | 12.2 | 53.96 | [5 empty] | 2.2 | 35.96 |  |  |  | 3 | 37.4 |  |  |  |  | 12.8 | 55.04 |  |  |  |  | 15 | 59 | [5 empty] | 12.8 | 55.04 |  |  |  | 2.2 | 35.96 |  |  |  |  | 1.7 | 35.06 |  |  |  |  | 12.8 | 55.04
2001-10-29 | 23:00 | 13.3 | 55.94 | WEEKDAY | #N/A | 1980-10-29 | 23:00 | 6.8 | 44.24 |  |  | 1999-10-29 | 23:00 | 10 | 50 |  |  | 2001-10-29 | 23:00 | 12.8 | 55.04 | [5 empty] | 2.2 | 35.96 |  |  |  | 3 | 37.4 |  |  |  |  | 11.7 | 53.06 |  |  |  |  | 16.1 | 60.98 | [5 empty] | 13.3 | 55.94 |  |  |  | 1.1 | 33.98 |  |  |  |  | 1.1 | 33.98 |  |  |  |  | 10.6 | 51.08
2001-10-29 | 24:00 | 13.3 | 55.94 | WEEKDAY | #N/A | 1980-10-29 | 24:00 | 6.5 | 43.7 |  |  | 1999-10-29 | 24:00 | 9 | 48.2 |  |  | 2001-10-29 | 24:00 | 12.8 | 55.04 | [5 empty] | 2.2 | 35.96 |  |  |  | 3 | 37.4 |  |  |  |  | 11.7 | 53.06 |  |  |  |  | 15.6 | 60.08 | [5 empty] | 12.8 | 55.04 |  |  |  | 0 | 32 |  |  |  |  | 0.6 | 33.08 |  |  |  |  | 10 | 50
2001-10-30 | 1:00 | 13.3 | 55.94 | WEEKDAY | #N/A | 1980-10-30 | 1:00 | 6.1 | 42.98 |  |  | 1999-10-30 | 1:00 | 10 | 50 |  |  | 2001-10-30 | 1:00 | 12.2 | 53.96 | [5 empty] | 2.2 | 35.96 |  |  |  | 2 | 35.6 |  |  |  |  | 12.2 | 53.96 |  |  |  |  | 14.4 | 57.92 | [5 empty] | 12.2 | 53.96 |  |  |  | 0 | 32 |  |  |  |  | 0.6 | 33.08 |  |  |  |  | 7.8 | 46.04
2001-10-30 | 2:00 | 12.8 | 55.04 | WEEKDAY | #N/A | 1980-10-30 | 2:00 | 5.9 | 42.62 |  |  | 1999-10-30 | 2:00 | 9 | 48.2 |  |  | 2001-10-30 | 2:00 | 12.2 | 53.96 | [5 empty] | 2.8 | 37.04 |  |  |  | 2 | 35.6 |  |  |  |  | 10.6 | 51.08 |  |  |  |  | 14.4 | 57.92 | [5 empty] | 10.6 | 51.08 |  |  |  | -0.6 | 30.92 |  |  |  |  | 0.6 | 33.08 |  |  |  |  | 6.7 | 44.06
2001-10-30 | 3:00 | 12.8 | 55.04 | WEEKDAY | #N/A | 1980-10-30 | 3:00 | 5.8 | 42.44 |  |  | 1999-10-30 | 3:00 | 10 | 50 |  |  | 2001-10-30 | 3:00 | 11.1 | 51.98 | [5 empty] | 3.3 | 37.94 |  |  |  | 2 | 35.6 |  |  |  |  | 10 | 50 |  |  |  |  | 13.9 | 57.02 | [5 empty] | 10 | 50 |  |  |  | 0 | 32 |  |  |  |  | -0.6 | 30.92 |  |  |  |  | 6.1 | 42.98
2001-10-30 | 4:00 | 12.2 | 53.96 | WEEKDAY | #N/A | 1980-10-30 | 4:00 | 5.6 | 42.08 |  |  | 1999-10-30 | 4:00 | 11 | 51.8 |  |  | 2001-10-30 | 4:00 | 12.2 | 53.96 | [5 empty] | 3.3 | 37.94 |  |  |  | 2 | 35.6 |  |  |  |  | 8.3 | 46.94 |  |  |  |  | 13.3 | 55.94 | [5 empty] | 9.4 | 48.92 |  |  |  | -0.6 | 30.92 |  |  |  |  | -0.6 | 30.92 |  |  |  |  | 5 | 41
2001-10-30 | 5:00 | 12.2 | 53.96 | WEEKDAY | #N/A | 1980-10-30 | 5:00 | 5.6 | 42.08 |  |  | 1999-10-30 | 5:00 | 11 | 51.8 |  |  | 2001-10-30 | 5:00 | 12.2 | 53.96 | [5 empty] | 3.3 | 37.94 |  |  |  | 2 | 35.6 |  |  |  |  | 7.8 | 46.04 |  |  |  |  | 12.2 | 53.96 | [5 empty] | 7.8 | 46.04 |  |  |  | 0 | 32 |  |  |  |  | -3.3 | 26.06 |  |  |  |  | 3.9 | 39.02
2001-10-30 | 6:00 | 11.7 | 53.06 | WEEKDAY | #N/A | 1980-10-30 | 6:00 | 5.6 | 42.08 |  |  | 1999-10-30 | 6:00 | 11 | 51.8 |  |  | 2001-10-30 | 6:00 | 10.6 | 51.08 | [5 empty] | 3.9 | 39.02 |  |  |  | 2 | 35.6 |  |  |  |  | 7.2 | 44.96 |  |  |  |  | 11.7 | 53.06 | [5 empty] | 7.2 | 44.96 |  |  |  | -0.6 | 30.92 |  |  |  |  | -2.2 | 28.04 |  |  |  |  | 2.8 | 37.04
2001-10-30 | 7:00 | 11.7 | 53.06 | WEEKDAY | #N/A | 1980-10-30 | 7:00 | 5.6 | 42.08 |  |  | 1999-10-30 | 7:00 | 10.8 | 51.44 |  |  | 2001-10-30 | 7:00 | 10 | 50 | [5 empty] | 3.9 | 39.02 |  |  |  | 2 | 35.6 |  |  |  |  | 6.7 | 44.06 |  |  |  |  | 11.7 | 53.06 | [5 empty] | 7.2 | 44.96 |  |  |  | 0.6 | 33.08 |  |  |  |  | -1.7 | 28.94 |  |  |  |  | 2.2 | 35.96
2001-10-30 | 8:00 | 11.7 | 53.06 | WEEKDAY | #N/A | 1980-10-30 | 8:00 | 6.1 | 42.98 |  |  | 1999-10-30 | 8:00 | 12 | 53.6 |  |  | 2001-10-30 | 8:00 | 12.2 | 53.96 | [5 empty] | 4.4 | 39.92 |  |  |  | 2 | 35.6 |  |  |  |  | 6.7 | 44.06 |  |  |  |  | 11.1 | 51.98 | [5 empty] | 6.7 | 44.06 |  |  |  | 2.2 | 35.96 |  |  |  |  | 0.6 | 33.08 |  |  |  |  | 3.3 | 37.94
2001-10-30 | 9:00 | 12.2 | 53.96 | WEEKDAY | #N/A | 1980-10-30 | 9:00 | 6.7 | 44.06 |  |  | 1999-10-30 | 9:00 | 13 | 55.4 |  |  | 2001-10-30 | 9:00 | 13.3 | 55.94 | [5 empty] | 4.4 | 39.92 |  |  |  | 3 | 37.4 |  |  |  |  | 7.2 | 44.96 |  |  |  |  | 11.1 | 51.98 | [5 empty] | 6.7 | 44.06 |  |  |  | 4.4 | 39.92 |  |  |  |  | 2.8 | 37.04 |  |  |  |  | 3.3 | 37.94
2001-10-30 | 10:00 | 13.3 | 55.94 | WEEKDAY | #N/A | 1980-10-30 | 10:00 | 7.2 | 44.96 |  |  | 1999-10-30 | 10:00 | 14 | 57.2 |  |  | 2001-10-30 | 10:00 | 13.9 | 57.02 | [5 empty] | 5 | 41 |  |  |  | 3 | 37.4 |  |  |  |  | 6.7 | 44.06 |  |  |  |  | 11.1 | 51.98 | [5 empty] | 7.2 | 44.96 |  |  |  | 8.9 | 48.02 |  |  |  |  | 5.6 | 42.08 |  |  |  |  | 3.3 | 37.94
2001-10-30 | 11:00 | 13.9 | 57.02 | WEEKDAY | #N/A | 1980-10-30 | 11:00 | 7.8 | 46.04 |  |  | 1999-10-30 | 11:00 | 15 | 59 |  |  | 2001-10-30 | 11:00 | 14.4 | 57.92 | [5 empty] | 6.1 | 42.98 |  |  |  | 3 | 37.4 |  |  |  |  | 6.7 | 44.06 |  |  |  |  | 11.1 | 51.98 | [5 empty] | 7.2 | 44.96 |  |  |  | 10.6 | 51.08 |  |  |  |  | 8.9 | 48.02 |  |  |  |  | 3.3 | 37.94
2001-10-30 | 12:00 | 14.4 | 57.92 | WEEKDAY | #N/A | 1980-10-30 | 12:00 | 8.3 | 46.94 |  |  | 1999-10-30 | 12:00 | 16 | 60.8 |  |  | 2001-10-30 | 12:00 | 16.1 | 60.98 | [5 empty] | 6.1 | 42.98 |  |  |  | 4 | 39.2 |  |  |  |  | 6.7 | 44.06 |  |  |  |  | 11.1 | 51.98 | [5 empty] | 4.4 | 39.92 |  |  |  | 12.8 | 55.04 |  |  |  |  | 11.1 | 51.98 |  |  |  |  | 3.9 | 39.02
2001-10-30 | 13:00 | 15 | 59 | WEEKDAY | #N/A | 1980-10-30 | 13:00 | 8.9 | 48.02 |  |  | 1999-10-30 | 13:00 | 17 | 62.6 |  |  | 2001-10-30 | 13:00 | 15.6 | 60.08 | [5 empty] | 6.7 | 44.06 |  |  |  | 4 | 39.2 |  |  |  |  | 6.1 | 42.98 |  |  |  |  | 11.1 | 51.98 | [5 empty] | 4.4 | 39.92 |  |  |  | 13.3 | 55.94 |  |  |  |  | 12.8 | 55.04 |  |  |  |  | 3.9 | 39.02
2001-10-30 | 14:00 | 16.1 | 60.98 | WEEKDAY | #N/A | 1980-10-30 | 14:00 | 9.1 | 48.38 |  |  | 1999-10-30 | 14:00 | 18 | 64.4 |  |  | 2001-10-30 | 14:00 | 16.1 | 60.98 | [5 empty] | 6.1 | 42.98 |  |  |  | 4 | 39.2 |  |  |  |  | 5 | 41 |  |  |  |  | 10.6 | 51.08 | [5 empty] | 4.4 | 39.92 |  |  |  | 15 | 59 |  |  |  |  | 13.9 | 57.02 |  |  |  |  | 3.3 | 37.94
2001-10-30 | 15:00 | 15.6 | 60.08 | WEEKDAY | #N/A | 1980-10-30 | 15:00 | 9.2 | 48.56 |  |  | 1999-10-30 | 15:00 | 18 | 64.4 |  |  | 2001-10-30 | 15:00 | 16.7 | 62.06 | [5 empty] | 6.7 | 44.06 |  |  |  | 4 | 39.2 |  |  |  |  | 5 | 41 |  |  |  |  | 10 | 50 | [5 empty] | 5 | 41 |  |  |  | 15.6 | 60.08 |  |  |  |  | 15 | 59 |  |  |  |  | 3.3 | 37.94
2001-10-30 | 16:00 | 15.6 | 60.08 | WEEKDAY | #N/A | 1980-10-30 | 16:00 | 9.4 | 48.92 |  |  | 1999-10-30 | 16:00 | 17 | 62.6 |  |  | 2001-10-30 | 16:00 | 15.6 | 60.08 | [5 empty] | 6.1 | 42.98 |  |  |  | 4 | 39.2 |  |  |  |  | 5 | 41 |  |  |  |  | 8.9 | 48.02 | [5 empty] | 5 | 41 |  |  |  | 15.6 | 60.08 |  |  |  |  | 16.1 | 60.98 |  |  |  |  | 2.8 | 37.04
2001-10-30 | 17:00 | 14.4 | 57.92 | WEEKDAY | #N/A | 1980-10-30 | 17:00 | 8.9 | 48.02 |  |  | 1999-10-30 | 17:00 | 16 | 60.8 |  |  | 2001-10-30 | 17:00 | 13.9 | 57.02 | [5 empty] | 6.1 | 42.98 |  |  |  | 3 | 37.4 |  |  |  |  | 4.4 | 39.92 |  |  |  |  | 7.8 | 46.04 | [5 empty] | 4.4 | 39.92 |  |  |  | 14.4 | 57.92 |  |  |  |  | 15.6 | 60.08 |  |  |  |  | 1.7 | 35.06
2001-10-30 | 18:00 | 13.3 | 55.94 | WEEKDAY | #N/A | 1980-10-30 | 18:00 | 8.3 | 46.94 |  |  | 1999-10-30 | 18:00 | 13 | 55.4 |  |  | 2001-10-30 | 18:00 | 12.2 | 53.96 | [5 empty] | 6.1 | 42.98 |  |  |  | 3 | 37.4 |  |  |  |  | 4.4 | 39.92 |  |  |  |  | 6.1 | 42.98 | [5 empty] | 4.4 | 39.92 |  |  |  | 11.7 | 53.06 |  |  |  |  | 9.4 | 48.92 |  |  |  |  | 0.6 | 33.08
2001-10-30 | 19:00 | 12.2 | 53.96 | WEEKDAY | #N/A | 1980-10-30 | 19:00 | 7.8 | 46.04 |  |  | 1999-10-30 | 19:00 | 13 | 55.4 |  |  | 2001-10-30 | 19:00 | 11.1 | 51.98 | [5 empty] | 5.6 | 42.08 |  |  |  | 3 | 37.4 |  |  |  |  | 3.3 | 37.94 |  |  |  |  | 4.4 | 39.92 | [5 empty] | 3.9 | 39.02 |  |  |  | 11.1 | 51.98 |  |  |  |  | 11.1 | 51.98 |  |  |  |  | -0.6 | 30.92
2001-10-30 | 20:00 | 11.7 | 53.06 | WEEKDAY | #N/A | 1980-10-30 | 20:00 | 7.4 | 45.32 |  |  | 1999-10-30 | 20:00 | 12 | 53.6 |  |  | 2001-10-30 | 20:00 | 10.6 | 51.08 | [5 empty] | 5 | 41 |  |  |  | 3 | 37.4 |  |  |  |  | 1.7 | 35.06 |  |  |  |  | 2.2 | 35.96 | [5 empty] | 3.3 | 37.94 |  |  |  | 9.4 | 48.92 |  |  |  |  | 10 | 50 |  |  |  |  | -2.2 | 28.04
2001-10-30 | 21:00 | 11.1 | 51.98 | WEEKDAY | #N/A | 1980-10-30 | 21:00 | 7.1 | 44.78 |  |  | 1999-10-30 | 21:00 | 12.9 | 55.22 |  |  | 2001-10-30 | 21:00 | 8.9 | 48.02 | [5 empty] | 5.6 | 42.08 |  |  |  | 2 | 35.6 |  |  |  |  | 0.6 | 33.08 |  |  |  |  | 2.2 | 35.96 | [5 empty] | 2.8 | 37.04 |  |  |  | 8.9 | 48.02 |  |  |  |  | 9.4 | 48.92 |  |  |  |  | -2.2 | 28.04
2001-10-30 | 22:00 | 10 | 50 | WEEKDAY | #N/A | 1980-10-30 | 22:00 | 6.7 | 44.06 |  |  | 1999-10-30 | 22:00 | 14 | 57.2 |  |  | 2001-10-30 | 22:00 | 8.3 | 46.94 | [5 empty] | 5.6 | 42.08 |  |  |  | 2 | 35.6 |  |  |  |  | 0.6 | 33.08 |  |  |  |  | 0.6 | 33.08 | [5 empty] | 1.7 | 35.06 |  |  |  | 9.4 | 48.92 |  |  |  |  | 10 | 50 |  |  |  |  | -3.3 | 26.06
2001-10-30 | 23:00 | 9.4 | 48.92 | WEEKDAY | #N/A | 1980-10-30 | 23:00 | 6.3 | 43.34 |  |  | 1999-10-30 | 23:00 | 13 | 55.4 |  |  | 2001-10-30 | 23:00 | 7.8 | 46.04 | [5 empty] | 5.6 | 42.08 |  |  |  | 2 | 35.6 |  |  |  |  | 1.1 | 33.98 |  |  |  |  | 0 | 32 | [5 empty] | 0.6 | 33.08 |  |  |  | 10 | 50 |  |  |  |  | 9.4 | 48.92 |  |  |  |  | -3.9 | 24.98
2001-10-30 | 24:00 | 8.9 | 48.02 | WEEKDAY | #N/A | 1980-10-30 | 24:00 | 6 | 42.8 |  |  | 1999-10-30 | 24:00 | 13.5 | 56.3 |  |  | 2001-10-30 | 24:00 | 7.2 | 44.96 | [5 empty] | 6.1 | 42.98 |  |  |  | 2 | 35.6 |  |  |  |  | 0 | 32 |  |  |  |  | -1.1 | 30.02 | [5 empty] | -0.6 | 30.92 |  |  |  | 10 | 50 |  |  |  |  | 9.4 | 48.92 |  |  |  |  | -4.4 | 24.08
2001-10-31 | 1:00 | 8.3 | 46.94 | WEEKDAY | #N/A | 1980-10-31 | 1:00 | 5.6 | 42.08 |  |  | 1999-10-31 | 1:00 | 14 | 57.2 |  |  | 2001-10-31 | 1:00 | 6.7 | 44.06 | [5 empty] | 5 | 41 |  |  |  | 1 | 33.8 |  |  |  |  | 0.6 | 33.08 |  |  |  |  | -1.7 | 28.94 | [5 empty] | -0.6 | 30.92 |  |  |  | 10 | 50 |  |  |  |  | 8.9 | 48.02 |  |  |  |  | -5 | 23
2001-10-31 | 2:00 | 7.8 | 46.04 | WEEKDAY | #N/A | 1980-10-31 | 2:00 | 5.4 | 41.72 |  |  | 1999-10-31 | 2:00 | 14 | 57.2 |  |  | 2001-10-31 | 2:00 | 4.4 | 39.92 | [5 empty] | 5 | 41 |  |  |  | 1 | 33.8 |  |  |  |  | -0.6 | 30.92 |  |  |  |  | -1.1 | 30.02 | [5 empty] | -1.1 | 30.02 |  |  |  | 9.4 | 48.92 |  |  |  |  | 8.9 | 48.02 |  |  |  |  | -5.6 | 21.92
2001-10-31 | 3:00 | 7.2 | 44.96 | WEEKDAY | #N/A | 1980-10-31 | 3:00 | 5.2 | 41.36 |  |  | 1999-10-31 | 3:00 | 14 | 57.2 |  |  | 2001-10-31 | 3:00 | 5 | 41 | [5 empty] | 6.1 | 42.98 |  |  |  | 0 | 32 |  |  |  |  | -1.7 | 28.94 |  |  |  |  | -2.8 | 26.96 | [5 empty] | -2.2 | 28.04 |  |  |  | 9.4 | 48.92 |  |  |  |  | 8.9 | 48.02 |  |  |  |  | -6.1 | 21.02
2001-10-31 | 4:00 | 6.7 | 44.06 | WEEKDAY | #N/A | 1980-10-31 | 4:00 | 5 | 41 |  |  | 1999-10-31 | 4:00 | 13 | 55.4 |  |  | 2001-10-31 | 4:00 | 4.4 | 39.92 | [5 empty] | 6.7 | 44.06 |  |  |  | -1 | 30.2 |  |  |  |  | -1.7 | 28.94 |  |  |  |  | -1.7 | 28.94 | [5 empty] | -2.2 | 28.04 |  |  |  | 9.4 | 48.92 |  |  |  |  | 8.9 | 48.02 |  |  |  |  | -6.1 | 21.02
2001-10-31 | 5:00 | 6.7 | 44.06 | WEEKDAY | #N/A | 1980-10-31 | 5:00 | 5.2 | 41.36 |  |  | 1999-10-31 | 5:00 | 13 | 55.4 |  |  | 2001-10-31 | 5:00 | 4.4 | 39.92 | [5 empty] | 6.7 | 44.06 |  |  |  | -1 | 30.2 |  |  |  |  | -2.2 | 28.04 |  |  |  |  | -3.9 | 24.98 | [5 empty] | -2.8 | 26.96 |  |  |  | 8.9 | 48.02 |  |  |  |  | 8.9 | 48.02 |  |  |  |  | -6.7 | 19.94
2001-10-31 | 6:00 | 7.2 | 44.96 | WEEKDAY | #N/A | 1980-10-31 | 6:00 | 5.4 | 41.72 |  |  | 1999-10-31 | 6:00 | 13 | 55.4 |  |  | 2001-10-31 | 6:00 | 5.6 | 42.08 | [5 empty] | 6.7 | 44.06 |  |  |  | -2 | 28.4 |  |  |  |  | -3.3 | 26.06 |  |  |  |  | -2.8 | 26.96 | [5 empty] | -2.8 | 26.96 |  |  |  | 8.9 | 48.02 |  |  |  |  | 8.3 | 46.94 |  |  |  |  | -7.2 | 19.04
2001-10-31 | 7:00 | 7.8 | 46.04 | WEEKDAY | #N/A | 1980-10-31 | 7:00 | 5.6 | 42.08 |  |  | 1999-10-31 | 7:00 | 12.8 | 55.04 |  |  | 2001-10-31 | 7:00 | 6.1 | 42.98 | [5 empty] | 7.2 | 44.96 |  |  |  | -2 | 28.4 |  |  |  |  | -2.8 | 26.96 |  |  |  |  | -4.4 | 24.08 | [5 empty] | -3.9 | 24.98 |  |  |  | 8.3 | 46.94 |  |  |  |  | 8.3 | 46.94 |  |  |  |  | -6.7 | 19.94
2001-10-31 | 8:00 | 7.2 | 44.96 | WEEKDAY | #N/A | 1980-10-31 | 8:00 | 6.7 | 44.06 |  |  | 1999-10-31 | 8:00 | 14 | 57.2 |  |  | 2001-10-31 | 8:00 | 7.2 | 44.96 | [5 empty] | 7.8 | 46.04 |  |  |  | -1 | 30.2 |  |  |  |  | -1.1 | 30.02 |  |  |  |  | -1.7 | 28.94 | [5 empty] | -1.1 | 30.02 |  |  |  | 9.4 | 48.92 |  |  |  |  | 8.9 | 48.02 |  |  |  |  | -3.3 | 26.06
2001-10-31 | 9:00 | 7.8 | 46.04 | WEEKDAY | #N/A | 1980-10-31 | 9:00 | 7.8 | 46.04 |  |  | 1999-10-31 | 9:00 | 15 | 59 |  |  | 2001-10-31 | 9:00 | 8.3 | 46.94 | [5 empty] | 7.8 | 46.04 |  |  |  | 1 | 33.8 |  |  |  |  | 0.6 | 33.08 |  |  |  |  | 1.1 | 33.98 | [5 empty] | 1.1 | 33.98 |  |  |  | 12.2 | 53.96 |  |  |  |  | 11.7 | 53.06 |  |  |  |  | -1.1 | 30.02
2001-10-31 | 10:00 | 8.9 | 48.02 | WEEKDAY | #N/A | 1980-10-31 | 10:00 | 8.9 | 48.02 |  |  | 1999-10-31 | 10:00 | 16 | 60.8 |  |  | 2001-10-31 | 10:00 | 9.4 | 48.92 | [5 empty] | 8.9 | 48.02 |  |  |  | 4 | 39.2 |  |  |  |  | 3.3 | 37.94 |  |  |  |  | 2.8 | 37.04 | [5 empty] | 3.3 | 37.94 |  |  |  | 13.9 | 57.02 |  |  |  |  | 13.9 | 57.02 |  |  |  |  | 1.7 | 35.06
2001-10-31 | 11:00 | 9.4 | 48.92 | WEEKDAY | #N/A | 1980-10-31 | 11:00 | 10 | 50 |  |  | 1999-10-31 | 11:00 | 18.1 | 64.58 |  |  | 2001-10-31 | 11:00 | 10 | 50 | [5 empty] | 9.4 | 48.92 |  |  |  | 6 | 42.8 |  |  |  |  | 4.4 | 39.92 |  |  |  |  | 6.1 | 42.98 | [5 empty] | 5.6 | 42.08 |  |  |  | 14.4 | 57.92 |  |  |  |  | 16.7 | 62.06 |  |  |  |  | 3.3 | 37.94
2001-10-31 | 12:00 | 10 | 50 | WEEKDAY | #N/A | 1980-10-31 | 12:00 | 11.1 | 51.98 |  |  | 1999-10-31 | 12:00 | 20 | 68 |  |  | 2001-10-31 | 12:00 | 10.6 | 51.08 | [5 empty] | 9.4 | 48.92 |  |  |  | 7 | 44.6 |  |  |  |  | 7.2 | 44.96 |  |  |  |  | 6.7 | 44.06 | [5 empty] | 7.2 | 44.96 |  |  |  | 15 | 59 |  |  |  |  | 18.3 | 64.94 |  |  |  |  | 5 | 41
2001-10-31 | 13:00 | 10.6 | 51.08 | WEEKDAY | #N/A | 1980-10-31 | 13:00 | 12.2 | 53.96 |  |  | 1999-10-31 | 13:00 | 21 | 69.8 |  |  | 2001-10-31 | 13:00 | 12.8 | 55.04 | [5 empty] | 10 | 50 |  |  |  | 8 | 46.4 |  |  |  |  | 8.3 | 46.94 |  |  |  |  | 7.2 | 44.96 | [5 empty] | 8.9 | 48.02 |  |  |  | 15 | 59 |  |  |  |  | 19.4 | 66.92 |  |  |  |  | 6.1 | 42.98
2001-10-31 | 14:00 | 11.1 | 51.98 | WEEKDAY | #N/A | 1980-10-31 | 14:00 | 12.8 | 55.04 |  |  | 1999-10-31 | 14:00 | 22 | 71.6 |  |  | 2001-10-31 | 14:00 | 12.8 | 55.04 | [5 empty] | 10.6 | 51.08 |  |  |  | 8 | 46.4 |  |  |  |  | 9.4 | 48.92 |  |  |  |  | 8.3 | 46.94 | [5 empty] | 10.6 | 51.08 |  |  |  | 15 | 59 |  |  |  |  | 19.4 | 66.92 |  |  |  |  | 6.7 | 44.06
2001-10-31 | 15:00 | 12.8 | 55.04 | WEEKDAY | #N/A | 1980-10-31 | 15:00 | 13.3 | 55.94 |  |  | 1999-10-31 | 15:00 | 22 | 71.6 |  |  | 2001-10-31 | 15:00 | 13.3 | 55.94 | [5 empty] | 10.6 | 51.08 |  |  |  | 9 | 48.2 |  |  |  |  | 10 | 50 |  |  |  |  | 8.9 | 48.02 | [5 empty] | 11.7 | 53.06 |  |  |  | 13.9 | 57.02 |  |  |  |  | 18.3 | 64.94 |  |  |  |  | 6.7 | 44.06
2001-10-31 | 16:00 | 13.3 | 55.94 | WEEKDAY | #N/A | 1980-10-31 | 16:00 | 13.9 | 57.02 |  |  | 1999-10-31 | 16:00 | 21 | 69.8 |  |  | 2001-10-31 | 16:00 | 13.3 | 55.94 | [5 empty] | 10.6 | 51.08 |  |  |  | 8 | 46.4 |  |  |  |  | 9.4 | 48.92 |  |  |  |  | 8.9 | 48.02 | [5 empty] | 11.1 | 51.98 |  |  |  | 14.4 | 57.92 |  |  |  |  | 16.7 | 62.06 |  |  |  |  | 5.6 | 42.08
2001-10-31 | 17:00 | 13.3 | 55.94 | WEEKDAY | #N/A | 1980-10-31 | 17:00 | 13.5 | 56.3 |  |  | 1999-10-31 | 17:00 | 20 | 68 |  |  | 2001-10-31 | 17:00 | 13.3 | 55.94 | [5 empty] | 10.6 | 51.08 |  |  |  | 7 | 44.6 |  |  |  |  | 8.3 | 46.94 |  |  |  |  | 6.7 | 44.06 | [5 empty] | 10 | 50 |  |  |  | 13.3 | 55.94 |  |  |  |  | 13.9 | 57.02 |  |  |  |  | 2.8 | 37.04
2001-10-31 | 18:00 | 13.9 | 57.02 | WEEKDAY | #N/A | 1980-10-31 | 18:00 | 13.2 | 55.76 |  |  | 1999-10-31 | 18:00 | 19 | 66.2 |  |  | 2001-10-31 | 18:00 | 13.9 | 57.02 | [5 empty] | 10 | 50 |  |  |  | 4 | 39.2 |  |  |  |  | 6.7 | 44.06 |  |  |  |  | 5.6 | 42.08 | [5 empty] | 7.2 | 44.96 |  |  |  | 12.8 | 55.04 |  |  |  |  | 13.3 | 55.94 |  |  |  |  | 1.1 | 33.98
2001-10-31 | 19:00 | 13.9 | 57.02 | WEEKDAY | #N/A | 1980-10-31 | 19:00 | 12.8 | 55.04 |  |  | 1999-10-31 | 19:00 | 20 | 68 |  |  | 2001-10-31 | 19:00 | 13.9 | 57.02 | [5 empty] | 10 | 50 |  |  |  | 3 | 37.4 |  |  |  |  | 6.1 | 42.98 |  |  |  |  | 5.6 | 42.08 | [5 empty] | 7.2 | 44.96 |  |  |  | 12.2 | 53.96 |  |  |  |  | 13.3 | 55.94 |  |  |  |  | 0.6 | 33.08
2001-10-31 | 20:00 | 14.4 | 57.92 | WEEKDAY | #N/A | 1980-10-31 | 20:00 | 12.4 | 54.32 |  |  | 1999-10-31 | 20:00 | 19 | 66.2 |  |  | 2001-10-31 | 20:00 | 13.9 | 57.02 | [5 empty] | 9.4 | 48.92 |  |  |  | 3 | 37.4 |  |  |  |  | 5.6 | 42.08 |  |  |  |  | 5 | 41 | [5 empty] | 8.3 | 46.94 |  |  |  | 8.9 | 48.02 |  |  |  |  | 11.1 | 51.98 |  |  |  |  | -1.7 | 28.94
2001-10-31 | 21:00 | 14.4 | 57.92 | WEEKDAY | #N/A | 1980-10-31 | 21:00 | 12.1 | 53.78 |  |  | 1999-10-31 | 21:00 | 18 | 64.4 |  |  | 2001-10-31 | 21:00 | 13.9 | 57.02 | [5 empty] | 8.3 | 46.94 |  |  |  | 2 | 35.6 |  |  |  |  | 5 | 41 |  |  |  |  | 5.6 | 42.08 | [5 empty] | 7.2 | 44.96 |  |  |  | 7.8 | 46.04 |  |  |  |  | 10 | 50 |  |  |  |  | -1.1 | 30.02
2001-10-31 | 22:00 | 14.8 | 58.64 | WEEKDAY | #N/A | 1980-10-31 | 22:00 | 12 | 53.6 |  |  | 1999-10-31 | 22:00 | 16.3 | 61.34 |  |  | 2001-10-31 | 22:00 | 12.8 | 55.04 | [5 empty] | 8.8 | 47.84 |  |  |  | 2.4 | 36.32 |  |  |  |  | 4.1 | 39.38 |  |  |  |  | 6 | 42.8 | [5 empty] | 6.3 | 43.34 |  |  |  | 7.4 | 45.32 |  |  |  |  | 8.9 | 48.02 |  |  |  |  | -1.1 | 30.02
2001-10-31 | 23:00 | 15.2 | 59.36 | WEEKDAY | #N/A | 1980-10-31 | 23:00 | 12 | 53.6 |  |  | 1999-10-31 | 23:00 | 14.6 | 58.28 |  |  | 2001-10-31 | 23:00 | 11.7 | 53.06 | [5 empty] | 9.3 | 48.74 |  |  |  | 2.9 | 37.22 |  |  |  |  | 3.3 | 37.94 |  |  |  |  | 6.4 | 43.52 | [5 empty] | 5.3 | 41.54 |  |  |  | 7 | 44.6 |  |  |  |  | 7.8 | 46.04 |  |  |  |  | -1.2 | 29.84
2001-10-31 | 24:00 | 15.6 | 60.08 | WEEKDAY | #N/A | 1980-10-31 | 24:00 | 11.9 | 53.42 |  |  | 1999-10-31 | 24:00 | 12.9 | 55.22 |  |  | 2001-10-31 | 24:00 | 10.6 | 51.08 | [5 empty] | 9.8 | 49.64 |  |  |  | 3.3 | 37.94 |  |  |  |  | 2.4 | 36.32 |  |  |  |  | 6.8 | 44.24 | [5 empty] | 4.4 | 39.92 |  |  |  | 6.6 | 43.88 |  |  |  |  | 6.7 | 44.06 |  |  |  |  | -1.3 | 29.66
1994-11-01 | 1:00 | 16 | 60.8 | WEEKDAY | #N/A | 1978-11-01 | 1:00 | 11.9 | 53.42 |  |  | 1998-11-01 | 1:00 | 11.1 | 51.98 |  |  | 2000-11-01 | 1:00 | 9.4 | 48.92 | [5 empty] | 10.2 | 50.36 |  |  |  | 3.7 | 38.66 |  |  |  |  | 1.5 | 34.7 |  |  |  |  | 7.1 | 44.78 | [5 empty] | 3.4 | 38.12 |  |  |  | 6.2 | 43.16 |  |  |  |  | 5.5 | 41.9 |  |  |  |  | -1.3 | 29.66
1994-11-01 | 2:00 | 16.4 | 61.52 | WEEKDAY | #N/A | 1978-11-01 | 2:00 | 11.8 | 53.24 |  |  | 1998-11-01 | 2:00 | 9.4 | 48.92 |  |  | 2000-11-01 | 2:00 | 8.3 | 46.94 | [5 empty] | 10.7 | 51.26 |  |  |  | 4.1 | 39.38 |  |  |  |  | 0.6 | 33.08 |  |  |  |  | 7.5 | 45.5 | [5 empty] | 2.5 | 36.5 |  |  |  | 5.8 | 42.44 |  |  |  |  | 4.4 | 39.92 |  |  |  |  | -1.4 | 29.48
1994-11-01 | 3:00 | 16.8 | 62.24 | WEEKDAY | #N/A | 1978-11-01 | 3:00 | 11.8 | 53.24 |  |  | 1998-11-01 | 3:00 | 7.7 | 45.86 |  |  | 2000-11-01 | 3:00 | 7.2 | 44.96 | [5 empty] | 11.2 | 52.16 |  |  |  | 4.6 | 40.28 |  |  |  |  | -0.1 | 31.82 |  |  |  |  | 7.9 | 46.22 | [5 empty] | 1.5 | 34.7 |  |  |  | 5.4 | 41.72 |  |  |  |  | 3.3 | 37.94 |  |  |  |  | -1.5 | 29.3
1994-11-01 | 4:00 | 17.2 | 62.96 | WEEKDAY | #N/A | 1978-11-01 | 4:00 | 11.7 | 53.06 |  |  | 1998-11-01 | 4:00 | 6 | 42.8 |  |  | 2000-11-01 | 4:00 | 6.1 | 42.98 | [5 empty] | 11.7 | 53.06 |  |  |  | 5 | 41 |  |  |  |  | -1.1 | 30.02 |  |  |  |  | 8.3 | 46.94 | [5 empty] | 0.6 | 33.08 |  |  |  | 5 | 41 |  |  |  |  | 2.2 | 35.96 |  |  |  |  | -1.7 | 28.94
1994-11-01 | 5:00 | 17.8 | 64.04 | WEEKDAY | #N/A | 1978-11-01 | 5:00 | 11.1 | 51.98 |  |  | 1998-11-01 | 5:00 | 5 | 41 |  |  | 2000-11-01 | 5:00 | 6.1 | 42.98 | [5 empty] | 11.1 | 51.98 |  |  |  | 4 | 39.2 |  |  |  |  | -0.6 | 30.92 |  |  |  |  | 8.3 | 46.94 | [5 empty] | -0.6 | 30.92 |  |  |  | 5.6 | 42.08 |  |  |  |  | 2.2 | 35.96 |  |  |  |  | -2.2 | 28.04
1994-11-01 | 6:00 | 17.2 | 62.96 | WEEKDAY | #N/A | 1978-11-01 | 6:00 | 11.1 | 51.98 |  |  | 1998-11-01 | 6:00 | 5 | 41 |  |  | 2000-11-01 | 6:00 | 6.1 | 42.98 | [5 empty] | 10.6 | 51.08 |  |  |  | 4 | 39.2 |  |  |  |  | 0.6 | 33.08 |  |  |  |  | 7.8 | 46.04 | [5 empty] | -0.6 | 30.92 |  |  |  | 6.1 | 42.98 |  |  |  |  | 2.8 | 37.04 |  |  |  |  | -2.2 | 28.04
1994-11-01 | 7:00 | 17.2 | 62.96 | WEEKDAY | #N/A | 1978-11-01 | 7:00 | 10.6 | 51.08 |  |  | 1998-11-01 | 7:00 | 4 | 39.2 |  |  | 2000-11-01 | 7:00 | 6.1 | 42.98 | [5 empty] | 12.2 | 53.96 |  |  |  | 3 | 37.4 |  |  |  |  | 0.6 | 33.08 |  |  |  |  | 7.2 | 44.96 | [5 empty] | -0.6 | 30.92 |  |  |  | 5.6 | 42.08 |  |  |  |  | 3.3 | 37.94 |  |  |  |  | -3.3 | 26.06
1994-11-01 | 8:00 | 17.2 | 62.96 | WEEKDAY | #N/A | 1978-11-01 | 8:00 | 11.1 | 51.98 |  |  | 1998-11-01 | 8:00 | 7 | 44.6 |  |  | 2000-11-01 | 8:00 | 7.8 | 46.04 | [5 empty] | 13.3 | 55.94 |  |  |  | 6 | 42.8 |  |  |  |  | 1.1 | 33.98 |  |  |  |  | 7.2 | 44.96 | [5 empty] | 1.1 | 33.98 |  |  |  | 5 | 41 |  |  |  |  | 4.4 | 39.92 |  |  |  |  | -1.1 | 30.02
1994-11-01 | 9:00 | 18.3 | 64.94 | WEEKDAY | #N/A | 1978-11-01 | 9:00 | 12.2 | 53.96 |  |  | 1998-11-01 | 9:00 | 10 | 50 |  |  | 2000-11-01 | 9:00 | 8.9 | 48.02 | [5 empty] | 15.6 | 60.08 |  |  |  | 11 | 51.8 |  |  |  |  | 2.2 | 35.96 |  |  |  |  | 8.3 | 46.94 | [5 empty] | 3.9 | 39.02 |  |  |  | 6.1 | 42.98 |  |  |  |  | 5.6 | 42.08 |  |  |  |  | 3.9 | 39.02
1994-11-01 | 10:00 | 18.3 | 64.94 | WEEKDAY | #N/A | 1978-11-01 | 10:00 | 13.3 | 55.94 |  |  | 1998-11-01 | 10:00 | 10 | 50 |  |  | 2000-11-01 | 10:00 | 10.6 | 51.08 | [5 empty] | 17.8 | 64.04 |  |  |  | 14 | 57.2 |  |  |  |  | 3.9 | 39.02 |  |  |  |  | 8.3 | 46.94 | [5 empty] | 7.8 | 46.04 |  |  |  | 8.9 | 48.02 |  |  |  |  | 6.7 | 44.06 |  |  |  |  | 7.2 | 44.96
1994-11-01 | 11:00 | 17.8 | 64.04 | WEEKDAY | #N/A | 1978-11-01 | 11:00 | 14.4 | 57.92 |  |  | 1998-11-01 | 11:00 | 12 | 53.6 |  |  | 2000-11-01 | 11:00 | 11.7 | 53.06 | [5 empty] | 18.9 | 66.02 |  |  |  | 16 | 60.8 |  |  |  |  | 4.4 | 39.92 |  |  |  |  | 9.4 | 48.92 | [5 empty] | 11.1 | 51.98 |  |  |  | 10.6 | 51.08 |  |  |  |  | 7.8 | 46.04 |  |  |  |  | 8.9 | 48.02
1994-11-01 | 12:00 | 17.8 | 64.04 | WEEKDAY | #N/A | 1978-11-01 | 12:00 | 15.6 | 60.08 |  |  | 1998-11-01 | 12:00 | 13.1 | 55.58 |  |  | 2000-11-01 | 12:00 | 12.8 | 55.04 | [5 empty] | 19.4 | 66.92 |  |  |  | 18 | 64.4 |  |  |  |  | 5 | 41 |  |  |  |  | 10 | 50 | [5 empty] | 13.3 | 55.94 |  |  |  | 11.1 | 51.98 |  |  |  |  | 8.9 | 48.02 |  |  |  |  | 10 | 50
1994-11-01 | 13:00 | 17.2 | 62.96 | WEEKDAY | #N/A | 1978-11-01 | 13:00 | 16.7 | 62.06 |  |  | 1998-11-01 | 13:00 | 13.3 | 55.94 |  |  | 2000-11-01 | 13:00 | 13.3 | 55.94 | [5 empty] | 20 | 68 |  |  |  | 18 | 64.4 |  |  |  |  | 5.6 | 42.08 |  |  |  |  | 10 | 50 | [5 empty] | 13.9 | 57.02 |  |  |  | 11.7 | 53.06 |  |  |  |  | 11.7 | 53.06 |  |  |  |  | 10 | 50
1994-11-01 | 14:00 | 18.3 | 64.94 | WEEKDAY | #N/A | 1978-11-01 | 14:00 | 15.6 | 60.08 |  |  | 1998-11-01 | 14:00 | 14.4 | 57.92 |  |  | 2000-11-01 | 14:00 | 14.4 | 57.92 | [5 empty] | 20 | 68 |  |  |  | 19 | 66.2 |  |  |  |  | 5.6 | 42.08 |  |  |  |  | 10.6 | 51.08 | [5 empty] | 14.4 | 57.92 |  |  |  | 10.6 | 51.08 |  |  |  |  | 11.7 | 53.06 |  |  |  |  | 11.1 | 51.98
1994-11-01 | 15:00 | 18.3 | 64.94 | WEEKDAY | #N/A | 1978-11-01 | 15:00 | 16.1 | 60.98 |  |  | 1998-11-01 | 15:00 | 14.1 | 57.38 |  |  | 2000-11-01 | 15:00 | 13.9 | 57.02 | [5 empty] | 20 | 68 |  |  |  | 20 | 68 |  |  |  |  | 5.6 | 42.08 |  |  |  |  | 10 | 50 | [5 empty] | 14.4 | 57.92 |  |  |  | 9.4 | 48.92 |  |  |  |  | 11.7 | 53.06 |  |  |  |  | 11.1 | 51.98
1994-11-01 | 16:00 | 18.3 | 64.94 | WEEKDAY | #N/A | 1978-11-01 | 16:00 | 15 | 59 |  |  | 1998-11-01 | 16:00 | 13.7 | 56.66 |  |  | 2000-11-01 | 16:00 | 13.3 | 55.94 | [5 empty] | 18.3 | 64.94 |  |  |  | 19 | 66.2 |  |  |  |  | 5.6 | 42.08 |  |  |  |  | 9.4 | 48.92 | [5 empty] | 13.9 | 57.02 |  |  |  | 9.4 | 48.92 |  |  |  |  | 11.1 | 51.98 |  |  |  |  | 10 | 50
1994-11-01 | 17:00 | 18.9 | 66.02 | WEEKDAY | #N/A | 1978-11-01 | 17:00 | 12.8 | 55.04 |  |  | 1998-11-01 | 17:00 | 11.9 | 53.42 |  |  | 2000-11-01 | 17:00 | 12.8 | 55.04 | [5 empty] | 16.7 | 62.06 |  |  |  | 19 | 66.2 |  |  |  |  | 5 | 41 |  |  |  |  | 8.3 | 46.94 | [5 empty] | 9.4 | 48.92 |  |  |  | 9.4 | 48.92 |  |  |  |  | 10 | 50 |  |  |  |  | 7.2 | 44.96
1994-11-01 | 18:00 | 18.3 | 64.94 | WEEKDAY | #N/A | 1978-11-01 | 18:00 | 12.2 | 53.96 |  |  | 1998-11-01 | 18:00 | 11 | 51.8 |  |  | 2000-11-01 | 18:00 | 11.7 | 53.06 | [5 empty] | 15.6 | 60.08 |  |  |  | 17 | 62.6 |  |  |  |  | 4.4 | 39.92 |  |  |  |  | 7.2 | 44.96 | [5 empty] | 7.2 | 44.96 |  |  |  | 8.3 | 46.94 |  |  |  |  | 7.8 | 46.04 |  |  |  |  | 1.7 | 35.06
1994-11-01 | 19:00 | 18.3 | 64.94 | WEEKDAY | #N/A | 1978-11-01 | 19:00 | 12.2 | 53.96 |  |  | 1998-11-01 | 19:00 | 10 | 50 |  |  | 2000-11-01 | 19:00 | 11.1 | 51.98 | [5 empty] | 15.6 | 60.08 |  |  |  | 16 | 60.8 |  |  |  |  | 3.3 | 37.94 |  |  |  |  | 7.2 | 44.96 | [5 empty] | 6.7 | 44.06 |  |  |  | 6.7 | 44.06 |  |  |  |  | 7.8 | 46.04 |  |  |  |  | 0 | 32
1994-11-01 | 20:00 | 13.3 | 55.94 | WEEKDAY | #N/A | 1978-11-01 | 20:00 | 11.7 | 53.06 |  |  | 1998-11-01 | 20:00 | 10 | 50 |  |  | 2000-11-01 | 20:00 | 10.6 | 51.08 | [5 empty] | 15 | 59 |  |  |  | 16 | 60.8 |  |  |  |  | 3.3 | 37.94 |  |  |  |  | 6.7 | 44.06 | [5 empty] | 4.4 | 39.92 |  |  |  | 7.2 | 44.96 |  |  |  |  | 7.2 | 44.96 |  |  |  |  | -1.1 | 30.02
1994-11-01 | 21:00 | 13.9 | 57.02 | WEEKDAY | #N/A | 1978-11-01 | 21:00 | 11.1 | 51.98 |  |  | 1998-11-01 | 21:00 | 10 | 50 |  |  | 2000-11-01 | 21:00 | 10 | 50 | [5 empty] | 14.4 | 57.92 |  |  |  | 15 | 59 |  |  |  |  | 3.9 | 39.02 |  |  |  |  | 6.7 | 44.06 | [5 empty] | 3.9 | 39.02 |  |  |  | 4.4 | 39.92 |  |  |  |  | 7.2 | 44.96 |  |  |  |  | 3.3 | 37.94
1994-11-01 | 22:00 | 12.8 | 55.04 | WEEKDAY | #N/A | 1978-11-01 | 22:00 | 10 | 50 |  |  | 1998-11-01 | 22:00 | 10 | 50 |  |  | 2000-11-01 | 22:00 | 9.4 | 48.92 | [5 empty] | 14.4 | 57.92 |  |  |  | 15 | 59 |  |  |  |  | 3.9 | 39.02 |  |  |  |  | 5.6 | 42.08 | [5 empty] | 2.8 | 37.04 |  |  |  | 4.4 | 39.92 |  |  |  |  | 6.7 | 44.06 |  |  |  |  | 2.8 | 37.04
1994-11-01 | 23:00 | 12.2 | 53.96 | WEEKDAY | #N/A | 1978-11-01 | 23:00 | 10.6 | 51.08 |  |  | 1998-11-01 | 23:00 | 9 | 48.2 |  |  | 2000-11-01 | 23:00 | 9.4 | 48.92 | [5 empty] | 15 | 59 |  |  |  | 12 | 53.6 |  |  |  |  | 3.3 | 37.94 |  |  |  |  | 5 | 41 | [5 empty] | 2.2 | 35.96 |  |  |  | 3.9 | 39.02 |  |  |  |  | 6.1 | 42.98 |  |  |  |  | 1.1 | 33.98
1994-11-01 | 24:00 | 11.7 | 53.06 | WEEKDAY | #N/A | 1978-11-01 | 24:00 | 10 | 50 |  |  | 1998-11-01 | 24:00 | 9 | 48.2 |  |  | 2000-11-01 | 24:00 | 9.4 | 48.92 | [5 empty] | 13.9 | 57.02 |  |  |  | 10 | 50 |  |  |  |  | 3.3 | 37.94 |  |  |  |  | 3.3 | 37.94 | [5 empty] | 1.1 | 33.98 |  |  |  | 2.8 | 37.04 |  |  |  |  | 5.6 | 42.08 |  |  |  |  | 1.1 | 33.98
1994-11-02 | 1:00 | 10.6 | 51.08 | WEEKDAY | #N/A | 1978-11-02 | 1:00 | 10 | 50 |  |  | 1998-11-02 | 1:00 | 8 | 46.4 |  |  | 2000-11-02 | 1:00 | 8.9 | 48.02 | [5 empty] | 13.9 | 57.02 |  |  |  | 10 | 50 |  |  |  |  | 3.3 | 37.94 |  |  |  |  | 2.2 | 35.96 | [5 empty] | 0 | 32 |  |  |  | 3.3 | 37.94 |  |  |  |  | 5.6 | 42.08 |  |  |  |  | -1.1 | 30.02
1994-11-02 | 2:00 | 9.4 | 48.92 | WEEKDAY | #N/A | 1978-11-02 | 2:00 | 8.3 | 46.94 |  |  | 1998-11-02 | 2:00 | 8 | 46.4 |  |  | 2000-11-02 | 2:00 | 8.3 | 46.94 | [5 empty] | 13.3 | 55.94 |  |  |  | 10 | 50 |  |  |  |  | 3.3 | 37.94 |  |  |  |  | 1.1 | 33.98 | [5 empty] | -0.6 | 30.92 |  |  |  | 2.8 | 37.04 |  |  |  |  | 5.6 | 42.08 |  |  |  |  | -1.7 | 28.94
1994-11-02 | 3:00 | 8.9 | 48.02 | WEEKDAY | #N/A | 1978-11-02 | 3:00 | 7.8 | 46.04 |  |  | 1998-11-02 | 3:00 | 8 | 46.4 |  |  | 2000-11-02 | 3:00 | 7.8 | 46.04 | [5 empty] | 15.6 | 60.08 |  |  |  | 8 | 46.4 |  |  |  |  | 3.3 | 37.94 |  |  |  |  | 1.7 | 35.06 | [5 empty] | -1.1 | 30.02 |  |  |  | 2.8 | 37.04 |  |  |  |  | 5.6 | 42.08 |  |  |  |  | -1.7 | 28.94
1994-11-02 | 4:00 | 9.4 | 48.92 | WEEKDAY | #N/A | 1978-11-02 | 4:00 | 7.8 | 46.04 |  |  | 1998-11-02 | 4:00 | 6 | 42.8 |  |  | 2000-11-02 | 4:00 | 7.2 | 44.96 | [5 empty] | 15 | 59 |  |  |  | 8 | 46.4 |  |  |  |  | 2.2 | 35.96 |  |  |  |  | 2.2 | 35.96 | [5 empty] | -1.1 | 30.02 |  |  |  | 3.9 | 39.02 |  |  |  |  | 5.6 | 42.08 |  |  |  |  | -1.1 | 30.02
1994-11-02 | 5:00 | 8.9 | 48.02 | WEEKDAY | #N/A | 1978-11-02 | 5:00 | 7.2 | 44.96 |  |  | 1998-11-02 | 5:00 | 6.4 | 43.52 |  |  | 2000-11-02 | 5:00 | 6.7 | 44.06 | [5 empty] | 14.4 | 57.92 |  |  |  | 8 | 46.4 |  |  |  |  | 2.2 | 35.96 |  |  |  |  | 3.3 | 37.94 | [5 empty] | -1.1 | 30.02 |  |  |  | 4.4 | 39.92 |  |  |  |  | 5 | 41 |  |  |  |  | -1.1 | 30.02
1994-11-02 | 6:00 | 8.3 | 46.94 | WEEKDAY | #N/A | 1978-11-02 | 6:00 | 7.8 | 46.04 |  |  | 1998-11-02 | 6:00 | 7 | 44.6 |  |  | 2000-11-02 | 6:00 | 6.7 | 44.06 | [5 empty] | 13.9 | 57.02 |  |  |  | 7 | 44.6 |  |  |  |  | 2.2 | 35.96 |  |  |  |  | 3.9 | 39.02 | [5 empty] | -2.2 | 28.04 |  |  |  | 4.4 | 39.92 |  |  |  |  | 5 | 41 |  |  |  |  | -1.1 | 30.02
1994-11-02 | 7:00 | 8.3 | 46.94 | WEEKDAY | #N/A | 1978-11-02 | 7:00 | 7.2 | 44.96 |  |  | 1998-11-02 | 7:00 | 7 | 44.6 |  |  | 2000-11-02 | 7:00 | 7.2 | 44.96 | [5 empty] | 13.9 | 57.02 |  |  |  | 7 | 44.6 |  |  |  |  | 2.2 | 35.96 |  |  |  |  | 4.4 | 39.92 | [5 empty] | -1.7 | 28.94 |  |  |  | 4.4 | 39.92 |  |  |  |  | 5 | 41 |  |  |  |  | -1.7 | 28.94
1994-11-02 | 8:00 | 9.4 | 48.92 | WEEKDAY | #N/A | 1978-11-02 | 8:00 | 9.4 | 48.92 |  |  | 1998-11-02 | 8:00 | 8 | 46.4 |  |  | 2000-11-02 | 8:00 | 9.4 | 48.92 | [5 empty] | 14.4 | 57.92 |  |  |  | 10 | 50 |  |  |  |  | 1.1 | 33.98 |  |  |  |  | 5.6 | 42.08 | [5 empty] | 0 | 32 |  |  |  | 4.4 | 39.92 |  |  |  |  | 3.9 | 39.02 |  |  |  |  | -0.6 | 30.92
1994-11-02 | 9:00 | 10.6 | 51.08 | WEEKDAY | #N/A | 1978-11-02 | 9:00 | 12.2 | 53.96 |  |  | 1998-11-02 | 9:00 | 10 | 50 |  |  | 2000-11-02 | 9:00 | 11.1 | 51.98 | [5 empty] | 16.1 | 60.98 |  |  |  | 15 | 59 |  |  |  |  | 0.6 | 33.08 |  |  |  |  | 6.1 | 42.98 | [5 empty] | 2.8 | 37.04 |  |  |  | 4.4 | 39.92 |  |  |  |  | 3.9 | 39.02 |  |  |  |  | 1.1 | 33.98
1994-11-02 | 10:00 | 10.6 | 51.08 | WEEKDAY | #N/A | 1978-11-02 | 10:00 | 13.9 | 57.02 |  |  | 1998-11-02 | 10:00 | 10 | 50 |  |  | 2000-11-02 | 10:00 | 12.2 | 53.96 | [5 empty] | 16.1 | 60.98 |  |  |  | 18 | 64.4 |  |  |  |  | 1.1 | 33.98 |  |  |  |  | 6.7 | 44.06 | [5 empty] | 6.7 | 44.06 |  |  |  | 4.4 | 39.92 |  |  |  |  | 3.9 | 39.02 |  |  |  |  | 3.3 | 37.94
1994-11-02 | 11:00 | 10 | 50 | WEEKDAY | #N/A | 1978-11-02 | 11:00 | 15.6 | 60.08 |  |  | 1998-11-02 | 11:00 | 11 | 51.8 |  |  | 2000-11-02 | 11:00 | 13.9 | 57.02 | [5 empty] | 17.8 | 64.04 |  |  |  | 18 | 64.4 |  |  |  |  | 1.7 | 35.06 |  |  |  |  | 8.3 | 46.94 | [5 empty] | 10 | 50 |  |  |  | 5 | 41 |  |  |  |  | 3.3 | 37.94 |  |  |  |  | 5 | 41
1994-11-02 | 12:00 | 10.6 | 51.08 | WEEKDAY | #N/A | 1978-11-02 | 12:00 | 16.1 | 60.98 |  |  | 1998-11-02 | 12:00 | 11 | 51.8 |  |  | 2000-11-02 | 12:00 | 15 | 59 | [5 empty] | 18.3 | 64.94 |  |  |  | 22 | 71.6 |  |  |  |  | 1.7 | 35.06 |  |  |  |  | 8.9 | 48.02 | [5 empty] | 13.3 | 55.94 |  |  |  | 5 | 41 |  |  |  |  | 3.9 | 39.02 |  |  |  |  | 6.7 | 44.06
1994-11-02 | 13:00 | 12.2 | 53.96 | WEEKDAY | #N/A | 1978-11-02 | 13:00 | 17.2 | 62.96 |  |  | 1998-11-02 | 13:00 | 11 | 51.8 |  |  | 2000-11-02 | 13:00 | 15.6 | 60.08 | [5 empty] | 18.9 | 66.02 |  |  |  | 23 | 73.4 |  |  |  |  | 2.8 | 37.04 |  |  |  |  | 8.9 | 48.02 | [5 empty] | 14.4 | 57.92 |  |  |  | 7.2 | 44.96 |  |  |  |  | 5 | 41 |  |  |  |  | 7.2 | 44.96
1994-11-02 | 14:00 | 12.8 | 55.04 | WEEKDAY | #N/A | 1978-11-02 | 14:00 | 17.8 | 64.04 |  |  | 1998-11-02 | 14:00 | 12 | 53.6 |  |  | 2000-11-02 | 14:00 | 16.1 | 60.98 | [5 empty] | 18.3 | 64.94 |  |  |  | 23 | 73.4 |  |  |  |  | 1.7 | 35.06 |  |  |  |  | 10 | 50 | [5 empty] | 15 | 59 |  |  |  | 6.7 | 44.06 |  |  |  |  | 5.6 | 42.08 |  |  |  |  | 7.8 | 46.04
1994-11-02 | 15:00 | 13.9 | 57.02 | WEEKDAY | #N/A | 1978-11-02 | 15:00 | 17.8 | 64.04 |  |  | 1998-11-02 | 15:00 | 12 | 53.6 |  |  | 2000-11-02 | 15:00 | 16.7 | 62.06 | [5 empty] | 17.8 | 64.04 |  |  |  | 23 | 73.4 |  |  |  |  | 1.1 | 33.98 |  |  |  |  | 11.7 | 53.06 | [5 empty] | 15 | 59 |  |  |  | 5.6 | 42.08 |  |  |  |  | 5.6 | 42.08 |  |  |  |  | 7.8 | 46.04
1994-11-02 | 16:00 | 14.4 | 57.92 | WEEKDAY | #N/A | 1978-11-02 | 16:00 | 17.2 | 62.96 |  |  | 1998-11-02 | 16:00 | 11 | 51.8 |  |  | 2000-11-02 | 16:00 | 16.1 | 60.98 | [5 empty] | 17.2 | 62.96 |  |  |  | 22 | 71.6 |  |  |  |  | 2.8 | 37.04 |  |  |  |  | 12.2 | 53.96 | [5 empty] | 14.4 | 57.92 |  |  |  | 5.6 | 42.08 |  |  |  |  | 5.6 | 42.08 |  |  |  |  | 6.7 | 44.06
1994-11-02 | 17:00 | 13.9 | 57.02 | WEEKDAY | #N/A | 1978-11-02 | 17:00 | 16.1 | 60.98 |  |  | 1998-11-02 | 17:00 | 9 | 48.2 |  |  | 2000-11-02 | 17:00 | 14.4 | 57.92 | [5 empty] | 16.7 | 62.06 |  |  |  | 22 | 71.6 |  |  |  |  | 2.8 | 37.04 |  |  |  |  | 12.2 | 53.96 | [5 empty] | 12.8 | 55.04 |  |  |  | 5 | 41 |  |  |  |  | 5 | 41 |  |  |  |  | 3.3 | 37.94
1994-11-02 | 18:00 | 13.9 | 57.02 | WEEKDAY | #N/A | 1978-11-02 | 18:00 | 15.6 | 60.08 |  |  | 1998-11-02 | 18:00 | 8 | 46.4 |  |  | 2000-11-02 | 18:00 | 13.9 | 57.02 | [5 empty] | 15.6 | 60.08 |  |  |  | 21 | 69.8 |  |  |  |  | 2.8 | 37.04 |  |  |  |  | 12.2 | 53.96 | [5 empty] | 10 | 50 |  |  |  | 4.4 | 39.92 |  |  |  |  | 4.4 | 39.92 |  |  |  |  | 2.2 | 35.96
1994-11-02 | 19:00 | 13.3 | 55.94 | WEEKDAY | #N/A | 1978-11-02 | 19:00 | 15 | 59 |  |  | 1998-11-02 | 19:00 | 8 | 46.4 |  |  | 2000-11-02 | 19:00 | 13.3 | 55.94 | [5 empty] | 15 | 59 |  |  |  | 19 | 66.2 |  |  |  |  | 2.8 | 37.04 |  |  |  |  | 11.7 | 53.06 | [5 empty] | 9.4 | 48.92 |  |  |  | 4.4 | 39.92 |  |  |  |  | 4.4 | 39.92 |  |  |  |  | 1.7 | 35.06
1994-11-02 | 20:00 | 12.8 | 55.04 | WEEKDAY | #N/A | 1978-11-02 | 20:00 | 14.4 | 57.92 |  |  | 1998-11-02 | 20:00 | 7 | 44.6 |  |  | 2000-11-02 | 20:00 | 12.8 | 55.04 | [5 empty] | 15 | 59 |  |  |  | 20 | 68 |  |  |  |  | 2.2 | 35.96 |  |  |  |  | 11.7 | 53.06 | [5 empty] | 7.2 | 44.96 |  |  |  | 3.9 | 39.02 |  |  |  |  | 3.9 | 39.02 |  |  |  |  | 2.8 | 37.04
1994-11-02 | 21:00 | 12.2 | 53.96 | WEEKDAY | #N/A | 1978-11-02 | 21:00 | 13.9 | 57.02 |  |  | 1998-11-02 | 21:00 | 7 | 44.6 |  |  | 2000-11-02 | 21:00 | 12.8 | 55.04 | [5 empty] | 14.4 | 57.92 |  |  |  | 20 | 68 |  |  |  |  | 2.2 | 35.96 |  |  |  |  | 11.7 | 53.06 | [5 empty] | 8.9 | 48.02 |  |  |  | 3.9 | 39.02 |  |  |  |  | 3.3 | 37.94 |  |  |  |  | 3.3 | 37.94
1994-11-02 | 22:00 | 12.2 | 53.96 | WEEKDAY | #N/A | 1978-11-02 | 22:00 | 12.8 | 55.04 |  |  | 1998-11-02 | 22:00 | 6 | 42.8 |  |  | 2000-11-02 | 22:00 | 11.7 | 53.06 | [5 empty] | 14.4 | 57.92 |  |  |  | 21 | 69.8 |  |  |  |  | 2.2 | 35.96 |  |  |  |  | 11.7 | 53.06 | [5 empty] | 7.8 | 46.04 |  |  |  | 3.3 | 37.94 |  |  |  |  | 3.3 | 37.94 |  |  |  |  | 3.3 | 37.94
1994-11-02 | 23:00 | 11.1 | 51.98 | WEEKDAY | #N/A | 1978-11-02 | 23:00 | 13.3 | 55.94 |  |  | 1998-11-02 | 23:00 | 6 | 42.8 |  |  | 2000-11-02 | 23:00 | 11.1 | 51.98 | [5 empty] | 14.4 | 57.92 |  |  |  | 21 | 69.8 |  |  |  |  | 1.7 | 35.06 |  |  |  |  | 11.1 | 51.98 | [5 empty] | 8.9 | 48.02 |  |  |  | 3.3 | 37.94 |  |  |  |  | 3.3 | 37.94 |  |  |  |  | 2.8 | 37.04
1994-11-02 | 24:00 | 11.1 | 51.98 | WEEKDAY | #N/A | 1978-11-02 | 24:00 | 12.8 | 55.04 |  |  | 1998-11-02 | 24:00 | 6 | 42.8 |  |  | 2000-11-02 | 24:00 | 12.2 | 53.96 | [5 empty] | 14.4 | 57.92 |  |  |  | 21 | 69.8 |  |  |  |  | 1.7 | 35.06 |  |  |  |  | 10.6 | 51.08 | [5 empty] | 9.4 | 48.92 |  |  |  | 2.8 | 37.04 |  |  |  |  | 3.9 | 39.02 |  |  |  |  | 3.3 | 37.94
1994-11-03 | 1:00 | 10.6 | 51.08 | WEEKDAY | #N/A | 1978-11-03 | 1:00 | 11.7 | 53.06 |  |  | 1998-11-03 | 1:00 | 5 | 41 |  |  | 2000-11-03 | 1:00 | 11.1 | 51.98 | [5 empty] | 13.9 | 57.02 |  |  |  | 20 | 68 |  |  |  |  | 1.7 | 35.06 |  |  |  |  | 10 | 50 | [5 empty] | 8.9 | 48.02 |  |  |  | 2.2 | 35.96 |  |  |  |  | 3.3 | 37.94 |  |  |  |  | 3.9 | 39.02
1994-11-03 | 2:00 | 10 | 50 | WEEKDAY | #N/A | 1978-11-03 | 2:00 | 11.1 | 51.98 |  |  | 1998-11-03 | 2:00 | 5 | 41 |  |  | 2000-11-03 | 2:00 | 10.6 | 51.08 | [5 empty] | 13.3 | 55.94 |  |  |  | 20 | 68 |  |  |  |  | 1.1 | 33.98 |  |  |  |  | 11 | 51.8 | [5 empty] | 9.4 | 48.92 |  |  |  | 1.7 | 35.06 |  |  |  |  | 3.3 | 37.94 |  |  |  |  | 4.4 | 39.92
1994-11-03 | 3:00 | 9.4 | 48.92 | WEEKDAY | #N/A | 1978-11-03 | 3:00 | 10.6 | 51.08 |  |  | 1998-11-03 | 3:00 | 5 | 41 |  |  | 2000-11-03 | 3:00 | 9.4 | 48.92 | [5 empty] | 13.9 | 57.02 |  |  |  | 19 | 66.2 |  |  |  |  | 1.1 | 33.98 |  |  |  |  | 9.4 | 48.92 | [5 empty] | 10.6 | 51.08 |  |  |  | 1.1 | 33.98 |  |  |  |  | 2.2 | 35.96 |  |  |  |  | 5 | 41
1994-11-03 | 4:00 | 9.4 | 48.92 | WEEKDAY | #N/A | 1978-11-03 | 4:00 | 10.6 | 51.08 |  |  | 1998-11-03 | 4:00 | 4 | 39.2 |  |  | 2000-11-03 | 4:00 | 8.9 | 48.02 | [5 empty] | 13.3 | 55.94 |  |  |  | 18 | 64.4 |  |  |  |  | 0.6 | 33.08 |  |  |  |  | 8.3 | 46.94 | [5 empty] | 11.1 | 51.98 |  |  |  | 1.1 | 33.98 |  |  |  |  | 1.1 | 33.98 |  |  |  |  | 5 | 41
1994-11-03 | 5:00 | 8.3 | 46.94 | WEEKDAY | #N/A | 1978-11-03 | 5:00 | 10.6 | 51.08 |  |  | 1998-11-03 | 5:00 | 4 | 39.2 |  |  | 2000-11-03 | 5:00 | 9.4 | 48.92 | [5 empty] | 14.4 | 57.92 |  |  |  | 17 | 62.6 |  |  |  |  | 0.6 | 33.08 |  |  |  |  | 7.2 | 44.96 | [5 empty] | 13.3 | 55.94 |  |  |  | 1.1 | 33.98 |  |  |  |  | 1.1 | 33.98 |  |  |  |  | 5.6 | 42.08
1994-11-03 | 6:00 | 8.3 | 46.94 | WEEKDAY | #N/A | 1978-11-03 | 6:00 | 10 | 50 |  |  | 1998-11-03 | 6:00 | 4 | 39.2 |  |  | 2000-11-03 | 6:00 | 8.3 | 46.94 | [5 empty] | 14.4 | 57.92 |  |  |  | 16 | 60.8 |  |  |  |  | 0.6 | 33.08 |  |  |  |  | 6.7 | 44.06 | [5 empty] | 13.9 | 57.02 |  |  |  | 1.7 | 35.06 |  |  |  |  | 0 | 32 |  |  |  |  | 5.6 | 42.08
1994-11-03 | 7:00 | 8.3 | 46.94 | WEEKDAY | #N/A | 1978-11-03 | 7:00 | 9.4 | 48.92 |  |  | 1998-11-03 | 7:00 | 4 | 39.2 |  |  | 2000-11-03 | 7:00 | 8.9 | 48.02 | [5 empty] | 14.4 | 57.92 |  |  |  | 16 | 60.8 |  |  |  |  | 0.6 | 33.08 |  |  |  |  | 5.6 | 42.08 | [5 empty] | 13.9 | 57.02 |  |  |  | 1.7 | 35.06 |  |  |  |  | 0 | 32 |  |  |  |  | 11.1 | 51.98
1994-11-03 | 8:00 | 9.4 | 48.92 | WEEKDAY | #N/A | 1978-11-03 | 8:00 | 11.1 | 51.98 |  |  | 1998-11-03 | 8:00 | 6 | 42.8 |  |  | 2000-11-03 | 8:00 | 11.1 | 51.98 | [5 empty] | 15.6 | 60.08 |  |  |  | 16 | 60.8 |  |  |  |  | 0.6 | 33.08 |  |  |  |  | 5.6 | 42.08 | [5 empty] | 11.1 | 51.98 |  |  |  | 2.8 | 37.04 |  |  |  |  | 1.7 | 35.06 |  |  |  |  | 12.8 | 55.04
1994-11-03 | 9:00 | 10.6 | 51.08 | WEEKDAY | #N/A | 1978-11-03 | 9:00 | 13.3 | 55.94 |  |  | 1998-11-03 | 9:00 | 7 | 44.6 |  |  | 2000-11-03 | 9:00 | 12.8 | 55.04 | [5 empty] | 17.8 | 64.04 |  |  |  | 16 | 60.8 |  |  |  |  | 1.1 | 33.98 |  |  |  |  | 5.6 | 42.08 | [5 empty] | 12.8 | 55.04 |  |  |  | 3.9 | 39.02 |  |  |  |  | 3.9 | 39.02 |  |  |  |  | 13.3 | 55.94
1994-11-03 | 10:00 | 12.2 | 53.96 | WEEKDAY | #N/A | 1978-11-03 | 10:00 | 15 | 59 |  |  | 1998-11-03 | 10:00 | 8 | 46.4 |  |  | 2000-11-03 | 10:00 | 13.3 | 55.94 | [5 empty] | 20 | 68 |  |  |  | 17 | 62.6 |  |  |  |  | 3.3 | 37.94 |  |  |  |  | 7.8 | 46.04 | [5 empty] | 12.2 | 53.96 |  |  |  | 5.6 | 42.08 |  |  |  |  | 5 | 41 |  |  |  |  | 12.2 | 53.96
1994-11-03 | 11:00 | 15 | 59 | WEEKDAY | #N/A | 1978-11-03 | 11:00 | 16.1 | 60.98 |  |  | 1998-11-03 | 11:00 | 8.7 | 47.66 |  |  | 2000-11-03 | 11:00 | 15 | 59 | [5 empty] | 22.2 | 71.96 |  |  |  | 19 | 66.2 |  |  |  |  | 4.4 | 39.92 |  |  |  |  | 8.3 | 46.94 | [5 empty] | 13.3 | 55.94 |  |  |  | 6.7 | 44.06 |  |  |  |  | 6.7 | 44.06 |  |  |  |  | 11.7 | 53.06
1994-11-03 | 12:00 | 16.7 | 62.06 | WEEKDAY | #N/A | 1978-11-03 | 12:00 | 16.7 | 62.06 |  |  | 1998-11-03 | 12:00 | 9 | 48.2 |  |  | 2000-11-03 | 12:00 | 16.1 | 60.98 | [5 empty] | 22.2 | 71.96 |  |  |  | 19 | 66.2 |  |  |  |  | 6.1 | 42.98 |  |  |  |  | 8.9 | 48.02 | [5 empty] | 15 | 59 |  |  |  | 7.8 | 46.04 |  |  |  |  | 7.8 | 46.04 |  |  |  |  | 12.2 | 53.96
1994-11-03 | 13:00 | 17.8 | 64.04 | WEEKDAY | #N/A | 1978-11-03 | 13:00 | 16.7 | 62.06 |  |  | 1998-11-03 | 13:00 | 9 | 48.2 |  |  | 2000-11-03 | 13:00 | 17.2 | 62.96 | [5 empty] | 22.8 | 73.04 |  |  |  | 19 | 66.2 |  |  |  |  | 7.8 | 46.04 |  |  |  |  | 9.4 | 48.92 | [5 empty] | 16.1 | 60.98 |  |  |  | 8.9 | 48.02 |  |  |  |  | 9.4 | 48.92 |  |  |  |  | 12.2 | 53.96
1994-11-03 | 14:00 | 20 | 68 | WEEKDAY | #N/A | 1978-11-03 | 14:00 | 17.8 | 64.04 |  |  | 1998-11-03 | 14:00 | 10 | 50 |  |  | 2000-11-03 | 14:00 | 17.8 | 64.04 | [5 empty] | 21.1 | 69.98 |  |  |  | 20 | 68 |  |  |  |  | 8.9 | 48.02 |  |  |  |  | 9.4 | 48.92 | [5 empty] | 15 | 59 |  |  |  | 9.4 | 48.92 |  |  |  |  | 10 | 50 |  |  |  |  | 12.2 | 53.96
1994-11-03 | 15:00 | 20.6 | 69.08 | WEEKDAY | #N/A | 1978-11-03 | 15:00 | 17.2 | 62.96 |  |  | 1998-11-03 | 15:00 | 9 | 48.2 |  |  | 2000-11-03 | 15:00 | 17.2 | 62.96 | [5 empty] | 20.6 | 69.08 |  |  |  | 21 | 69.8 |  |  |  |  | 8.9 | 48.02 |  |  |  |  | 8.3 | 46.94 | [5 empty] | 15 | 59 |  |  |  | 10 | 50 |  |  |  |  | 10.6 | 51.08 |  |  |  |  | 13.9 | 57.02
1994-11-03 | 16:00 | 20 | 68 | WEEKDAY | #N/A | 1978-11-03 | 16:00 | 16.1 | 60.98 |  |  | 1998-11-03 | 16:00 | 9 | 48.2 |  |  | 2000-11-03 | 16:00 | 15 | 59 | [5 empty] | 19.4 | 66.92 |  |  |  | 19 | 66.2 |  |  |  |  | 8.9 | 48.02 |  |  |  |  | 7.8 | 46.04 | [5 empty] | 15.6 | 60.08 |  |  |  | 8.9 | 48.02 |  |  |  |  | 10 | 50 |  |  |  |  | 12.8 | 55.04
1994-11-03 | 17:00 | 15.6 | 60.08 | WEEKDAY | #N/A | 1978-11-03 | 17:00 | 13.9 | 57.02 |  |  | 1998-11-03 | 17:00 | 8 | 46.4 |  |  | 2000-11-03 | 17:00 | 12.8 | 55.04 | [5 empty] | 17.8 | 64.04 |  |  |  | 17 | 62.6 |  |  |  |  | 7.2 | 44.96 |  |  |  |  | 5.6 | 42.08 | [5 empty] | 15.6 | 60.08 |  |  |  | 8.3 | 46.94 |  |  |  |  | 8.3 | 46.94 |  |  |  |  | 14.4 | 57.92
1994-11-03 | 18:00 | 14.4 | 57.92 | WEEKDAY | #N/A | 1978-11-03 | 18:00 | 12.8 | 55.04 |  |  | 1998-11-03 | 18:00 | 7 | 44.6 |  |  | 2000-11-03 | 18:00 | 11.7 | 53.06 | [5 empty] | 16.7 | 62.06 |  |  |  | 15 | 59 |  |  |  |  | 7.2 | 44.96 |  |  |  |  | 5.6 | 42.08 | [5 empty] | 15 | 59 |  |  |  | 6.1 | 42.98 |  |  |  |  | 5.6 | 42.08 |  |  |  |  | 12.8 | 55.04
1994-11-03 | 19:00 | 15 | 59 | WEEKDAY | #N/A | 1978-11-03 | 19:00 | 13.3 | 55.94 |  |  | 1998-11-03 | 19:00 | 6 | 42.8 |  |  | 2000-11-03 | 19:00 | 13.3 | 55.94 | [5 empty] | 16.7 | 62.06 |  |  |  | 12 | 53.6 |  |  |  |  | 6.1 | 42.98 |  |  |  |  | 3.9 | 39.02 | [5 empty] | 13.9 | 57.02 |  |  |  | 5 | 41 |  |  |  |  | 3.9 | 39.02 |  |  |  |  | 12.8 | 55.04
1994-11-03 | 20:00 | 17.2 | 62.96 | WEEKDAY | #N/A | 1978-11-03 | 20:00 | 12.8 | 55.04 |  |  | 1998-11-03 | 20:00 | 5 | 41 |  |  | 2000-11-03 | 20:00 | 12.8 | 55.04 | [5 empty] | 16.7 | 62.06 |  |  |  | 11 | 51.8 |  |  |  |  | 5 | 41 |  |  |  |  | 2.8 | 37.04 | [5 empty] | 13.9 | 57.02 |  |  |  | 5.6 | 42.08 |  |  |  |  | 4.4 | 39.92 |  |  |  |  | 12.8 | 55.04
1994-11-03 | 21:00 | 17.2 | 62.96 | WEEKDAY | #N/A | 1978-11-03 | 21:00 | 11.7 | 53.06 |  |  | 1998-11-03 | 21:00 | 5 | 41 |  |  | 2000-11-03 | 21:00 | 12.8 | 55.04 | [5 empty] | 16.1 | 60.98 |  |  |  | 7 | 44.6 |  |  |  |  | 5 | 41 |  |  |  |  | 2.2 | 35.96 | [5 empty] | 13.9 | 57.02 |  |  |  | 5.6 | 42.08 |  |  |  |  | 1.7 | 35.06 |  |  |  |  | 12.8 | 55.04
1994-11-03 | 22:00 | 17.2 | 62.96 | WEEKDAY | #N/A | 1978-11-03 | 22:00 | 11.7 | 53.06 |  |  | 1998-11-03 | 22:00 | 3 | 37.4 |  |  | 2000-11-03 | 22:00 | 12.8 | 55.04 | [5 empty] | 16.7 | 62.06 |  |  |  | 6 | 42.8 |  |  |  |  | 4.4 | 39.92 |  |  |  |  | 1.7 | 35.06 | [5 empty] | 12.2 | 53.96 |  |  |  | 6.1 | 42.98 |  |  |  |  | 3.3 | 37.94 |  |  |  |  | 13.3 | 55.94
1994-11-03 | 23:00 | 16.7 | 62.06 | WEEKDAY | #N/A | 1978-11-03 | 23:00 | 10.6 | 51.08 |  |  | 1998-11-03 | 23:00 | 2 | 35.6 |  |  | 2000-11-03 | 23:00 | 12.8 | 55.04 | [5 empty] | 16.1 | 60.98 |  |  |  | 6 | 42.8 |  |  |  |  | 4.4 | 39.92 |  |  |  |  | 1.1 | 33.98 | [5 empty] | 10 | 50 |  |  |  | 6.1 | 42.98 |  |  |  |  | 1.7 | 35.06 |  |  |  |  | 12.8 | 55.04
1994-11-03 | 24:00 | 16.7 | 62.06 | WEEKDAY | #N/A | 1978-11-03 | 24:00 | 10.6 | 51.08 |  |  | 1998-11-03 | 24:00 | 1 | 33.8 |  |  | 2000-11-03 | 24:00 | 13.3 | 55.94 | [5 empty] | 15.6 | 60.08 |  |  |  | 6 | 42.8 |  |  |  |  | 3.9 | 39.02 |  |  |  |  | -0.6 | 30.92 | [5 empty] | 13.9 | 57.02 |  |  |  | 7.2 | 44.96 |  |  |  |  | 1.1 | 33.98 |  |  |  |  | 12.8 | 55.04
1994-11-04 | 1:00 | 16.1 | 60.98 | WEEKDAY | #N/A | 1978-11-04 | 1:00 | 10 | 50 |  |  | 1998-11-04 | 1:00 | 1 | 33.8 |  |  | 2000-11-04 | 1:00 | 12.8 | 55.04 | [5 empty] | 15.6 | 60.08 |  |  |  | 4 | 39.2 |  |  |  |  | 2.2 | 35.96 |  |  |  |  | -1.7 | 28.94 | [5 empty] | 12.2 | 53.96 |  |  |  | 7.8 | 46.04 |  |  |  |  | 1.7 | 35.06 |  |  |  |  | 10.6 | 51.08
1994-11-04 | 2:00 | 16.1 | 60.98 | WEEKDAY | #N/A | 1978-11-04 | 2:00 | 10 | 50 |  |  | 1998-11-04 | 2:00 | 1.4 | 34.52 |  |  | 2000-11-04 | 2:00 | 11.7 | 53.06 | [5 empty] | 15.6 | 60.08 |  |  |  | 3 | 37.4 |  |  |  |  | 2.2 | 35.96 |  |  |  |  | -2.2 | 28.04 | [5 empty] | 13.9 | 57.02 |  |  |  | 8.9 | 48.02 |  |  |  |  | 2.8 | 37.04 |  |  |  |  | 12.8 | 55.04
1994-11-04 | 3:00 | 15.6 | 60.08 | WEEKDAY | #N/A | 1978-11-04 | 3:00 | 10 | 50 |  |  | 1998-11-04 | 3:00 | 1.8 | 35.24 |  |  | 2000-11-04 | 3:00 | 10 | 50 | [5 empty] | 15 | 59 |  |  |  | 3 | 37.4 |  |  |  |  | 2.8 | 37.04 |  |  |  |  | -2.2 | 28.04 | [5 empty] | 14.4 | 57.92 |  |  |  | 8.9 | 48.02 |  |  |  |  | 4.4 | 39.92 |  |  |  |  | 14.4 | 57.92
1994-11-04 | 4:00 | 15 | 59 | WEEKDAY | #N/A | 1978-11-04 | 4:00 | 10 | 50 |  |  | 1998-11-04 | 4:00 | 2 | 35.6 |  |  | 2000-11-04 | 4:00 | 10.6 | 51.08 | [5 empty] | 15 | 59 |  |  |  | 2 | 35.6 |  |  |  |  | 2.2 | 35.96 |  |  |  |  | -1.7 | 28.94 | [5 empty] | 14.4 | 57.92 |  |  |  | 10 | 50 |  |  |  |  | 6.1 | 42.98 |  |  |  |  | 14.4 | 57.92
1994-11-04 | 5:00 | 14.4 | 57.92 | WEEKDAY | #N/A | 1978-11-04 | 5:00 | 10 | 50 |  |  | 1998-11-04 | 5:00 | 3 | 37.4 |  |  | 2000-11-04 | 5:00 | 10.6 | 51.08 | [5 empty] | 13.9 | 57.02 |  |  |  | 2 | 35.6 |  |  |  |  | 3.3 | 37.94 |  |  |  |  | -3.3 | 26.06 | [5 empty] | 15 | 59 |  |  |  | 10 | 50 |  |  |  |  | 7.8 | 46.04 |  |  |  |  | 15 | 59
1994-11-04 | 6:00 | 14.4 | 57.92 | WEEKDAY | #N/A | 1978-11-04 | 6:00 | 10 | 50 |  |  | 1998-11-04 | 6:00 | 2 | 35.6 |  |  | 2000-11-04 | 6:00 | 10 | 50 | [5 empty] | 12.2 | 53.96 |  |  |  | 1 | 33.8 |  |  |  |  | 3.9 | 39.02 |  |  |  |  | -2.8 | 26.96 | [5 empty] | 16.1 | 60.98 |  |  |  | 11.1 | 51.98 |  |  |  |  | 8.9 | 48.02 |  |  |  |  | 15.6 | 60.08
1994-11-04 | 7:00 | 15.6 | 60.08 | WEEKDAY | #N/A | 1978-11-04 | 7:00 | 10 | 50 |  |  | 1998-11-04 | 7:00 | 3 | 37.4 |  |  | 2000-11-04 | 7:00 | 9.4 | 48.92 | [5 empty] | 13.9 | 57.02 |  |  |  | 0 | 32 |  |  |  |  | 5.6 | 42.08 |  |  |  |  | -3.3 | 26.06 | [5 empty] | 15.6 | 60.08 |  |  |  | 11.7 | 53.06 |  |  |  |  | 9.4 | 48.92 |  |  |  |  | 15 | 59
1994-11-04 | 8:00 | 16.1 | 60.98 | WEEKDAY | #N/A | 1978-11-04 | 8:00 | 10.6 | 51.08 |  |  | 1998-11-04 | 8:00 | 3 | 37.4 |  |  | 2000-11-04 | 8:00 | 12.2 | 53.96 | [5 empty] | 13.9 | 57.02 |  |  |  | 3 | 37.4 |  |  |  |  | 5.6 | 42.08 |  |  |  |  | -1.7 | 28.94 | [5 empty] | 17.2 | 62.96 |  |  |  | 11.7 | 53.06 |  |  |  |  | 8.9 | 48.02 |  |  |  |  | 16.1 | 60.98
1994-11-04 | 9:00 | 17.8 | 64.04 | WEEKDAY | #N/A | 1978-11-04 | 9:00 | 10.6 | 51.08 |  |  | 1998-11-04 | 9:00 | 5 | 41 |  |  | 2000-11-04 | 9:00 | 14.4 | 57.92 | [5 empty] | 14.4 | 57.92 |  |  |  | 8 | 46.4 |  |  |  |  | 5.6 | 42.08 |  |  |  |  | 0 | 32 | [5 empty] | 18.9 | 66.02 |  |  |  | 12.8 | 55.04 |  |  |  |  | 10.6 | 51.08 |  |  |  |  | 17.2 | 62.96
1994-11-04 | 10:00 | 19.4 | 66.92 | WEEKDAY | #N/A | 1978-11-04 | 10:00 | 11.1 | 51.98 |  |  | 1998-11-04 | 10:00 | 6 | 42.8 |  |  | 2000-11-04 | 10:00 | 16.1 | 60.98 | [5 empty] | 13.3 | 55.94 |  |  |  | 11 | 51.8 |  |  |  |  | 6.7 | 44.06 |  |  |  |  | 1.1 | 33.98 | [5 empty] | 20 | 68 |  |  |  | 13.9 | 57.02 |  |  |  |  | 12.2 | 53.96 |  |  |  |  | 18.3 | 64.94
1994-11-04 | 11:00 | 21.1 | 69.98 | WEEKDAY | #N/A | 1978-11-04 | 11:00 | 11.1 | 51.98 |  |  | 1998-11-04 | 11:00 | 7 | 44.6 |  |  | 2000-11-04 | 11:00 | 17.2 | 62.96 | [5 empty] | 12.8 | 55.04 |  |  |  | 13 | 55.4 |  |  |  |  | 10 | 50 |  |  |  |  | 2.8 | 37.04 | [5 empty] | 20.6 | 69.08 |  |  |  | 15 | 59 |  |  |  |  | 15 | 59 |  |  |  |  | 19.4 | 66.92
1994-11-04 | 12:00 | 21.1 | 69.98 | WEEKDAY | #N/A | 1978-11-04 | 12:00 | 11.7 | 53.06 |  |  | 1998-11-04 | 12:00 | 8 | 46.4 |  |  | 2000-11-04 | 12:00 | 17.8 | 64.04 | [5 empty] | 12.2 | 53.96 |  |  |  | 13 | 55.4 |  |  |  |  | 12.2 | 53.96 |  |  |  |  | 3.9 | 39.02 | [5 empty] | 22.2 | 71.96 |  |  |  | 16.1 | 60.98 |  |  |  |  | 17.2 | 62.96 |  |  |  |  | 20 | 68
1994-11-04 | 13:00 | 21.1 | 69.98 | WEEKDAY | #N/A | 1978-11-04 | 13:00 | 11.7 | 53.06 |  |  | 1998-11-04 | 13:00 | 8 | 46.4 |  |  | 2000-11-04 | 13:00 | 17.8 | 64.04 | [5 empty] | 12.2 | 53.96 |  |  |  | 14 | 57.2 |  |  |  |  | 15 | 59 |  |  |  |  | 4.4 | 39.92 | [5 empty] | 22.2 | 71.96 |  |  |  | 16.7 | 62.06 |  |  |  |  | 18.3 | 64.94 |  |  |  |  | 18.9 | 66.02
1994-11-04 | 14:00 | 21.1 | 69.98 | WEEKDAY | #N/A | 1978-11-04 | 14:00 | 11.7 | 53.06 |  |  | 1998-11-04 | 14:00 | 8 | 46.4 |  |  | 2000-11-04 | 14:00 | 16.7 | 62.06 | [5 empty] | 11.7 | 53.06 |  |  |  | 16 | 60.8 |  |  |  |  | 16.7 | 62.06 |  |  |  |  | 5 | 41 | [5 empty] | 22.8 | 73.04 |  |  |  | 17.8 | 64.04 |  |  |  |  | 19.4 | 66.92 |  |  |  |  | 18.3 | 64.94
1994-11-04 | 15:00 | 21.1 | 69.98 | WEEKDAY | #N/A | 1978-11-04 | 15:00 | 11.7 | 53.06 |  |  | 1998-11-04 | 15:00 | 8 | 46.4 |  |  | 2000-11-04 | 15:00 | 17.2 | 62.96 | [5 empty] | 11.1 | 51.98 |  |  |  | 16 | 60.8 |  |  |  |  | 15.6 | 60.08 |  |  |  |  | 4.4 | 39.92 | [5 empty] | 21.7 | 71.06 |  |  |  | 18.3 | 64.94 |  |  |  |  | 19.4 | 66.92 |  |  |  |  | 17.8 | 64.04
1994-11-04 | 16:00 | 20.6 | 69.08 | WEEKDAY | #N/A | 1978-11-04 | 16:00 | 12.2 | 53.96 |  |  | 1998-11-04 | 16:00 | 8 | 46.4 |  |  | 2000-11-04 | 16:00 | 17.8 | 64.04 | [5 empty] | 10.6 | 51.08 |  |  |  | 16 | 60.8 |  |  |  |  | 16.1 | 60.98 |  |  |  |  | 2.8 | 37.04 | [5 empty] | 21.7 | 71.06 |  |  |  | 18.3 | 64.94 |  |  |  |  | 18.3 | 64.94 |  |  |  |  | 17.8 | 64.04
1994-11-04 | 17:00 | 18.9 | 66.02 | WEEKDAY | #N/A | 1978-11-04 | 17:00 | 11.7 | 53.06 |  |  | 1998-11-04 | 17:00 | 7 | 44.6 |  |  | 2000-11-04 | 17:00 | 17.8 | 64.04 | [5 empty] | 10.6 | 51.08 |  |  |  | 12 | 53.6 |  |  |  |  | 14.4 | 57.92 |  |  |  |  | 3 | 37.4 | [5 empty] | 20.6 | 69.08 |  |  |  | 17.2 | 62.96 |  |  |  |  | 17.2 | 62.96 |  |  |  |  | 17.2 | 62.96
1994-11-04 | 18:00 | 17.8 | 64.04 | WEEKDAY | #N/A | 1978-11-04 | 18:00 | 11.1 | 51.98 |  |  | 1998-11-04 | 18:00 | 6 | 42.8 |  |  | 2000-11-04 | 18:00 | 16.1 | 60.98 | [5 empty] | 10.6 | 51.08 |  |  |  | 10 | 50 |  |  |  |  | 13.3 | 55.94 |  |  |  |  | 3.3 | 37.94 | [5 empty] | 19.4 | 66.92 |  |  |  | 15.6 | 60.08 |  |  |  |  | 17.2 | 62.96 |  |  |  |  | 16.7 | 62.06
1994-11-04 | 19:00 | 18.9 | 66.02 | WEEKDAY | #N/A | 1978-11-04 | 19:00 | 11.7 | 53.06 |  |  | 1998-11-04 | 19:00 | 5 | 41 |  |  | 2000-11-04 | 19:00 | 15.6 | 60.08 | [5 empty] | 10.6 | 51.08 |  |  |  | 9 | 48.2 |  |  |  |  | 12.8 | 55.04 |  |  |  |  | 3.3 | 37.94 | [5 empty] | 19.4 | 66.92 |  |  |  | 15.6 | 60.08 |  |  |  |  | 15.6 | 60.08 |  |  |  |  | 16.7 | 62.06
1994-11-04 | 20:00 | 17.8 | 64.04 | WEEKDAY | #N/A | 1978-11-04 | 20:00 | 11.1 | 51.98 |  |  | 1998-11-04 | 20:00 | 4 | 39.2 |  |  | 2000-11-04 | 20:00 | 13.9 | 57.02 | [5 empty] | 10.6 | 51.08 |  |  |  | 6 | 42.8 |  |  |  |  | 12.2 | 53.96 |  |  |  |  | 4.4 | 39.92 | [5 empty] | 18.9 | 66.02 |  |  |  | 15 | 59 |  |  |  |  | 13.9 | 57.02 |  |  |  |  | 15 | 59
1994-11-04 | 21:00 | 18.3 | 64.94 | WEEKDAY | #N/A | 1978-11-04 | 21:00 | 11.1 | 51.98 |  |  | 1998-11-04 | 21:00 | 4 | 39.2 |  |  | 2000-11-04 | 21:00 | 12.8 | 55.04 | [5 empty] | 11.1 | 51.98 |  |  |  | 11 | 51.8 |  |  |  |  | 12.2 | 53.96 |  |  |  |  | 5 | 41 | [5 empty] | 18.3 | 64.94 |  |  |  | 13.9 | 57.02 |  |  |  |  | 13.3 | 55.94 |  |  |  |  | 14.4 | 57.92
1994-11-04 | 22:00 | 17.8 | 64.04 | WEEKDAY | #N/A | 1978-11-04 | 22:00 | 11.7 | 53.06 |  |  | 1998-11-04 | 22:00 | 3 | 37.4 |  |  | 2000-11-04 | 22:00 | 11.7 | 53.06 | [5 empty] | 11.1 | 51.98 |  |  |  | 9 | 48.2 |  |  |  |  | 11.7 | 53.06 |  |  |  |  | 5.6 | 42.08 | [5 empty] | 17.8 | 64.04 |  |  |  | 15 | 59 |  |  |  |  | 13.3 | 55.94 |  |  |  |  | 15 | 59
1994-11-04 | 23:00 | 17.8 | 64.04 | WEEKDAY | #N/A | 1978-11-04 | 23:00 | 11.7 | 53.06 |  |  | 1998-11-04 | 23:00 | 1 | 33.8 |  |  | 2000-11-04 | 23:00 | 11.7 | 53.06 | [5 empty] | 11.1 | 51.98 |  |  |  | 8 | 46.4 |  |  |  |  | 12.2 | 53.96 |  |  |  |  | 6.1 | 42.98 | [5 empty] | 17.2 | 62.96 |  |  |  | 15.6 | 60.08 |  |  |  |  | 13.3 | 55.94 |  |  |  |  | 15 | 59
1994-11-04 | 24:00 | 17.8 | 64.04 | WEEKDAY | #N/A | 1978-11-04 | 24:00 | 11.7 | 53.06 |  |  | 1998-11-04 | 24:00 | 1 | 33.8 |  |  | 2000-11-04 | 24:00 | 11.1 | 51.98 | [5 empty] | 11.7 | 53.06 |  |  |  | 8 | 46.4 |  |  |  |  | 12.2 | 53.96 |  |  |  |  | 6.7 | 44.06 | [5 empty] | 17.2 | 62.96 |  |  |  | 15.6 | 60.08 |  |  |  |  | 13.3 | 55.94 |  |  |  |  | 13.9 | 57.02
1994-11-05 | 1:00 | 17.2 | 62.96 | SATURDAY | #N/A | 1978-11-05 | 1:00 | 11.7 | 53.06 |  |  | 1998-11-05 | 1:00 | 0 | 32 |  |  | 2000-11-05 | 1:00 | 10.6 | 51.08 | [5 empty] | 11.1 | 51.98 |  |  |  | 6 | 42.8 |  |  |  |  | 12.2 | 53.96 |  |  |  |  | 6.7 | 44.06 | [5 empty] | 16.7 | 62.06 |  |  |  | 16.1 | 60.98 |  |  |  |  | 14.4 | 57.92 |  |  |  |  | 12.8 | 55.04
1994-11-05 | 2:00 | 16.1 | 60.98 | SATURDAY | #N/A | 1978-11-05 | 2:00 | 11.7 | 53.06 |  |  | 1998-11-05 | 2:00 | 1 | 33.8 |  |  | 2000-11-05 | 2:00 | 10 | 50 | [5 empty] | 11.1 | 51.98 |  |  |  | 5 | 41 |  |  |  |  | 12.8 | 55.04 |  |  |  |  | 6.7 | 44.06 | [5 empty] | 16.7 | 62.06 |  |  |  | 15.6 | 60.08 |  |  |  |  | 14.4 | 57.92 |  |  |  |  | 12.2 | 53.96
1994-11-05 | 3:00 | 15.6 | 60.08 | SATURDAY | #N/A | 1978-11-05 | 3:00 | 12.2 | 53.96 |  |  | 1998-11-05 | 3:00 | 1 | 33.8 |  |  | 2000-11-05 | 3:00 | 9.4 | 48.92 | [5 empty] | 11.7 | 53.06 |  |  |  | 3 | 37.4 |  |  |  |  | 13.9 | 57.02 |  |  |  |  | 7.8 | 46.04 | [5 empty] | 13.9 | 57.02 |  |  |  | 15 | 59 |  |  |  |  | 15 | 59 |  |  |  |  | 11.7 | 53.06
1994-11-05 | 4:00 | 15 | 59 | SATURDAY | #N/A | 1978-11-05 | 4:00 | 12.2 | 53.96 |  |  | 1998-11-05 | 4:00 | 2 | 35.6 |  |  | 2000-11-05 | 4:00 | 8.9 | 48.02 | [5 empty] | 11.7 | 53.06 |  |  |  | 2 | 35.6 |  |  |  |  | 13.3 | 55.94 |  |  |  |  | 7.8 | 46.04 | [5 empty] | 12.8 | 55.04 |  |  |  | 15.6 | 60.08 |  |  |  |  | 14.4 | 57.92 |  |  |  |  | 11.7 | 53.06
1994-11-05 | 5:00 | 14.4 | 57.92 | SATURDAY | #N/A | 1978-11-05 | 5:00 | 12.2 | 53.96 |  |  | 1998-11-05 | 5:00 | 2 | 35.6 |  |  | 2000-11-05 | 5:00 | 8.3 | 46.94 | [5 empty] | 12.8 | 55.04 |  |  |  | 2 | 35.6 |  |  |  |  | 13.3 | 55.94 |  |  |  |  | 7.2 | 44.96 | [5 empty] | 10 | 50 |  |  |  | 16.7 | 62.06 |  |  |  |  | 15.6 | 60.08 |  |  |  |  | 11.7 | 53.06
1994-11-05 | 6:00 | 14.4 | 57.92 | SATURDAY | #N/A | 1978-11-05 | 6:00 | 11.1 | 51.98 |  |  | 1998-11-05 | 6:00 | -2 | 28.4 |  |  | 2000-11-05 | 6:00 | 8.3 | 46.94 | [5 empty] | 12.8 | 55.04 |  |  |  | 3 | 37.4 |  |  |  |  | 12.8 | 55.04 |  |  |  |  | 6.1 | 42.98 | [5 empty] | 8.9 | 48.02 |  |  |  | 16.7 | 62.06 |  |  |  |  | 16.1 | 60.98 |  |  |  |  | 10 | 50
1994-11-05 | 7:00 | 15 | 59 | SATURDAY | #N/A | 1978-11-05 | 7:00 | 10.6 | 51.08 |  |  | 1998-11-05 | 7:00 | -1 | 30.2 |  |  | 2000-11-05 | 7:00 | 8.3 | 46.94 | [5 empty] | 12.8 | 55.04 |  |  |  | 4 | 39.2 |  |  |  |  | 13.3 | 55.94 |  |  |  |  | 4.4 | 39.92 | [5 empty] | 8.3 | 46.94 |  |  |  | 17.2 | 62.96 |  |  |  |  | 16.7 | 62.06 |  |  |  |  | 8.3 | 46.94
1994-11-05 | 8:00 | 16.1 | 60.98 | SATURDAY | #N/A | 1978-11-05 | 8:00 | 11.1 | 51.98 |  |  | 1998-11-05 | 8:00 | -1 | 30.2 |  |  | 2000-11-05 | 8:00 | 8.9 | 48.02 | [5 empty] | 13.3 | 55.94 |  |  |  | 7 | 44.6 |  |  |  |  | 13.3 | 55.94 |  |  |  |  | 3.3 | 37.94 | [5 empty] | 8.3 | 46.94 |  |  |  | 17.8 | 64.04 |  |  |  |  | 16.1 | 60.98 |  |  |  |  | 7.8 | 46.04
1994-11-05 | 9:00 | 16.1 | 60.98 | SATURDAY | #N/A | 1978-11-05 | 9:00 | 12.2 | 53.96 |  |  | 1998-11-05 | 9:00 | 6 | 42.8 |  |  | 2000-11-05 | 9:00 | 10 | 50 | [5 empty] | 13.9 | 57.02 |  |  |  | 7 | 44.6 |  |  |  |  | 13.9 | 57.02 |  |  |  |  | 3.9 | 39.02 | [5 empty] | 8.9 | 48.02 |  |  |  | 18.3 | 64.94 |  |  |  |  | 17.8 | 64.04 |  |  |  |  | 5 | 41
1994-11-05 | 10:00 | 17.8 | 64.04 | SATURDAY | #N/A | 1978-11-05 | 10:00 | 14.4 | 57.92 |  |  | 1998-11-05 | 10:00 | 6 | 42.8 |  |  | 2000-11-05 | 10:00 | 11.1 | 51.98 | [5 empty] | 15.6 | 60.08 |  |  |  | 7 | 44.6 |  |  |  |  | 14.4 | 57.92 |  |  |  |  | 6.1 | 42.98 | [5 empty] | 9.4 | 48.92 |  |  |  | 18.3 | 64.94 |  |  |  |  | 19.4 | 66.92 |  |  |  |  | 5.6 | 42.08
1994-11-05 | 11:00 | 18.3 | 64.94 | SATURDAY | #N/A | 1978-11-05 | 11:00 | 15.6 | 60.08 |  |  | 1998-11-05 | 11:00 | 8 | 46.4 |  |  | 2000-11-05 | 11:00 | 12.2 | 53.96 | [5 empty] | 16.1 | 60.98 |  |  |  | 8 | 46.4 |  |  |  |  | 14.4 | 57.92 |  |  |  |  | 5.6 | 42.08 | [5 empty] | 6.7 | 44.06 |  |  |  | 18.3 | 64.94 |  |  |  |  | 18.9 | 66.02 |  |  |  |  | 6.7 | 44.06
1994-11-05 | 12:00 | 19.4 | 66.92 | SATURDAY | #N/A | 1978-11-05 | 12:00 | 15.6 | 60.08 |  |  | 1998-11-05 | 12:00 | 9.2 | 48.56 |  |  | 2000-11-05 | 12:00 | 10.6 | 51.08 | [5 empty] | 17.2 | 62.96 |  |  |  | 9 | 48.2 |  |  |  |  | 15.6 | 60.08 |  |  |  |  | 5.6 | 42.08 | [5 empty] | 8.9 | 48.02 |  |  |  | 18.9 | 66.02 |  |  |  |  | 19.4 | 66.92 |  |  |  |  | 6.7 | 44.06
1994-11-05 | 13:00 | 20 | 68 | SATURDAY | #N/A | 1978-11-05 | 13:00 | 16.1 | 60.98 |  |  | 1998-11-05 | 13:00 | 10 | 50 |  |  | 2000-11-05 | 13:00 | 10 | 50 | [5 empty] | 17.2 | 62.96 |  |  |  | 7 | 44.6 |  |  |  |  | 14.4 | 57.92 |  |  |  |  | 5.6 | 42.08 | [5 empty] | 8.9 | 48.02 |  |  |  | 18.9 | 66.02 |  |  |  |  | 18.9 | 66.02 |  |  |  |  | 7.2 | 44.96
1994-11-05 | 14:00 | 21.1 | 69.98 | SATURDAY | #N/A | 1978-11-05 | 14:00 | 16.1 | 60.98 |  |  | 1998-11-05 | 14:00 | 10.1 | 50.18 |  |  | 2000-11-05 | 14:00 | 10 | 50 | [5 empty] | 17.2 | 62.96 |  |  |  | 7 | 44.6 |  |  |  |  | 13.9 | 57.02 |  |  |  |  | 5.6 | 42.08 | [5 empty] | 9.4 | 48.92 |  |  |  | 19.4 | 66.92 |  |  |  |  | 18.3 | 64.94 |  |  |  |  | 6.7 | 44.06
1994-11-05 | 15:00 | 22.2 | 71.96 | SATURDAY | #N/A | 1978-11-05 | 15:00 | 16.7 | 62.06 |  |  | 1998-11-05 | 15:00 | 10 | 50 |  |  | 2000-11-05 | 15:00 | 11.1 | 51.98 | [5 empty] | 17.2 | 62.96 |  |  |  | 6 | 42.8 |  |  |  |  | 13.9 | 57.02 |  |  |  |  | 4.4 | 39.92 | [5 empty] | 7.2 | 44.96 |  |  |  | 18.3 | 64.94 |  |  |  |  | 18.3 | 64.94 |  |  |  |  | 6.7 | 44.06
1994-11-05 | 16:00 | 22.8 | 73.04 | SATURDAY | #N/A | 1978-11-05 | 16:00 | 15.6 | 60.08 |  |  | 1998-11-05 | 16:00 | 10 | 50 |  |  | 2000-11-05 | 16:00 | 10 | 50 | [5 empty] | 16.1 | 60.98 |  |  |  | 7 | 44.6 |  |  |  |  | 13.9 | 57.02 |  |  |  |  | 5 | 41 | [5 empty] | 7.8 | 46.04 |  |  |  | 12.8 | 55.04 |  |  |  |  | 17.8 | 64.04 |  |  |  |  | 6.7 | 44.06
1994-11-05 | 17:00 | 21.1 | 69.98 | SATURDAY | #N/A | 1978-11-05 | 17:00 | 13.9 | 57.02 |  |  | 1998-11-05 | 17:00 | 7 | 44.6 |  |  | 2000-11-05 | 17:00 | 10 | 50 | [5 empty] | 15.6 | 60.08 |  |  |  | 7 | 44.6 |  |  |  |  | 13.9 | 57.02 |  |  |  |  | 4.4 | 39.92 | [5 empty] | 5.6 | 42.08 |  |  |  | 11.7 | 53.06 |  |  |  |  | 16.1 | 60.98 |  |  |  |  | 5.6 | 42.08
1994-11-05 | 18:00 | 18.3 | 64.94 | SATURDAY | #N/A | 1978-11-05 | 18:00 | 13.3 | 55.94 |  |  | 1998-11-05 | 18:00 | 6 | 42.8 |  |  | 2000-11-05 | 18:00 | 9.4 | 48.92 | [5 empty] | 15 | 59 |  |  |  | 7 | 44.6 |  |  |  |  | 13.9 | 57.02 |  |  |  |  | 4.4 | 39.92 | [5 empty] | 4.4 | 39.92 |  |  |  | 10.6 | 51.08 |  |  |  |  | 11.7 | 53.06 |  |  |  |  | 3.9 | 39.02
1994-11-05 | 19:00 | 18.9 | 66.02 | SATURDAY | #N/A | 1978-11-05 | 19:00 | 13.3 | 55.94 |  |  | 1998-11-05 | 19:00 | 5 | 41 |  |  | 2000-11-05 | 19:00 | 8.3 | 46.94 | [5 empty] | 13.9 | 57.02 |  |  |  | 7 | 44.6 |  |  |  |  | 13.9 | 57.02 |  |  |  |  | 4.4 | 39.92 | [5 empty] | 4.4 | 39.92 |  |  |  | 11.1 | 51.98 |  |  |  |  | 11.1 | 51.98 |  |  |  |  | 3.9 | 39.02
1994-11-05 | 20:00 | 18.9 | 66.02 | SATURDAY | #N/A | 1978-11-05 | 20:00 | 13.3 | 55.94 |  |  | 1998-11-05 | 20:00 | 4 | 39.2 |  |  | 2000-11-05 | 20:00 | 7.8 | 46.04 | [5 empty] | 14.4 | 57.92 |  |  |  | 7 | 44.6 |  |  |  |  | 11.1 | 51.98 |  |  |  |  | 4.4 | 39.92 | [5 empty] | 2.2 | 35.96 |  |  |  | 10 | 50 |  |  |  |  | 11.1 | 51.98 |  |  |  |  | 3.9 | 39.02
1994-11-05 | 21:00 | 18.9 | 66.02 | SATURDAY | #N/A | 1978-11-05 | 21:00 | 12.8 | 55.04 |  |  | 1998-11-05 | 21:00 | 4 | 39.2 |  |  | 2000-11-05 | 21:00 | 7.8 | 46.04 | [5 empty] | 15 | 59 |  |  |  | 7 | 44.6 |  |  |  |  | 11.7 | 53.06 |  |  |  |  | 5 | 41 | [5 empty] | 1.7 | 35.06 |  |  |  | 10 | 50 |  |  |  |  | 10.6 | 51.08 |  |  |  |  | 1.7 | 35.06
1994-11-05 | 22:00 | 18.9 | 66.02 | SATURDAY | #N/A | 1978-11-05 | 22:00 | 12.8 | 55.04 |  |  | 1998-11-05 | 22:00 | 3 | 37.4 |  |  | 2000-11-05 | 22:00 | 7.2 | 44.96 | [5 empty] | 15 | 59 |  |  |  | 7 | 44.6 |  |  |  |  | 10 | 50 |  |  |  |  | 4.4 | 39.92 | [5 empty] | 0.6 | 33.08 |  |  |  | 10 | 50 |  |  |  |  | 10.6 | 51.08 |  |  |  |  | 0 | 32
1994-11-05 | 23:00 | 18.3 | 64.94 | SATURDAY | #N/A | 1978-11-05 | 23:00 | 12.2 | 53.96 |  |  | 1998-11-05 | 23:00 | 2 | 35.6 |  |  | 2000-11-05 | 23:00 | 7.2 | 44.96 | [5 empty] | 15 | 59 |  |  |  | 7 | 44.6 |  |  |  |  | 11.1 | 51.98 |  |  |  |  | 5 | 41 | [5 empty] | 1.1 | 33.98 |  |  |  | 9.4 | 48.92 |  |  |  |  | 9.4 | 48.92 |  |  |  |  | -1.7 | 28.94
1994-11-05 | 24:00 | 17.8 | 64.04 | SATURDAY | #N/A | 1978-11-05 | 24:00 | 11.7 | 53.06 |  |  | 1998-11-05 | 24:00 | 1 | 33.8 |  |  | 2000-11-05 | 24:00 | 6.7 | 44.06 | [5 empty] | 15 | 59 |  |  |  | 7 | 44.6 |  |  |  |  | 10 | 50 |  |  |  |  | 5 | 41 | [5 empty] | 0 | 32 |  |  |  | 10 | 50 |  |  |  |  | 9.4 | 48.92 |  |  |  |  | -3.3 | 26.06
1994-11-06 | 1:00 | 17.8 | 64.04 | SUNDAY | #N/A | 1978-11-06 | 1:00 | 10.6 | 51.08 |  |  | 1998-11-06 | 1:00 | 1 | 33.8 |  |  | 2000-11-06 | 1:00 | 6.7 | 44.06 | [5 empty] | 15.6 | 60.08 |  |  |  | 7 | 44.6 |  |  |  |  | 10 | 50 |  |  |  |  | 4.4 | 39.92 | [5 empty] | -0.6 | 30.92 |  |  |  | 10 | 50 |  |  |  |  | 8.9 | 48.02 |  |  |  |  | -4.4 | 24.08
1994-11-06 | 2:00 | 16.7 | 62.06 | SUNDAY | #N/A | 1978-11-06 | 2:00 | 10.6 | 51.08 |  |  | 1998-11-06 | 2:00 | 1 | 33.8 |  |  | 2000-11-06 | 2:00 | 6.1 | 42.98 | [5 empty] | 15.6 | 60.08 |  |  |  | 3 | 37.4 |  |  |  |  | 8.9 | 48.02 |  |  |  |  | 1.7 | 35.06 | [5 empty] | -0.6 | 30.92 |  |  |  | 9.4 | 48.92 |  |  |  |  | 10 | 50 |  |  |  |  | -5 | 23
1994-11-06 | 3:00 | 16.1 | 60.98 | SUNDAY | #N/A | 1978-11-06 | 3:00 | 10.6 | 51.08 |  |  | 1998-11-06 | 3:00 | 1 | 33.8 |  |  | 2000-11-06 | 3:00 | 5.6 | 42.08 | [5 empty] | 15.6 | 60.08 |  |  |  | 4 | 39.2 |  |  |  |  | 8.3 | 46.94 |  |  |  |  | 2.8 | 37.04 | [5 empty] | -1.1 | 30.02 |  |  |  | 8.9 | 48.02 |  |  |  |  | 9.4 | 48.92 |  |  |  |  | -5 | 23
1994-11-06 | 4:00 | 15.6 | 60.08 | SUNDAY | #N/A | 1978-11-06 | 4:00 | 10 | 50 |  |  | 1998-11-06 | 4:00 | 1 | 33.8 |  |  | 2000-11-06 | 4:00 | 5 | 41 | [5 empty] | 15 | 59 |  |  |  | 3 | 37.4 |  |  |  |  | 8.3 | 46.94 |  |  |  |  | 3.3 | 37.94 | [5 empty] | -1.7 | 28.94 |  |  |  | 8.9 | 48.02 |  |  |  |  | 8.9 | 48.02 |  |  |  |  | -6.1 | 21.02
1994-11-06 | 5:00 | 15 | 59 | SUNDAY | #N/A | 1978-11-06 | 5:00 | 10.6 | 51.08 |  |  | 1998-11-06 | 5:00 | 1 | 33.8 |  |  | 2000-11-06 | 5:00 | 5 | 41 | [5 empty] | 14.4 | 57.92 |  |  |  | 1 | 33.8 |  |  |  |  | 7.8 | 46.04 |  |  |  |  | 3.3 | 37.94 | [5 empty] | -2.2 | 28.04 |  |  |  | 8.9 | 48.02 |  |  |  |  | 8.3 | 46.94 |  |  |  |  | -6.1 | 21.02
1994-11-06 | 6:00 | 14.4 | 57.92 | SUNDAY | #N/A | 1978-11-06 | 6:00 | 10 | 50 |  |  | 1998-11-06 | 6:00 | 0 | 32 |  |  | 2000-11-06 | 6:00 | 5 | 41 | [5 empty] | 13.9 | 57.02 |  |  |  | 1 | 33.8 |  |  |  |  | 7.2 | 44.96 |  |  |  |  | 3.3 | 37.94 | [5 empty] | -2.2 | 28.04 |  |  |  | 8.9 | 48.02 |  |  |  |  | 8.9 | 48.02 |  |  |  |  | -6.7 | 19.94
1994-11-06 | 7:00 | 15.6 | 60.08 | SUNDAY | #N/A | 1978-11-06 | 7:00 | 9.4 | 48.92 |  |  | 1998-11-06 | 7:00 | 0 | 32 |  |  | 2000-11-06 | 7:00 | 5 | 41 | [5 empty] | 13.9 | 57.02 |  |  |  | 4 | 39.2 |  |  |  |  | 7.2 | 44.96 |  |  |  |  | 3.9 | 39.02 | [5 empty] | -2.8 | 26.96 |  |  |  | 8.9 | 48.02 |  |  |  |  | 8.9 | 48.02 |  |  |  |  | -6.7 | 19.94
1994-11-06 | 8:00 | 16.7 | 62.06 | SUNDAY | #N/A | 1978-11-06 | 8:00 | 11.7 | 53.06 |  |  | 1998-11-06 | 8:00 | 1 | 33.8 |  |  | 2000-11-06 | 8:00 | 6.1 | 42.98 | [5 empty] | 15 | 59 |  |  |  | 6 | 42.8 |  |  |  |  | 7.8 | 46.04 |  |  |  |  | 3.9 | 39.02 | [5 empty] | -2.8 | 26.96 |  |  |  | 8.3 | 46.94 |  |  |  |  | 10 | 50 |  |  |  |  | -5.6 | 21.92
1994-11-06 | 9:00 | 18.9 | 66.02 | SUNDAY | #N/A | 1978-11-06 | 9:00 | 13.3 | 55.94 |  |  | 1998-11-06 | 9:00 | 3 | 37.4 |  |  | 2000-11-06 | 9:00 | 7.8 | 46.04 | [5 empty] | 15 | 59 |  |  |  | 8 | 46.4 |  |  |  |  | 8.9 | 48.02 |  |  |  |  | 5.6 | 42.08 | [5 empty] | -2.2 | 28.04 |  |  |  | 7.2 | 44.96 |  |  |  |  | 10 | 50 |  |  |  |  | -4.4 | 24.08
1994-11-06 | 10:00 | 18.9 | 66.02 | SUNDAY | #N/A | 1978-11-06 | 10:00 | 15.6 | 60.08 |  |  | 1998-11-06 | 10:00 | 4 | 39.2 |  |  | 2000-11-06 | 10:00 | 8.9 | 48.02 | [5 empty] | 13.9 | 57.02 |  |  |  | 9 | 48.2 |  |  |  |  | 10 | 50 |  |  |  |  | 7.8 | 46.04 | [5 empty] | -3.3 | 26.06 |  |  |  | 7.8 | 46.04 |  |  |  |  | 10.6 | 51.08 |  |  |  |  | -3.9 | 24.98
1994-11-06 | 11:00 | 19.4 | 66.92 | SUNDAY | #N/A | 1978-11-06 | 11:00 | 17.2 | 62.96 |  |  | 1998-11-06 | 11:00 | 5 | 41 |  |  | 2000-11-06 | 11:00 | 10.6 | 51.08 | [5 empty] | 14.4 | 57.92 |  |  |  | 10 | 50 |  |  |  |  | 10.6 | 51.08 |  |  |  |  | 10 | 50 | [5 empty] | -2.2 | 28.04 |  |  |  | 8.9 | 48.02 |  |  |  |  | 12.2 | 53.96 |  |  |  |  | -4.4 | 24.08
1994-11-06 | 12:00 | 20 | 68 | SUNDAY | #N/A | 1978-11-06 | 12:00 | 18.3 | 64.94 |  |  | 1998-11-06 | 12:00 | 6 | 42.8 |  |  | 2000-11-06 | 12:00 | 11.7 | 53.06 | [5 empty] | 13.9 | 57.02 |  |  |  | 11 | 51.8 |  |  |  |  | 11.1 | 51.98 |  |  |  |  | 11.7 | 53.06 | [5 empty] | -0.6 | 30.92 |  |  |  | 8.9 | 48.02 |  |  |  |  | 11.7 | 53.06 |  |  |  |  | -3.9 | 24.98
1994-11-06 | 13:00 | 19.4 | 66.92 | SUNDAY | #N/A | 1978-11-06 | 13:00 | 18.9 | 66.02 |  |  | 1998-11-06 | 13:00 | 7 | 44.6 |  |  | 2000-11-06 | 13:00 | 12.8 | 55.04 | [5 empty] | 13.9 | 57.02 |  |  |  | 12 | 53.6 |  |  |  |  | 10.6 | 51.08 |  |  |  |  | 12.2 | 53.96 | [5 empty] | -0.6 | 30.92 |  |  |  | 8.9 | 48.02 |  |  |  |  | 11.7 | 53.06 |  |  |  |  | -3.3 | 26.06
1994-11-06 | 14:00 | 20.6 | 69.08 | SUNDAY | #N/A | 1978-11-06 | 14:00 | 19.4 | 66.92 |  |  | 1998-11-06 | 14:00 | 7 | 44.6 |  |  | 2000-11-06 | 14:00 | 13.9 | 57.02 | [5 empty] | 13.9 | 57.02 |  |  |  | 12 | 53.6 |  |  |  |  | 10.6 | 51.08 |  |  |  |  | 13.9 | 57.02 | [5 empty] | 0 | 32 |  |  |  | 5.6 | 42.08 |  |  |  |  | 12.2 | 53.96 |  |  |  |  | -3.3 | 26.06
1994-11-06 | 15:00 | 20 | 68 | SUNDAY | #N/A | 1978-11-06 | 15:00 | 17.8 | 64.04 |  |  | 1998-11-06 | 15:00 | 7 | 44.6 |  |  | 2000-11-06 | 15:00 | 13.3 | 55.94 | [5 empty] | 12.2 | 53.96 |  |  |  | 12 | 53.6 |  |  |  |  | 11.1 | 51.98 |  |  |  |  | 13.9 | 57.02 | [5 empty] | 0 | 32 |  |  |  | 5.6 | 42.08 |  |  |  |  | 9.4 | 48.92 |  |  |  |  | -3.3 | 26.06
1994-11-06 | 16:00 | 20 | 68 | SUNDAY | #N/A | 1978-11-06 | 16:00 | 16.7 | 62.06 |  |  | 1998-11-06 | 16:00 | 7 | 44.6 |  |  | 2000-11-06 | 16:00 | 13.3 | 55.94 | [5 empty] | 12.2 | 53.96 |  |  |  | 11 | 51.8 |  |  |  |  | 11.1 | 51.98 |  |  |  |  | 13.3 | 55.94 | [5 empty] | -0.6 | 30.92 |  |  |  | 5.6 | 42.08 |  |  |  |  | 8.3 | 46.94 |  |  |  |  | -2.8 | 26.96
1994-11-06 | 17:00 | 19.4 | 66.92 | SUNDAY | #N/A | 1978-11-06 | 17:00 | 15 | 59 |  |  | 1998-11-06 | 17:00 | 7 | 44.6 |  |  | 2000-11-06 | 17:00 | 11.7 | 53.06 | [5 empty] | 12.2 | 53.96 |  |  |  | 9 | 48.2 |  |  |  |  | 10.6 | 51.08 |  |  |  |  | 11.1 | 51.98 | [5 empty] | -1.1 | 30.02 |  |  |  | 6.1 | 42.98 |  |  |  |  | 6.1 | 42.98 |  |  |  |  | -3.3 | 26.06
1994-11-06 | 18:00 | 19.4 | 66.92 | SUNDAY | #N/A | 1978-11-06 | 18:00 | 14.4 | 57.92 |  |  | 1998-11-06 | 18:00 | 4 | 39.2 |  |  | 2000-11-06 | 18:00 | 11.1 | 51.98 | [5 empty] | 11.7 | 53.06 |  |  |  | 8 | 46.4 |  |  |  |  | 7.2 | 44.96 |  |  |  |  | 10.6 | 51.08 | [5 empty] | 0 | 32 |  |  |  | 5.6 | 42.08 |  |  |  |  | 6.7 | 44.06 |  |  |  |  | -3.9 | 24.98
1994-11-06 | 19:00 | 19.4 | 66.92 | SUNDAY | #N/A | 1978-11-06 | 19:00 | 14.4 | 57.92 |  |  | 1998-11-06 | 19:00 | 3 | 37.4 |  |  | 2000-11-06 | 19:00 | 10 | 50 | [5 empty] | 11.7 | 53.06 |  |  |  | 7 | 44.6 |  |  |  |  | 5.6 | 42.08 |  |  |  |  | 10 | 50 | [5 empty] | 0.6 | 33.08 |  |  |  | 5.6 | 42.08 |  |  |  |  | 5.6 | 42.08 |  |  |  |  | -3.9 | 24.98
1994-11-06 | 20:00 | 20 | 68 | SUNDAY | #N/A | 1978-11-06 | 20:00 | 14.4 | 57.92 |  |  | 1998-11-06 | 20:00 | 1.9 | 35.42 |  |  | 2000-11-06 | 20:00 | 8.9 | 48.02 | [5 empty] | 11.7 | 53.06 |  |  |  | 3 | 37.4 |  |  |  |  | 5.6 | 42.08 |  |  |  |  | 10 | 50 | [5 empty] | 0 | 32 |  |  |  | 5.6 | 42.08 |  |  |  |  | 6.1 | 42.98 |  |  |  |  | -5 | 23
1994-11-06 | 21:00 | 18.9 | 66.02 | SUNDAY | #N/A | 1978-11-06 | 21:00 | 14.4 | 57.92 |  |  | 1998-11-06 | 21:00 | 1 | 33.8 |  |  | 2000-11-06 | 21:00 | 8.3 | 46.94 | [5 empty] | 11.7 | 53.06 |  |  |  | 2 | 35.6 |  |  |  |  | 5 | 41 |  |  |  |  | 8.9 | 48.02 | [5 empty] | 1.7 | 35.06 |  |  |  | 5 | 41 |  |  |  |  | 6.7 | 44.06 |  |  |  |  | -6.7 | 19.94
1994-11-06 | 22:00 | 17.8 | 64.04 | SUNDAY | #N/A | 1978-11-06 | 22:00 | 14.4 | 57.92 |  |  | 1998-11-06 | 22:00 | 2 | 35.6 |  |  | 2000-11-06 | 22:00 | 8.3 | 46.94 | [5 empty] | 11.7 | 53.06 |  |  |  | 1 | 33.8 |  |  |  |  | 4.4 | 39.92 |  |  |  |  | 5 | 41 | [5 empty] | 2.2 | 35.96 |  |  |  | 5 | 41 |  |  |  |  | 6.1 | 42.98 |  |  |  |  | -7.8 | 17.96
1994-11-06 | 23:00 | 17.2 | 62.96 | SUNDAY | #N/A | 1978-11-06 | 23:00 | 13.9 | 57.02 |  |  | 1998-11-06 | 23:00 | 2 | 35.6 |  |  | 2000-11-06 | 23:00 | 7.2 | 44.96 | [5 empty] | 12.2 | 53.96 |  |  |  | -1 | 30.2 |  |  |  |  | 5 | 41 |  |  |  |  | 3.9 | 39.02 | [5 empty] | 2.2 | 35.96 |  |  |  | 3.3 | 37.94 |  |  |  |  | 5.6 | 42.08 |  |  |  |  | -6.1 | 21.02
1994-11-06 | 24:00 | 16.1 | 60.98 | SUNDAY | #N/A | 1978-11-06 | 24:00 | 13.3 | 55.94 |  |  | 1998-11-06 | 24:00 | 1 | 33.8 |  |  | 2000-11-06 | 24:00 | 7.2 | 44.96 | [5 empty] | 12.2 | 53.96 |  |  |  | -1 | 30.2 |  |  |  |  | 3.9 | 39.02 |  |  |  |  | 3.9 | 39.02 | [5 empty] | 2.2 | 35.96 |  |  |  | 2.8 | 37.04 |  |  |  |  | 5.6 | 42.08 |  |  |  |  | -3.9 | 24.98
1994-11-07 | 1:00 | 15 | 59 | WEEKDAY | #N/A | 1978-11-07 | 1:00 | 12.8 | 55.04 |  |  | 1998-11-07 | 1:00 | 1 | 33.8 |  |  | 2000-11-07 | 1:00 | 7.2 | 44.96 | [5 empty] | 11.7 | 53.06 |  |  |  | -2 | 28.4 |  |  |  |  | 3.3 | 37.94 |  |  |  |  | 5.6 | 42.08 | [5 empty] | 2.2 | 35.96 |  |  |  | 2.8 | 37.04 |  |  |  |  | 5.6 | 42.08 |  |  |  |  | -3.9 | 24.98
1994-11-07 | 2:00 | 13.3 | 55.94 | WEEKDAY | #N/A | 1978-11-07 | 2:00 | 11.7 | 53.06 |  |  | 1998-11-07 | 2:00 | -1 | 30.2 |  |  | 2000-11-07 | 2:00 | 6.1 | 42.98 | [5 empty] | 11.1 | 51.98 |  |  |  | -3 | 26.6 |  |  |  |  | 3.3 | 37.94 |  |  |  |  | 2.2 | 35.96 | [5 empty] | 2.8 | 37.04 |  |  |  | 2.2 | 35.96 |  |  |  |  | 3.3 | 37.94 |  |  |  |  | -3.9 | 24.98
1994-11-07 | 3:00 | 12.2 | 53.96 | WEEKDAY | #N/A | 1978-11-07 | 3:00 | 10.6 | 51.08 |  |  | 1998-11-07 | 3:00 | -1 | 30.2 |  |  | 2000-11-07 | 3:00 | 6.1 | 42.98 | [5 empty] | 11.1 | 51.98 |  |  |  | -2 | 28.4 |  |  |  |  | 2.8 | 37.04 |  |  |  |  | 3.3 | 37.94 | [5 empty] | 2.8 | 37.04 |  |  |  | 1.1 | 33.98 |  |  |  |  | 3.3 | 37.94 |  |  |  |  | -3.9 | 24.98
1994-11-07 | 4:00 | 11.7 | 53.06 | WEEKDAY | #N/A | 1978-11-07 | 4:00 | 10.6 | 51.08 |  |  | 1998-11-07 | 4:00 | -1 | 30.2 |  |  | 2000-11-07 | 4:00 | 5.6 | 42.08 | [5 empty] | 11.1 | 51.98 |  |  |  | -2 | 28.4 |  |  |  |  | 1.7 | 35.06 |  |  |  |  | 6.7 | 44.06 | [5 empty] | 0.6 | 33.08 |  |  |  | 1.1 | 33.98 |  |  |  |  | 2.2 | 35.96 |  |  |  |  | -4.4 | 24.08
1994-11-07 | 5:00 | 11.1 | 51.98 | WEEKDAY | #N/A | 1978-11-07 | 5:00 | 11.1 | 51.98 |  |  | 1998-11-07 | 5:00 | -1 | 30.2 |  |  | 2000-11-07 | 5:00 | 5.6 | 42.08 | [5 empty] | 10.6 | 51.08 |  |  |  | 0 | 32 |  |  |  |  | 1.1 | 33.98 |  |  |  |  | 6.7 | 44.06 | [5 empty] | 1.1 | 33.98 |  |  |  | 1.7 | 35.06 |  |  |  |  | 2.2 | 35.96 |  |  |  |  | -3.9 | 24.98
1994-11-07 | 6:00 | 10 | 50 | WEEKDAY | #N/A | 1978-11-07 | 6:00 | 10.6 | 51.08 |  |  | 1998-11-07 | 6:00 | -1 | 30.2 |  |  | 2000-11-07 | 6:00 | 5 | 41 | [5 empty] | 10.6 | 51.08 |  |  |  | 0 | 32 |  |  |  |  | 1.1 | 33.98 |  |  |  |  | 6.7 | 44.06 | [5 empty] | 1.1 | 33.98 |  |  |  | 1.7 | 35.06 |  |  |  |  | 2.8 | 37.04 |  |  |  |  | -4.4 | 24.08
1994-11-07 | 7:00 | 8.9 | 48.02 | WEEKDAY | #N/A | 1978-11-07 | 7:00 | 10 | 50 |  |  | 1998-11-07 | 7:00 | -1 | 30.2 |  |  | 2000-11-07 | 7:00 | 5.6 | 42.08 | [5 empty] | 10 | 50 |  |  |  | 0 | 32 |  |  |  |  | 0 | 32 |  |  |  |  | 7.2 | 44.96 | [5 empty] | 0.6 | 33.08 |  |  |  | 1.7 | 35.06 |  |  |  |  | 2.8 | 37.04 |  |  |  |  | -4.4 | 24.08
1994-11-07 | 8:00 | 9.4 | 48.92 | WEEKDAY | #N/A | 1978-11-07 | 8:00 | 11.7 | 53.06 |  |  | 1998-11-07 | 8:00 | 3 | 37.4 |  |  | 2000-11-07 | 8:00 | 7.2 | 44.96 | [5 empty] | 10 | 50 |  |  |  | 8 | 46.4 |  |  |  |  | 0.6 | 33.08 |  |  |  |  | 7.2 | 44.96 | [5 empty] | 1.1 | 33.98 |  |  |  | 2.2 | 35.96 |  |  |  |  | 2.8 | 37.04 |  |  |  |  | -3.9 | 24.98
1994-11-07 | 9:00 | 10 | 50 | WEEKDAY | #N/A | 1978-11-07 | 9:00 | 12.8 | 55.04 |  |  | 1998-11-07 | 9:00 | 6 | 42.8 |  |  | 2000-11-07 | 9:00 | 8.3 | 46.94 | [5 empty] | 10.6 | 51.08 |  |  |  | 11 | 51.8 |  |  |  |  | 1.1 | 33.98 |  |  |  |  | 8.9 | 48.02 | [5 empty] | 1.7 | 35.06 |  |  |  | 2.2 | 35.96 |  |  |  |  | 2.8 | 37.04 |  |  |  |  | -2.8 | 26.96
1994-11-07 | 10:00 | 10.6 | 51.08 | WEEKDAY | #N/A | 1978-11-07 | 10:00 | 13.9 | 57.02 |  |  | 1998-11-07 | 10:00 | 7 | 44.6 |  |  | 2000-11-07 | 10:00 | 10 | 50 | [5 empty] | 10.6 | 51.08 |  |  |  | 12 | 53.6 |  |  |  |  | 1.7 | 35.06 |  |  |  |  | 10 | 50 | [5 empty] | 2.2 | 35.96 |  |  |  | 2.8 | 37.04 |  |  |  |  | 4.4 | 39.92 |  |  |  |  | -1.1 | 30.02
1994-11-07 | 11:00 | 11.7 | 53.06 | WEEKDAY | #N/A | 1978-11-07 | 11:00 | 15 | 59 |  |  | 1998-11-07 | 11:00 | 9 | 48.2 |  |  | 2000-11-07 | 11:00 | 11.1 | 51.98 | [5 empty] | 10.6 | 51.08 |  |  |  | 16 | 60.8 |  |  |  |  | 1.7 | 35.06 |  |  |  |  | 13.9 | 57.02 | [5 empty] | 2.2 | 35.96 |  |  |  | 2.2 | 35.96 |  |  |  |  | 5 | 41 |  |  |  |  | -0.6 | 30.92
1994-11-07 | 12:00 | 12.8 | 55.04 | WEEKDAY | #N/A | 1978-11-07 | 12:00 | 16.1 | 60.98 |  |  | 1998-11-07 | 12:00 | 8 | 46.4 |  |  | 2000-11-07 | 12:00 | 11.7 | 53.06 | [5 empty] | 11.7 | 53.06 |  |  |  | 16 | 60.8 |  |  |  |  | 1.7 | 35.06 |  |  |  |  | 16.1 | 60.98 | [5 empty] | 2.2 | 35.96 |  |  |  | 3.9 | 39.02 |  |  |  |  | 5.6 | 42.08 |  |  |  |  | 0.6 | 33.08
1994-11-07 | 13:00 | 13.9 | 57.02 | WEEKDAY | #N/A | 1978-11-07 | 13:00 | 15.6 | 60.08 |  |  | 1998-11-07 | 13:00 | 9 | 48.2 |  |  | 2000-11-07 | 13:00 | 12.8 | 55.04 | [5 empty] | 11.7 | 53.06 |  |  |  | 18 | 64.4 |  |  |  |  | 1.7 | 35.06 |  |  |  |  | 16.7 | 62.06 | [5 empty] | 3.3 | 37.94 |  |  |  | 3.3 | 37.94 |  |  |  |  | 6.1 | 42.98 |  |  |  |  | 1.1 | 33.98
1994-11-07 | 14:00 | 13.9 | 57.02 | WEEKDAY | #N/A | 1978-11-07 | 14:00 | 15.6 | 60.08 |  |  | 1998-11-07 | 14:00 | 10 | 50 |  |  | 2000-11-07 | 14:00 | 13.3 | 55.94 | [5 empty] | 12.8 | 55.04 |  |  |  | 16 | 60.8 |  |  |  |  | 2.8 | 37.04 |  |  |  |  | 18.3 | 64.94 | [5 empty] | 3.3 | 37.94 |  |  |  | 3.9 | 39.02 |  |  |  |  | 3.9 | 39.02 |  |  |  |  | 2.2 | 35.96
1994-11-07 | 15:00 | 14.4 | 57.92 | WEEKDAY | #N/A | 1978-11-07 | 15:00 | 15.6 | 60.08 |  |  | 1998-11-07 | 15:00 | 9 | 48.2 |  |  | 2000-11-07 | 15:00 | 12.8 | 55.04 | [5 empty] | 12.2 | 53.96 |  |  |  | 16 | 60.8 |  |  |  |  | 2.2 | 35.96 |  |  |  |  | 17.8 | 64.04 | [5 empty] | 4.4 | 39.92 |  |  |  | 4.4 | 39.92 |  |  |  |  | 4.4 | 39.92 |  |  |  |  | 1.7 | 35.06
1994-11-07 | 16:00 | 14.4 | 57.92 | WEEKDAY | #N/A | 1978-11-07 | 16:00 | 15 | 59 |  |  | 1998-11-07 | 16:00 | 9 | 48.2 |  |  | 2000-11-07 | 16:00 | 13.3 | 55.94 | [5 empty] | 12.2 | 53.96 |  |  |  | 14 | 57.2 |  |  |  |  | 2.2 | 35.96 |  |  |  |  | 17.2 | 62.96 | [5 empty] | 4.4 | 39.92 |  |  |  | 5.6 | 42.08 |  |  |  |  | 4.4 | 39.92 |  |  |  |  | 1.7 | 35.06
1994-11-07 | 17:00 | 13.9 | 57.02 | WEEKDAY | #N/A | 1978-11-07 | 17:00 | 14.4 | 57.92 |  |  | 1998-11-07 | 17:00 | 8 | 46.4 |  |  | 2000-11-07 | 17:00 | 12.2 | 53.96 | [5 empty] | 10.6 | 51.08 |  |  |  | 13 | 55.4 |  |  |  |  | 2.2 | 35.96 |  |  |  |  | 15.6 | 60.08 | [5 empty] | 3.3 | 37.94 |  |  |  | 5 | 41 |  |  |  |  | 3.9 | 39.02 |  |  |  |  | 0 | 32
1994-11-07 | 18:00 | 13.3 | 55.94 | WEEKDAY | #N/A | 1978-11-07 | 18:00 | 13.3 | 55.94 |  |  | 1998-11-07 | 18:00 | 7 | 44.6 |  |  | 2000-11-07 | 18:00 | 10.6 | 51.08 | [5 empty] | 9.4 | 48.92 |  |  |  | 13 | 55.4 |  |  |  |  | 2.8 | 37.04 |  |  |  |  | 17.8 | 64.04 | [5 empty] | 0.6 | 33.08 |  |  |  | 5 | 41 |  |  |  |  | 2.8 | 37.04 |  |  |  |  | 0 | 32
1994-11-07 | 19:00 | 12.8 | 55.04 | WEEKDAY | #N/A | 1978-11-07 | 19:00 | 12.8 | 55.04 |  |  | 1998-11-07 | 19:00 | 6 | 42.8 |  |  | 2000-11-07 | 19:00 | 11.7 | 53.06 | [5 empty] | 8.3 | 46.94 |  |  |  | 11 | 51.8 |  |  |  |  | 2.2 | 35.96 |  |  |  |  | 16.7 | 62.06 | [5 empty] | 0.6 | 33.08 |  |  |  | 5 | 41 |  |  |  |  | 3.3 | 37.94 |  |  |  |  | 0 | 32
1994-11-07 | 20:00 | 12.2 | 53.96 | WEEKDAY | #N/A | 1978-11-07 | 20:00 | 12.8 | 55.04 |  |  | 1998-11-07 | 20:00 | 6 | 42.8 |  |  | 2000-11-07 | 20:00 | 10 | 50 | [5 empty] | 8.3 | 46.94 |  |  |  | 8 | 46.4 |  |  |  |  | 1.7 | 35.06 |  |  |  |  | 14.4 | 57.92 | [5 empty] | 0.6 | 33.08 |  |  |  | 5 | 41 |  |  |  |  | 3.3 | 37.94 |  |  |  |  | 0.6 | 33.08
1994-11-07 | 21:00 | 11.7 | 53.06 | WEEKDAY | #N/A | 1978-11-07 | 21:00 | 11.7 | 53.06 |  |  | 1998-11-07 | 21:00 | 5 | 41 |  |  | 2000-11-07 | 21:00 | 9.4 | 48.92 | [5 empty] | 8.3 | 46.94 |  |  |  | 4 | 39.2 |  |  |  |  | 1.7 | 35.06 |  |  |  |  | 13.3 | 55.94 | [5 empty] | 0 | 32 |  |  |  | 5 | 41 |  |  |  |  | 4.4 | 39.92 |  |  |  |  | 0 | 32
1994-11-07 | 22:00 | 11.7 | 53.06 | WEEKDAY | #N/A | 1978-11-07 | 22:00 | 11.1 | 51.98 |  |  | 1998-11-07 | 22:00 | 3 | 37.4 |  |  | 2000-11-07 | 22:00 | 8.3 | 46.94 | [5 empty] | 8.9 | 48.02 |  |  |  | 3 | 37.4 |  |  |  |  | 1.7 | 35.06 |  |  |  |  | 11.7 | 53.06 | [5 empty] | 0 | 32 |  |  |  | 3.9 | 39.02 |  |  |  |  | 4.4 | 39.92 |  |  |  |  | 1.7 | 35.06
1994-11-07 | 23:00 | 11.1 | 51.98 | WEEKDAY | #N/A | 1978-11-07 | 23:00 | 10.6 | 51.08 |  |  | 1998-11-07 | 23:00 | 4 | 39.2 |  |  | 2000-11-07 | 23:00 | 7.8 | 46.04 | [5 empty] | 8.9 | 48.02 |  |  |  | 1 | 33.8 |  |  |  |  | 2.2 | 35.96 |  |  |  |  | 10 | 50 | [5 empty] | 0 | 32 |  |  |  | 5 | 41 |  |  |  |  | 4.4 | 39.92 |  |  |  |  | 2.2 | 35.96
1994-11-07 | 24:00 | 10.6 | 51.08 | WEEKDAY | #N/A | 1978-11-07 | 24:00 | 10.6 | 51.08 |  |  | 1998-11-07 | 24:00 | 5 | 41 |  |  | 2000-11-07 | 24:00 | 7.8 | 46.04 | [5 empty] | 9.4 | 48.92 |  |  |  | 1 | 33.8 |  |  |  |  | 2.2 | 35.96 |  |  |  |  | 9.4 | 48.92 | [5 empty] | -1.1 | 30.02 |  |  |  | 5 | 41 |  |  |  |  | 3.9 | 39.02 |  |  |  |  | 2.8 | 37.04
1994-11-08 | 1:00 | 10.6 | 51.08 | WEEKDAY | #N/A | 1978-11-08 | 1:00 | 10 | 50 |  |  | 1998-11-08 | 1:00 | 5 | 41 |  |  | 2000-11-08 | 1:00 | 6.1 | 42.98 | [5 empty] | 10 | 50 |  |  |  | 0 | 32 |  |  |  |  | 2.2 | 35.96 |  |  |  |  | 8.3 | 46.94 | [5 empty] | -1.7 | 28.94 |  |  |  | 5 | 41 |  |  |  |  | 3.3 | 37.94 |  |  |  |  | 2.8 | 37.04
1994-11-08 | 2:00 | 10.6 | 51.08 | WEEKDAY | #N/A | 1978-11-08 | 2:00 | 10 | 50 |  |  | 1998-11-08 | 2:00 | 5 | 41 |  |  | 2000-11-08 | 2:00 | 7.2 | 44.96 | [5 empty] | 8.9 | 48.02 |  |  |  | -2 | 28.4 |  |  |  |  | 0.6 | 33.08 |  |  |  |  | 6.7 | 44.06 | [5 empty] | 0 | 32 |  |  |  | 5 | 41 |  |  |  |  | 3.9 | 39.02 |  |  |  |  | 2.8 | 37.04
1994-11-08 | 3:00 | 10.6 | 51.08 | WEEKDAY | #N/A | 1978-11-08 | 3:00 | 9.4 | 48.92 |  |  | 1998-11-08 | 3:00 | 4 | 39.2 |  |  | 2000-11-08 | 3:00 | 6.7 | 44.06 | [5 empty] | 8.3 | 46.94 |  |  |  | -2 | 28.4 |  |  |  |  | 0.6 | 33.08 |  |  |  |  | 4.4 | 39.92 | [5 empty] | 0.6 | 33.08 |  |  |  | 5.6 | 42.08 |  |  |  |  | 4.4 | 39.92 |  |  |  |  | 2.8 | 37.04
1994-11-08 | 4:00 | 10.6 | 51.08 | WEEKDAY | #N/A | 1978-11-08 | 4:00 | 9.4 | 48.92 |  |  | 1998-11-08 | 4:00 | 4 | 39.2 |  |  | 2000-11-08 | 4:00 | 6.1 | 42.98 | [5 empty] | 7.8 | 46.04 |  |  |  | -3 | 26.6 |  |  |  |  | 0.6 | 33.08 |  |  |  |  | 2.8 | 37.04 | [5 empty] | 1.7 | 35.06 |  |  |  | 5.6 | 42.08 |  |  |  |  | 5 | 41 |  |  |  |  | 2.8 | 37.04
1994-11-08 | 5:00 | 9.4 | 48.92 | WEEKDAY | #N/A | 1978-11-08 | 5:00 | 8.9 | 48.02 |  |  | 1998-11-08 | 5:00 | 5 | 41 |  |  | 2000-11-08 | 5:00 | 6.1 | 42.98 | [5 empty] | 7.2 | 44.96 |  |  |  | -4 | 24.8 |  |  |  |  | 1.7 | 35.06 |  |  |  |  | 1.7 | 35.06 | [5 empty] | 2.2 | 35.96 |  |  |  | 5.6 | 42.08 |  |  |  |  | 5 | 41 |  |  |  |  | 3.3 | 37.94
1994-11-08 | 6:00 | 9.4 | 48.92 | WEEKDAY | #N/A | 1978-11-08 | 6:00 | 8.9 | 48.02 |  |  | 1998-11-08 | 6:00 | 3 | 37.4 |  |  | 2000-11-08 | 6:00 | 6.1 | 42.98 | [5 empty] | 4.4 | 39.92 |  |  |  | -3 | 26.6 |  |  |  |  | 2.2 | 35.96 |  |  |  |  | 1.7 | 35.06 | [5 empty] | 6.1 | 42.98 |  |  |  | 5.6 | 42.08 |  |  |  |  | 5 | 41 |  |  |  |  | 3.3 | 37.94
1994-11-08 | 7:00 | 9.4 | 48.92 | WEEKDAY | #N/A | 1978-11-08 | 7:00 | 8.9 | 48.02 |  |  | 1998-11-08 | 7:00 | 4 | 39.2 |  |  | 2000-11-08 | 7:00 | 6.1 | 42.98 | [5 empty] | 6.7 | 44.06 |  |  |  | -4 | 24.8 |  |  |  |  | 2.2 | 35.96 |  |  |  |  | -0.6 | 30.92 | [5 empty] | 6.1 | 42.98 |  |  |  | 5 | 41 |  |  |  |  | 5 | 41 |  |  |  |  | 3.9 | 39.02
1994-11-08 | 8:00 | 11.1 | 51.98 | WEEKDAY | #N/A | 1978-11-08 | 8:00 | 8.9 | 48.02 |  |  | 1998-11-08 | 8:00 | 4 | 39.2 |  |  | 2000-11-08 | 8:00 | 7.8 | 46.04 | [5 empty] | 6.7 | 44.06 |  |  |  | -2 | 28.4 |  |  |  |  | 2.8 | 37.04 |  |  |  |  | 2.2 | 35.96 | [5 empty] | 7.2 | 44.96 |  |  |  | 5.6 | 42.08 |  |  |  |  | 5.6 | 42.08 |  |  |  |  | 6.7 | 44.06
1994-11-08 | 9:00 | 12.2 | 53.96 | WEEKDAY | #N/A | 1978-11-08 | 9:00 | 8.9 | 48.02 |  |  | 1998-11-08 | 9:00 | 6 | 42.8 |  |  | 2000-11-08 | 9:00 | 10 | 50 | [5 empty] | 7.2 | 44.96 |  |  |  | 2 | 35.6 |  |  |  |  | 3.3 | 37.94 |  |  |  |  | 3.9 | 39.02 | [5 empty] | 8.9 | 48.02 |  |  |  | 5 | 41 |  |  |  |  | 6.7 | 44.06 |  |  |  |  | 6.1 | 42.98
1994-11-08 | 10:00 | 13.9 | 57.02 | WEEKDAY | #N/A | 1978-11-08 | 10:00 | 8.3 | 46.94 |  |  | 1998-11-08 | 10:00 | 7 | 44.6 |  |  | 2000-11-08 | 10:00 | 11.1 | 51.98 | [5 empty] | 6.1 | 42.98 |  |  |  | 6 | 42.8 |  |  |  |  | 5 | 41 |  |  |  |  | 5 | 41 | [5 empty] | 10 | 50 |  |  |  | 4.4 | 39.92 |  |  |  |  | 6.1 | 42.98 |  |  |  |  | 6.1 | 42.98
1994-11-08 | 11:00 | 15 | 59 | WEEKDAY | #N/A | 1978-11-08 | 11:00 | 8.9 | 48.02 |  |  | 1998-11-08 | 11:00 | 8 | 46.4 |  |  | 2000-11-08 | 11:00 | 12.8 | 55.04 | [5 empty] | 6.7 | 44.06 |  |  |  | 8 | 46.4 |  |  |  |  | 5 | 41 |  |  |  |  | 5.6 | 42.08 | [5 empty] | 11.7 | 53.06 |  |  |  | 5 | 41 |  |  |  |  | 5.6 | 42.08 |  |  |  |  | 6.7 | 44.06
1994-11-08 | 12:00 | 16.7 | 62.06 | WEEKDAY | #N/A | 1978-11-08 | 12:00 | 8.9 | 48.02 |  |  | 1998-11-08 | 12:00 | 8 | 46.4 |  |  | 2000-11-08 | 12:00 | 13.3 | 55.94 | [5 empty] | 6.1 | 42.98 |  |  |  | 10 | 50 |  |  |  |  | 5.6 | 42.08 |  |  |  |  | 6.7 | 44.06 | [5 empty] | 13.3 | 55.94 |  |  |  | 5 | 41 |  |  |  |  | 5.6 | 42.08 |  |  |  |  | 7.2 | 44.96
1994-11-08 | 13:00 | 18.9 | 66.02 | WEEKDAY | #N/A | 1978-11-08 | 13:00 | 9.4 | 48.92 |  |  | 1998-11-08 | 13:00 | 8 | 46.4 |  |  | 2000-11-08 | 13:00 | 14.4 | 57.92 | [5 empty] | 6.1 | 42.98 |  |  |  | 12 | 53.6 |  |  |  |  | 5 | 41 |  |  |  |  | 7.2 | 44.96 | [5 empty] | 14.4 | 57.92 |  |  |  | 5.6 | 42.08 |  |  |  |  | 5.6 | 42.08 |  |  |  |  | 7.2 | 44.96
1994-11-08 | 14:00 | 20 | 68 | WEEKDAY | #N/A | 1978-11-08 | 14:00 | 9.4 | 48.92 |  |  | 1998-11-08 | 14:00 | 8 | 46.4 |  |  | 2000-11-08 | 14:00 | 15.6 | 60.08 | [5 empty] | 5.6 | 42.08 |  |  |  | 13 | 55.4 |  |  |  |  | 4.4 | 39.92 |  |  |  |  | 3.3 | 37.94 | [5 empty] | 14.4 | 57.92 |  |  |  | 5.6 | 42.08 |  |  |  |  | 5.6 | 42.08 |  |  |  |  | 7.2 | 44.96
1994-11-08 | 15:00 | 20.6 | 69.08 | WEEKDAY | #N/A | 1978-11-08 | 15:00 | 9.4 | 48.92 |  |  | 1998-11-08 | 15:00 | 8 | 46.4 |  |  | 2000-11-08 | 15:00 | 13.3 | 55.94 | [5 empty] | 6.1 | 42.98 |  |  |  | 13 | 55.4 |  |  |  |  | 3.9 | 39.02 |  |  |  |  | 4.4 | 39.92 | [5 empty] | 15 | 59 |  |  |  | 5.6 | 42.08 |  |  |  |  | 5.6 | 42.08 |  |  |  |  | 7.2 | 44.96
1994-11-08 | 16:00 | 19.4 | 66.92 | WEEKDAY | #N/A | 1978-11-08 | 16:00 | 9.4 | 48.92 |  |  | 1998-11-08 | 16:00 | 8 | 46.4 |  |  | 2000-11-08 | 16:00 | 12.8 | 55.04 | [5 empty] | 4.4 | 39.92 |  |  |  | 13 | 55.4 |  |  |  |  | 4.4 | 39.92 |  |  |  |  | 3.9 | 39.02 | [5 empty] | 14.4 | 57.92 |  |  |  | 5.6 | 42.08 |  |  |  |  | 6.1 | 42.98 |  |  |  |  | 7.8 | 46.04
1994-11-08 | 17:00 | 20 | 68 | WEEKDAY | #N/A | 1978-11-08 | 17:00 | 9.4 | 48.92 |  |  | 1998-11-08 | 17:00 | 7 | 44.6 |  |  | 2000-11-08 | 17:00 | 11.7 | 53.06 | [5 empty] | 3.9 | 39.02 |  |  |  | 12 | 53.6 |  |  |  |  | 4.4 | 39.92 |  |  |  |  | 2.2 | 35.96 | [5 empty] | 13.3 | 55.94 |  |  |  | 6.1 | 42.98 |  |  |  |  | 5.6 | 42.08 |  |  |  |  | 7.8 | 46.04
1994-11-08 | 18:00 | 18.9 | 66.02 | WEEKDAY | #N/A | 1978-11-08 | 18:00 | 9.4 | 48.92 |  |  | 1998-11-08 | 18:00 | 7 | 44.6 |  |  | 2000-11-08 | 18:00 | 10.6 | 51.08 | [5 empty] | 2.8 | 37.04 |  |  |  | 11 | 51.8 |  |  |  |  | 4.4 | 39.92 |  |  |  |  | 1.1 | 33.98 | [5 empty] | 10.6 | 51.08 |  |  |  | 6.1 | 42.98 |  |  |  |  | 5.6 | 42.08 |  |  |  |  | 8.3 | 46.94
1994-11-08 | 19:00 | 18.3 | 64.94 | WEEKDAY | #N/A | 1978-11-08 | 19:00 | 8.9 | 48.02 |  |  | 1998-11-08 | 19:00 | 6 | 42.8 |  |  | 2000-11-08 | 19:00 | 11.1 | 51.98 | [5 empty] | 2.8 | 37.04 |  |  |  | 9 | 48.2 |  |  |  |  | 4.4 | 39.92 |  |  |  |  | 0.6 | 33.08 | [5 empty] | 9.4 | 48.92 |  |  |  | 6.1 | 42.98 |  |  |  |  | 5.6 | 42.08 |  |  |  |  | 8.3 | 46.94
1994-11-08 | 20:00 | 17.2 | 62.96 | WEEKDAY | #N/A | 1978-11-08 | 20:00 | 8.9 | 48.02 |  |  | 1998-11-08 | 20:00 | 6 | 42.8 |  |  | 2000-11-08 | 20:00 | 12.2 | 53.96 | [5 empty] | 2.2 | 35.96 |  |  |  | 9 | 48.2 |  |  |  |  | 4.4 | 39.92 |  |  |  |  | -1.1 | 30.02 | [5 empty] | 8.9 | 48.02 |  |  |  | 6.1 | 42.98 |  |  |  |  | 5.6 | 42.08 |  |  |  |  | 8.3 | 46.94
1994-11-08 | 21:00 | 16.7 | 62.06 | WEEKDAY | #N/A | 1978-11-08 | 21:00 | 8.9 | 48.02 |  |  | 1998-11-08 | 21:00 | 5 | 41 |  |  | 2000-11-08 | 21:00 | 12.8 | 55.04 | [5 empty] | 2.2 | 35.96 |  |  |  | 10 | 50 |  |  |  |  | 5 | 41 |  |  |  |  | -1.1 | 30.02 | [5 empty] | 8.3 | 46.94 |  |  |  | 5.6 | 42.08 |  |  |  |  | 6.1 | 42.98 |  |  |  |  | 7.8 | 46.04
1994-11-08 | 22:00 | 16.7 | 62.06 | WEEKDAY | #N/A | 1978-11-08 | 22:00 | 8.9 | 48.02 |  |  | 1998-11-08 | 22:00 | 4 | 39.2 |  |  | 2000-11-08 | 22:00 | 11.7 | 53.06 | [5 empty] | 1.7 | 35.06 |  |  |  | 11 | 51.8 |  |  |  |  | 5 | 41 |  |  |  |  | -1.1 | 30.02 | [5 empty] | 8.9 | 48.02 |  |  |  | 5.6 | 42.08 |  |  |  |  | 6.1 | 42.98 |  |  |  |  | 7.8 | 46.04
1994-11-08 | 23:00 | 16.7 | 62.06 | WEEKDAY | #N/A | 1978-11-08 | 23:00 | 8.9 | 48.02 |  |  | 1998-11-08 | 23:00 | 5 | 41 |  |  | 2000-11-08 | 23:00 | 12.2 | 53.96 | [5 empty] | 1.1 | 33.98 |  |  |  | 12 | 53.6 |  |  |  |  | 4.4 | 39.92 |  |  |  |  | -2.8 | 26.96 | [5 empty] | 8.3 | 46.94 |  |  |  | 5.6 | 42.08 |  |  |  |  | 6.1 | 42.98 |  |  |  |  | 7.2 | 44.96
1994-11-08 | 24:00 | 16.7 | 62.06 | WEEKDAY | #N/A | 1978-11-08 | 24:00 | 8.3 | 46.94 |  |  | 1998-11-08 | 24:00 | 5 | 41 |  |  | 2000-11-08 | 24:00 | 11.1 | 51.98 | [5 empty] | 0.6 | 33.08 |  |  |  | 11 | 51.8 |  |  |  |  | 4.4 | 39.92 |  |  |  |  | -3.3 | 26.06 | [5 empty] | 7.8 | 46.04 |  |  |  | 5.6 | 42.08 |  |  |  |  | 5.6 | 42.08 |  |  |  |  | 6.7 | 44.06
1994-11-09 | 1:00 | 16.1 | 60.98 | WEEKDAY | #N/A | 1978-11-09 | 1:00 | 8.3 | 46.94 |  |  | 1998-11-09 | 1:00 | 6 | 42.8 |  |  | 2000-11-09 | 1:00 | 10.6 | 51.08 | [5 empty] | 0 | 32 |  |  |  | 11 | 51.8 |  |  |  |  | 3.9 | 39.02 |  |  |  |  | -2.8 | 26.96 | [5 empty] | 7.8 | 46.04 |  |  |  | 5 | 41 |  |  |  |  | 5.6 | 42.08 |  |  |  |  | 6.7 | 44.06
1994-11-09 | 2:00 | 16.7 | 62.06 | WEEKDAY | #N/A | 1978-11-09 | 2:00 | 6.7 | 44.06 |  |  | 1998-11-09 | 2:00 | 5.5 | 41.9 |  |  | 2000-11-09 | 2:00 | 8.9 | 48.02 | [5 empty] | 0 | 32 |  |  |  | 11 | 51.8 |  |  |  |  | 3.9 | 39.02 |  |  |  |  | -3.9 | 24.98 | [5 empty] | 7.8 | 46.04 |  |  |  | 5 | 41 |  |  |  |  | 5.6 | 42.08 |  |  |  |  | 6.1 | 42.98
1994-11-09 | 3:00 | 16.7 | 62.06 | WEEKDAY | #N/A | 1978-11-09 | 3:00 | 7.2 | 44.96 |  |  | 1998-11-09 | 3:00 | 5 | 41 |  |  | 2000-11-09 | 3:00 | 8.9 | 48.02 | [5 empty] | 0 | 32 |  |  |  | 12 | 53.6 |  |  |  |  | 3.3 | 37.94 |  |  |  |  | -4.4 | 24.08 | [5 empty] | 8.3 | 46.94 |  |  |  | 5 | 41 |  |  |  |  | 5.6 | 42.08 |  |  |  |  | 5.6 | 42.08
1994-11-09 | 4:00 | 16.1 | 60.98 | WEEKDAY | #N/A | 1978-11-09 | 4:00 | 6.7 | 44.06 |  |  | 1998-11-09 | 4:00 | 5 | 41 |  |  | 2000-11-09 | 4:00 | 10 | 50 | [5 empty] | -0.6 | 30.92 |  |  |  | 10 | 50 |  |  |  |  | 3.3 | 37.94 |  |  |  |  | -2.2 | 28.04 | [5 empty] | 8.9 | 48.02 |  |  |  | 5 | 41 |  |  |  |  | 5 | 41 |  |  |  |  | 4.4 | 39.92
1994-11-09 | 5:00 | 16.1 | 60.98 | WEEKDAY | #N/A | 1978-11-09 | 5:00 | 6.1 | 42.98 |  |  | 1998-11-09 | 5:00 | 5 | 41 |  |  | 2000-11-09 | 5:00 | 10 | 50 | [5 empty] | -2.2 | 28.04 |  |  |  | 9 | 48.2 |  |  |  |  | 3.3 | 37.94 |  |  |  |  | -3.3 | 26.06 | [5 empty] | 9.4 | 48.92 |  |  |  | 5 | 41 |  |  |  |  | 5 | 41 |  |  |  |  | 3.9 | 39.02
1994-11-09 | 6:00 | 15.6 | 60.08 | WEEKDAY | #N/A | 1978-11-09 | 6:00 | 6.1 | 42.98 |  |  | 1998-11-09 | 6:00 | 4 | 39.2 |  |  | 2000-11-09 | 6:00 | 9.4 | 48.92 | [5 empty] | -1.7 | 28.94 |  |  |  | 8 | 46.4 |  |  |  |  | 3.3 | 37.94 |  |  |  |  | -3.9 | 24.98 | [5 empty] | 8.9 | 48.02 |  |  |  | 5 | 41 |  |  |  |  | 5 | 41 |  |  |  |  | 3.3 | 37.94
1994-11-09 | 7:00 | 16.1 | 60.98 | WEEKDAY | #N/A | 1978-11-09 | 7:00 | 7.2 | 44.96 |  |  | 1998-11-09 | 7:00 | 4 | 39.2 |  |  | 2000-11-09 | 7:00 | 10 | 50 | [5 empty] | -1.7 | 28.94 |  |  |  | 6 | 42.8 |  |  |  |  | 3.3 | 37.94 |  |  |  |  | -3.9 | 24.98 | [5 empty] | 8.9 | 48.02 |  |  |  | 5 | 41 |  |  |  |  | 4.4 | 39.92 |  |  |  |  | 2.2 | 35.96
1994-11-09 | 8:00 | 17.2 | 62.96 | WEEKDAY | #N/A | 1978-11-09 | 8:00 | 7.8 | 46.04 |  |  | 1998-11-09 | 8:00 | 6 | 42.8 |  |  | 2000-11-09 | 8:00 | 11.1 | 51.98 | [5 empty] | 1.7 | 35.06 |  |  |  | 7 | 44.6 |  |  |  |  | 3.3 | 37.94 |  |  |  |  | -2.2 | 28.04 | [5 empty] | 8.9 | 48.02 |  |  |  | 5.6 | 42.08 |  |  |  |  | 3.9 | 39.02 |  |  |  |  | 1.7 | 35.06
1994-11-09 | 9:00 | 18.3 | 64.94 | WEEKDAY | #N/A | 1978-11-09 | 9:00 | 10 | 50 |  |  | 1998-11-09 | 9:00 | 6 | 42.8 |  |  | 2000-11-09 | 9:00 | 13.9 | 57.02 | [5 empty] | 2.8 | 37.04 |  |  |  | 7.7 | 45.86 |  |  |  |  | 3.3 | 37.94 |  |  |  |  | -1.1 | 30.02 | [5 empty] | 8.3 | 46.94 |  |  |  | 5.6 | 42.08 |  |  |  |  | 6.1 | 42.98 |  |  |  |  | 1.1 | 33.98
1994-11-09 | 10:00 | 19.4 | 66.92 | WEEKDAY | #N/A | 1978-11-09 | 10:00 | 10.6 | 51.08 |  |  | 1998-11-09 | 10:00 | 9 | 48.2 |  |  | 2000-11-09 | 10:00 | 14.4 | 57.92 | [5 empty] | 3.3 | 37.94 |  |  |  | 8 | 46.4 |  |  |  |  | 4.4 | 39.92 |  |  |  |  | 0 | 32 | [5 empty] | 7.2 | 44.96 |  |  |  | 5.6 | 42.08 |  |  |  |  | 7.8 | 46.04 |  |  |  |  | 1.1 | 33.98
1994-11-09 | 11:00 | 20 | 68 | WEEKDAY | #N/A | 1978-11-09 | 11:00 | 12.2 | 53.96 |  |  | 1998-11-09 | 11:00 | 10 | 50 |  |  | 2000-11-09 | 11:00 | 14.4 | 57.92 | [5 empty] | 3.9 | 39.02 |  |  |  | 9 | 48.2 |  |  |  |  | 5 | 41 |  |  |  |  | 0 | 32 | [5 empty] | 5.6 | 42.08 |  |  |  | 6.7 | 44.06 |  |  |  |  | 6.7 | 44.06 |  |  |  |  | 1.1 | 33.98
1994-11-09 | 12:00 | 21.1 | 69.98 | WEEKDAY | #N/A | 1978-11-09 | 12:00 | 13.3 | 55.94 |  |  | 1998-11-09 | 12:00 | 10 | 50 |  |  | 2000-11-09 | 12:00 | 15 | 59 | [5 empty] | 4.4 | 39.92 |  |  |  | 9 | 48.2 |  |  |  |  | 5.6 | 42.08 |  |  |  |  | 1.1 | 33.98 | [5 empty] | 5 | 41 |  |  |  | 7.2 | 44.96 |  |  |  |  | 6.7 | 44.06 |  |  |  |  | 1.1 | 33.98
1994-11-09 | 13:00 | 20.6 | 69.08 | WEEKDAY | #N/A | 1978-11-09 | 13:00 | 14.4 | 57.92 |  |  | 1998-11-09 | 13:00 | 11 | 51.8 |  |  | 2000-11-09 | 13:00 | 15 | 59 | [5 empty] | 5 | 41 |  |  |  | 10 | 50 |  |  |  |  | 6.1 | 42.98 |  |  |  |  | 1.7 | 35.06 | [5 empty] | 5 | 41 |  |  |  | 7.2 | 44.96 |  |  |  |  | 7.2 | 44.96 |  |  |  |  | 1.1 | 33.98
1994-11-09 | 14:00 | 20 | 68 | WEEKDAY | #N/A | 1978-11-09 | 14:00 | 15.6 | 60.08 |  |  | 1998-11-09 | 14:00 | 11 | 51.8 |  |  | 2000-11-09 | 14:00 | 14.4 | 57.92 | [5 empty] | 5.6 | 42.08 |  |  |  | 9 | 48.2 |  |  |  |  | 6.1 | 42.98 |  |  |  |  | 1.7 | 35.06 | [5 empty] | 5 | 41 |  |  |  | 8.3 | 46.94 |  |  |  |  | 7.8 | 46.04 |  |  |  |  | 2.8 | 37.04
1994-11-09 | 15:00 | 19.4 | 66.92 | WEEKDAY | #N/A | 1978-11-09 | 15:00 | 15.6 | 60.08 |  |  | 1998-11-09 | 15:00 | 11 | 51.8 |  |  | 2000-11-09 | 15:00 | 13.9 | 57.02 | [5 empty] | 5 | 41 |  |  |  | 9 | 48.2 |  |  |  |  | 5.6 | 42.08 |  |  |  |  | 1.1 | 33.98 | [5 empty] | 4.4 | 39.92 |  |  |  | 8.3 | 46.94 |  |  |  |  | 7.8 | 46.04 |  |  |  |  | 3.9 | 39.02
1994-11-09 | 16:00 | 18.3 | 64.94 | WEEKDAY | #N/A | 1978-11-09 | 16:00 | 15 | 59 |  |  | 1998-11-09 | 16:00 | 11 | 51.8 |  |  | 2000-11-09 | 16:00 | 13.3 | 55.94 | [5 empty] | 5 | 41 |  |  |  | 8 | 46.4 |  |  |  |  | 5.6 | 42.08 |  |  |  |  | 0.6 | 33.08 | [5 empty] | 3.9 | 39.02 |  |  |  | 7.2 | 44.96 |  |  |  |  | 7.8 | 46.04 |  |  |  |  | 2.8 | 37.04
1994-11-09 | 17:00 | 17.8 | 64.04 | WEEKDAY | #N/A | 1978-11-09 | 17:00 | 14.4 | 57.92 |  |  | 1998-11-09 | 17:00 | 9 | 48.2 |  |  | 2000-11-09 | 17:00 | 13.3 | 55.94 | [5 empty] | 2.8 | 37.04 |  |  |  | 6 | 42.8 |  |  |  |  | 5 | 41 |  |  |  |  | -1.1 | 30.02 | [5 empty] | 3.9 | 39.02 |  |  |  | 6.7 | 44.06 |  |  |  |  | 6.7 | 44.06 |  |  |  |  | 1.7 | 35.06
1994-11-09 | 18:00 | 17.2 | 62.96 | WEEKDAY | #N/A | 1978-11-09 | 18:00 | 14.4 | 57.92 |  |  | 1998-11-09 | 18:00 | 6 | 42.8 |  |  | 2000-11-09 | 18:00 | 13.3 | 55.94 | [5 empty] | 2.2 | 35.96 |  |  |  | 5 | 41 |  |  |  |  | 3.9 | 39.02 |  |  |  |  | -1.7 | 28.94 | [5 empty] | 3.3 | 37.94 |  |  |  | 6.7 | 44.06 |  |  |  |  | 5.6 | 42.08 |  |  |  |  | 1.1 | 33.98
1994-11-09 | 19:00 | 16.1 | 60.98 | WEEKDAY | #N/A | 1978-11-09 | 19:00 | 13.9 | 57.02 |  |  | 1998-11-09 | 19:00 | 4 | 39.2 |  |  | 2000-11-09 | 19:00 | 13.3 | 55.94 | [5 empty] | 1.1 | 33.98 |  |  |  | 4 | 39.2 |  |  |  |  | 3.3 | 37.94 |  |  |  |  | -2.2 | 28.04 | [5 empty] | 2.8 | 37.04 |  |  |  | 6.1 | 42.98 |  |  |  |  | 5 | 41 |  |  |  |  | 1.1 | 33.98
1994-11-09 | 20:00 | 15.6 | 60.08 | WEEKDAY | #N/A | 1978-11-09 | 20:00 | 12.8 | 55.04 |  |  | 1998-11-09 | 20:00 | 5 | 41 |  |  | 2000-11-09 | 20:00 | 13.3 | 55.94 | [5 empty] | -1.1 | 30.02 |  |  |  | 4 | 39.2 |  |  |  |  | 2.2 | 35.96 |  |  |  |  | -3.3 | 26.06 | [5 empty] | 2.2 | 35.96 |  |  |  | 5.6 | 42.08 |  |  |  |  | 5.6 | 42.08 |  |  |  |  | 0.6 | 33.08
1994-11-09 | 21:00 | 15 | 59 | WEEKDAY | #N/A | 1978-11-09 | 21:00 | 12.8 | 55.04 |  |  | 1998-11-09 | 21:00 | 4 | 39.2 |  |  | 2000-11-09 | 21:00 | 12.8 | 55.04 | [5 empty] | -1.7 | 28.94 |  |  |  | 1 | 33.8 |  |  |  |  | 2.8 | 37.04 |  |  |  |  | -2.8 | 26.96 | [5 empty] | 2.2 | 35.96 |  |  |  | 5.6 | 42.08 |  |  |  |  | 5.6 | 42.08 |  |  |  |  | 0 | 32
1994-11-09 | 22:00 | 13.3 | 55.94 | WEEKDAY | #N/A | 1978-11-09 | 22:00 | 12.2 | 53.96 |  |  | 1998-11-09 | 22:00 | 4 | 39.2 |  |  | 2000-11-09 | 22:00 | 12.2 | 53.96 | [5 empty] | -1.1 | 30.02 |  |  |  | -1 | 30.2 |  |  |  |  | 2.2 | 35.96 |  |  |  |  | -4.4 | 24.08 | [5 empty] | 2.8 | 37.04 |  |  |  | 6.1 | 42.98 |  |  |  |  | 5.6 | 42.08 |  |  |  |  | 0 | 32
1994-11-09 | 23:00 | 11.7 | 53.06 | WEEKDAY | #N/A | 1978-11-09 | 23:00 | 11.7 | 53.06 |  |  | 1998-11-09 | 23:00 | 3 | 37.4 |  |  | 2000-11-09 | 23:00 | 12.2 | 53.96 | [5 empty] | -2.2 | 28.04 |  |  |  | 0 | 32 |  |  |  |  | 2.2 | 35.96 |  |  |  |  | -6.7 | 19.94 | [5 empty] | 2.8 | 37.04 |  |  |  | 6.7 | 44.06 |  |  |  |  | 6.1 | 42.98 |  |  |  |  | 0 | 32
1994-11-09 | 24:00 | 11.7 | 53.06 | WEEKDAY | #N/A | 1978-11-09 | 24:00 | 10.6 | 51.08 |  |  | 1998-11-09 | 24:00 | 4 | 39.2 |  |  | 2000-11-09 | 24:00 | 12.2 | 53.96 | [5 empty] | -2.2 | 28.04 |  |  |  | -1 | 30.2 |  |  |  |  | 2.8 | 37.04 |  |  |  |  | -5.6 | 21.92 | [5 empty] | 2.2 | 35.96 |  |  |  | 7.2 | 44.96 |  |  |  |  | 5.6 | 42.08 |  |  |  |  | -0.6 | 30.92
1994-11-10 | 1:00 | 11.1 | 51.98 | WEEKDAY | #N/A | 1978-11-10 | 1:00 | 10 | 50 |  |  | 1998-11-10 | 1:00 | 3 | 37.4 |  |  | 2000-11-10 | 1:00 | 12.2 | 53.96 | [5 empty] | -3.3 | 26.06 |  |  |  | -1 | 30.2 |  |  |  |  | 2.8 | 37.04 |  |  |  |  | -6.1 | 21.02 | [5 empty] | 2.2 | 35.96 |  |  |  | 6.1 | 42.98 |  |  |  |  | 6.1 | 42.98 |  |  |  |  | -1.1 | 30.02
1994-11-10 | 2:00 | 10 | 50 | WEEKDAY | #N/A | 1978-11-10 | 2:00 | 8.9 | 48.02 |  |  | 1998-11-10 | 2:00 | 3 | 37.4 |  |  | 2000-11-10 | 2:00 | 12.8 | 55.04 | [5 empty] | -3.9 | 24.98 |  |  |  | -1 | 30.2 |  |  |  |  | 3.9 | 39.02 |  |  |  |  | -7.2 | 19.04 | [5 empty] | 1.1 | 33.98 |  |  |  | 7.2 | 44.96 |  |  |  |  | 6.1 | 42.98 |  |  |  |  | -1.1 | 30.02
1994-11-10 | 3:00 | 8.3 | 46.94 | WEEKDAY | #N/A | 1978-11-10 | 3:00 | 8.3 | 46.94 |  |  | 1998-11-10 | 3:00 | 3 | 37.4 |  |  | 2000-11-10 | 3:00 | 12.8 | 55.04 | [5 empty] | -3.3 | 26.06 |  |  |  | -1 | 30.2 |  |  |  |  | 4.4 | 39.92 |  |  |  |  | -7.8 | 17.96 | [5 empty] | 1.1 | 33.98 |  |  |  | 7.8 | 46.04 |  |  |  |  | 6.1 | 42.98 |  |  |  |  | -1.1 | 30.02
1994-11-10 | 4:00 | 6.1 | 42.98 | WEEKDAY | #N/A | 1978-11-10 | 4:00 | 8.3 | 46.94 |  |  | 1998-11-10 | 4:00 | 3 | 37.4 |  |  | 2000-11-10 | 4:00 | 12.8 | 55.04 | [5 empty] | -3.9 | 24.98 |  |  |  | 0 | 32 |  |  |  |  | 3.9 | 39.02 |  |  |  |  | -6.7 | 19.94 | [5 empty] | 1.1 | 33.98 |  |  |  | 8.3 | 46.94 |  |  |  |  | 7.2 | 44.96 |  |  |  |  | -3.3 | 26.06
1994-11-10 | 5:00 | 6.1 | 42.98 | WEEKDAY | #N/A | 1978-11-10 | 5:00 | 7.8 | 46.04 |  |  | 1998-11-10 | 5:00 | 3 | 37.4 |  |  | 2000-11-10 | 5:00 | 13.3 | 55.94 | [5 empty] | -3.9 | 24.98 |  |  |  | 0 | 32 |  |  |  |  | 4.4 | 39.92 |  |  |  |  | -7.2 | 19.04 | [5 empty] | -0.6 | 30.92 |  |  |  | 8.9 | 48.02 |  |  |  |  | 7.2 | 44.96 |  |  |  |  | -3.9 | 24.98
1994-11-10 | 6:00 | 6.1 | 42.98 | WEEKDAY | #N/A | 1978-11-10 | 6:00 | 8.3 | 46.94 |  |  | 1998-11-10 | 6:00 | 3 | 37.4 |  |  | 2000-11-10 | 6:00 | 14.4 | 57.92 | [5 empty] | -3.9 | 24.98 |  |  |  | 0 | 32 |  |  |  |  | 3.9 | 39.02 |  |  |  |  | -5.6 | 21.92 | [5 empty] | -1.1 | 30.02 |  |  |  | 10 | 50 |  |  |  |  | 6.7 | 44.06 |  |  |  |  | -4.4 | 24.08
1994-11-10 | 7:00 | 6.1 | 42.98 | WEEKDAY | #N/A | 1978-11-10 | 7:00 | 8.3 | 46.94 |  |  | 1998-11-10 | 7:00 | 3 | 37.4 |  |  | 2000-11-10 | 7:00 | 15.6 | 60.08 | [5 empty] | -4.4 | 24.08 |  |  |  | 1 | 33.8 |  |  |  |  | 4.4 | 39.92 |  |  |  |  | -5 | 23 | [5 empty] | -1.7 | 28.94 |  |  |  | 13.9 | 57.02 |  |  |  |  | 9.4 | 48.92 |  |  |  |  | -5 | 23
1994-11-10 | 8:00 | 6.7 | 44.06 | WEEKDAY | #N/A | 1978-11-10 | 8:00 | 10 | 50 |  |  | 1998-11-10 | 8:00 | 4 | 39.2 |  |  | 2000-11-10 | 8:00 | 16.1 | 60.98 | [5 empty] | 0.6 | 33.08 |  |  |  | 1 | 33.8 |  |  |  |  | 5 | 41 |  |  |  |  | -4.4 | 24.08 | [5 empty] | -1.7 | 28.94 |  |  |  | 15 | 59 |  |  |  |  | 10.6 | 51.08 |  |  |  |  | -4.4 | 24.08
1994-11-10 | 9:00 | 7.2 | 44.96 | WEEKDAY | #N/A | 1978-11-10 | 9:00 | 12.8 | 55.04 |  |  | 1998-11-10 | 9:00 | 6 | 42.8 |  |  | 2000-11-10 | 9:00 | 15 | 59 | [5 empty] | 4.4 | 39.92 |  |  |  | 4 | 39.2 |  |  |  |  | 7.2 | 44.96 |  |  |  |  | -3.3 | 26.06 | [5 empty] | -2.2 | 28.04 |  |  |  | 14.4 | 57.92 |  |  |  |  | 12.2 | 53.96 |  |  |  |  | -4.4 | 24.08
1994-11-10 | 10:00 | 7.8 | 46.04 | WEEKDAY | #N/A | 1978-11-10 | 10:00 | 13.9 | 57.02 |  |  | 1998-11-10 | 10:00 | 6 | 42.8 |  |  | 2000-11-10 | 10:00 | 16.1 | 60.98 | [5 empty] | 6.1 | 42.98 |  |  |  | 6 | 42.8 |  |  |  |  | 8.9 | 48.02 |  |  |  |  | -2.2 | 28.04 | [5 empty] | -2.2 | 28.04 |  |  |  | 14.4 | 57.92 |  |  |  |  | 12.8 | 55.04 |  |  |  |  | -3.9 | 24.98
1994-11-10 | 11:00 | 8.9 | 48.02 | WEEKDAY | #N/A | 1978-11-10 | 11:00 | 15 | 59 |  |  | 1998-11-10 | 11:00 | 7 | 44.6 |  |  | 2000-11-10 | 11:00 | 15.6 | 60.08 | [5 empty] | 6.7 | 44.06 |  |  |  | 9 | 48.2 |  |  |  |  | 9.4 | 48.92 |  |  |  |  | -1.7 | 28.94 | [5 empty] | -1.7 | 28.94 |  |  |  | 15.6 | 60.08 |  |  |  |  | 12.2 | 53.96 |  |  |  |  | -3.9 | 24.98
1994-11-10 | 12:00 | 10 | 50 | WEEKDAY | #N/A | 1978-11-10 | 12:00 | 16.1 | 60.98 |  |  | 1998-11-10 | 12:00 | 7 | 44.6 |  |  | 2000-11-10 | 12:00 | 15 | 59 | [5 empty] | 7.8 | 46.04 |  |  |  | 10 | 50 |  |  |  |  | 10 | 50 |  |  |  |  | -1.1 | 30.02 | [5 empty] | -2.2 | 28.04 |  |  |  | 10.6 | 51.08 |  |  |  |  | 15.6 | 60.08 |  |  |  |  | -3.9 | 24.98
1994-11-10 | 13:00 | 11.7 | 53.06 | WEEKDAY | #N/A | 1978-11-10 | 13:00 | 16.1 | 60.98 |  |  | 1998-11-10 | 13:00 | 8 | 46.4 |  |  | 2000-11-10 | 13:00 | 15.6 | 60.08 | [5 empty] | 7.8 | 46.04 |  |  |  | 12 | 53.6 |  |  |  |  | 10 | 50 |  |  |  |  | 0.6 | 33.08 | [5 empty] | -2.2 | 28.04 |  |  |  | 9.4 | 48.92 |  |  |  |  | 11.7 | 53.06 |  |  |  |  | -3.3 | 26.06
1994-11-10 | 14:00 | 12.2 | 53.96 | WEEKDAY | #N/A | 1978-11-10 | 14:00 | 15.6 | 60.08 |  |  | 1998-11-10 | 14:00 | 8.1 | 46.58 |  |  | 2000-11-10 | 14:00 | 15 | 59 | [5 empty] | 8.3 | 46.94 |  |  |  | 12 | 53.6 |  |  |  |  | 9.4 | 48.92 |  |  |  |  | 1.1 | 33.98 | [5 empty] | -2.2 | 28.04 |  |  |  | 8.9 | 48.02 |  |  |  |  | 10.6 | 51.08 |  |  |  |  | -3.3 | 26.06
1994-11-10 | 15:00 | 12.8 | 55.04 | WEEKDAY | #N/A | 1978-11-10 | 15:00 | 15.6 | 60.08 |  |  | 1998-11-10 | 15:00 | 8 | 46.4 |  |  | 2000-11-10 | 15:00 | 14.4 | 57.92 | [5 empty] | 7.8 | 46.04 |  |  |  | 14 | 57.2 |  |  |  |  | 10 | 50 |  |  |  |  | 2.2 | 35.96 | [5 empty] | -2.2 | 28.04 |  |  |  | 8.9 | 48.02 |  |  |  |  | 10 | 50 |  |  |  |  | -3.3 | 26.06
1994-11-10 | 16:00 | 12.2 | 53.96 | WEEKDAY | #N/A | 1978-11-10 | 16:00 | 15 | 59 |  |  | 1998-11-10 | 16:00 | 9 | 48.2 |  |  | 2000-11-10 | 16:00 | 13.9 | 57.02 | [5 empty] | 6.7 | 44.06 |  |  |  | 13 | 55.4 |  |  |  |  | 10.6 | 51.08 |  |  |  |  | 2.2 | 35.96 | [5 empty] | -2.8 | 26.96 |  |  |  | 7.8 | 46.04 |  |  |  |  | 9.4 | 48.92 |  |  |  |  | -3.3 | 26.06
1994-11-10 | 17:00 | 11.1 | 51.98 | WEEKDAY | #N/A | 1978-11-10 | 17:00 | 13.9 | 57.02 |  |  | 1998-11-10 | 17:00 | 9 | 48.2 |  |  | 2000-11-10 | 17:00 | 13.9 | 57.02 | [5 empty] | 4.4 | 39.92 |  |  |  | 10 | 50 |  |  |  |  | 10.6 | 51.08 |  |  |  |  | 2.2 | 35.96 | [5 empty] | -2.8 | 26.96 |  |  |  | 7.8 | 46.04 |  |  |  |  | 8.3 | 46.94 |  |  |  |  | -3.9 | 24.98
1994-11-10 | 18:00 | 10.6 | 51.08 | WEEKDAY | #N/A | 1978-11-10 | 18:00 | 14.4 | 57.92 |  |  | 1998-11-10 | 18:00 | 9 | 48.2 |  |  | 2000-11-10 | 18:00 | 13.3 | 55.94 | [5 empty] | 2.8 | 37.04 |  |  |  | 6 | 42.8 |  |  |  |  | 10.6 | 51.08 |  |  |  |  | 2.2 | 35.96 | [5 empty] | -2.8 | 26.96 |  |  |  | 7.8 | 46.04 |  |  |  |  | 7.8 | 46.04 |  |  |  |  | -3.9 | 24.98
1994-11-10 | 19:00 | 10 | 50 | WEEKDAY | #N/A | 1978-11-10 | 19:00 | 13.3 | 55.94 |  |  | 1998-11-10 | 19:00 | 9 | 48.2 |  |  | 2000-11-10 | 19:00 | 12.8 | 55.04 | [5 empty] | 1.7 | 35.06 |  |  |  | 4 | 39.2 |  |  |  |  | 8.9 | 48.02 |  |  |  |  | 3.3 | 37.94 | [5 empty] | -2.8 | 26.96 |  |  |  | 8.3 | 46.94 |  |  |  |  | 7.8 | 46.04 |  |  |  |  | -3.9 | 24.98
1994-11-10 | 20:00 | 8.9 | 48.02 | WEEKDAY | #N/A | 1978-11-10 | 20:00 | 12.2 | 53.96 |  |  | 1998-11-10 | 20:00 | 9 | 48.2 |  |  | 2000-11-10 | 20:00 | 12.8 | 55.04 | [5 empty] | 0 | 32 |  |  |  | 2 | 35.6 |  |  |  |  | 8.3 | 46.94 |  |  |  |  | 3.9 | 39.02 | [5 empty] | -2.8 | 26.96 |  |  |  | 7.8 | 46.04 |  |  |  |  | 7.8 | 46.04 |  |  |  |  | -4.4 | 24.08
1994-11-10 | 21:00 | 7.8 | 46.04 | WEEKDAY | #N/A | 1978-11-10 | 21:00 | 11.7 | 53.06 |  |  | 1998-11-10 | 21:00 | 8 | 46.4 |  |  | 2000-11-10 | 21:00 | 12.2 | 53.96 | [5 empty] | -1.1 | 30.02 |  |  |  | 1 | 33.8 |  |  |  |  | 7.8 | 46.04 |  |  |  |  | 3.9 | 39.02 | [5 empty] | -2.8 | 26.96 |  |  |  | 7.8 | 46.04 |  |  |  |  | 8.3 | 46.94 |  |  |  |  | -4.4 | 24.08
1994-11-10 | 22:00 | 6.7 | 44.06 | WEEKDAY | #N/A | 1978-11-10 | 22:00 | 11.1 | 51.98 |  |  | 1998-11-10 | 22:00 | 9 | 48.2 |  |  | 2000-11-10 | 22:00 | 12.2 | 53.96 | [5 empty] | -1.7 | 28.94 |  |  |  | 0 | 32 |  |  |  |  | 6.7 | 44.06 |  |  |  |  | 3.9 | 39.02 | [5 empty] | -2.8 | 26.96 |  |  |  | 7.8 | 46.04 |  |  |  |  | 7.8 | 46.04 |  |  |  |  | -4.4 | 24.08
1994-11-10 | 23:00 | 5.6 | 42.08 | WEEKDAY | #N/A | 1978-11-10 | 23:00 | 11.1 | 51.98 |  |  | 1998-11-10 | 23:00 | 10.4 | 50.72 |  |  | 2000-11-10 | 23:00 | 12.2 | 53.96 | [5 empty] | -1.7 | 28.94 |  |  |  | -1 | 30.2 |  |  |  |  | 6.7 | 44.06 |  |  |  |  | 3.9 | 39.02 | [5 empty] | -2.8 | 26.96 |  |  |  | 7.2 | 44.96 |  |  |  |  | 7.8 | 46.04 |  |  |  |  | -4.4 | 24.08
1994-11-10 | 24:00 | 6.1 | 42.98 | WEEKDAY | #N/A | 1978-11-10 | 24:00 | 11.7 | 53.06 |  |  | 1998-11-10 | 24:00 | 12 | 53.6 |  |  | 2000-11-10 | 24:00 | 12.2 | 53.96 | [5 empty] | -1.7 | 28.94 |  |  |  | -1 | 30.2 |  |  |  |  | 6.7 | 44.06 |  |  |  |  | 3.9 | 39.02 | [5 empty] | -2.8 | 26.96 |  |  |  | 6.1 | 42.98 |  |  |  |  | 7.2 | 44.96 |  |  |  |  | -4.4 | 24.08
1994-11-11 | 1:00 | 5.6 | 42.08 | WEEKDAY | #N/A | 1978-11-11 | 1:00 | 11.1 | 51.98 |  |  | 1998-11-11 | 1:00 | 14 | 57.2 |  |  | 2000-11-11 | 1:00 | 11.7 | 53.06 | [5 empty] | -0.6 | 30.92 |  |  |  | -1 | 30.2 |  |  |  |  | 6.1 | 42.98 |  |  |  |  | 3.9 | 39.02 | [5 empty] | -2.8 | 26.96 |  |  |  | 5.6 | 42.08 |  |  |  |  | 7.2 | 44.96 |  |  |  |  | -5 | 23
1994-11-11 | 2:00 | 5.6 | 42.08 | WEEKDAY | #N/A | 1978-11-11 | 2:00 | 11.1 | 51.98 |  |  | 1998-11-11 | 2:00 | 15 | 59 |  |  | 2000-11-11 | 2:00 | 11.1 | 51.98 | [5 empty] | -1.1 | 30.02 |  |  |  | -1 | 30.2 |  |  |  |  | 6.1 | 42.98 |  |  |  |  | 3.9 | 39.02 | [5 empty] | -2.8 | 26.96 |  |  |  | 5 | 41 |  |  |  |  | 6.7 | 44.06 |  |  |  |  | -5 | 23
1994-11-11 | 3:00 | 5.6 | 42.08 | WEEKDAY | #N/A | 1978-11-11 | 3:00 | 11.1 | 51.98 |  |  | 1998-11-11 | 3:00 | 16 | 60.8 |  |  | 2000-11-11 | 3:00 | 10.6 | 51.08 | [5 empty] | 0 | 32 |  |  |  | 0 | 32 |  |  |  |  | 5 | 41 |  |  |  |  | 3.3 | 37.94 | [5 empty] | -2.8 | 26.96 |  |  |  | 5 | 41 |  |  |  |  | 6.1 | 42.98 |  |  |  |  | -6.1 | 21.02
1994-11-11 | 4:00 | 5 | 41 | WEEKDAY | #N/A | 1978-11-11 | 4:00 | 11.7 | 53.06 |  |  | 1998-11-11 | 4:00 | 16 | 60.8 |  |  | 2000-11-11 | 4:00 | 10.6 | 51.08 | [5 empty] | -1.7 | 28.94 |  |  |  | 1 | 33.8 |  |  |  |  | 5 | 41 |  |  |  |  | 3.3 | 37.94 | [5 empty] | -2.8 | 26.96 |  |  |  | 4.4 | 39.92 |  |  |  |  | 5.6 | 42.08 |  |  |  |  | -5 | 23
1994-11-11 | 5:00 | 4.4 | 39.92 | WEEKDAY | #N/A | 1978-11-11 | 5:00 | 11.7 | 53.06 |  |  | 1998-11-11 | 5:00 | 16 | 60.8 |  |  | 2000-11-11 | 5:00 | 10.6 | 51.08 | [5 empty] | -2.2 | 28.04 |  |  |  | 2 | 35.6 |  |  |  |  | 4.4 | 39.92 |  |  |  |  | 3.9 | 39.02 | [5 empty] | -2.2 | 28.04 |  |  |  | 3.9 | 39.02 |  |  |  |  | 5 | 41 |  |  |  |  | -5.6 | 21.92
1994-11-11 | 6:00 | 3.9 | 39.02 | WEEKDAY | #N/A | 1978-11-11 | 6:00 | 11.7 | 53.06 |  |  | 1998-11-11 | 6:00 | 16 | 60.8 |  |  | 2000-11-11 | 6:00 | 10.6 | 51.08 | [5 empty] | -2.2 | 28.04 |  |  |  | 6 | 42.8 |  |  |  |  | 3.9 | 39.02 |  |  |  |  | 3.9 | 39.02 | [5 empty] | -2.2 | 28.04 |  |  |  | 3.9 | 39.02 |  |  |  |  | 5 | 41 |  |  |  |  | -4.4 | 24.08
1994-11-11 | 7:00 | 3.9 | 39.02 | WEEKDAY | #N/A | 1978-11-11 | 7:00 | 12.2 | 53.96 |  |  | 1998-11-11 | 7:00 | 16 | 60.8 |  |  | 2000-11-11 | 7:00 | 10.6 | 51.08 | [5 empty] | -1.1 | 30.02 |  |  |  | 6 | 42.8 |  |  |  |  | 3.3 | 37.94 |  |  |  |  | 3.9 | 39.02 | [5 empty] | -2.2 | 28.04 |  |  |  | 3.3 | 37.94 |  |  |  |  | 4.4 | 39.92 |  |  |  |  | -5 | 23
1994-11-11 | 8:00 | 3.9 | 39.02 | WEEKDAY | #N/A | 1978-11-11 | 8:00 | 12.2 | 53.96 |  |  | 1998-11-11 | 8:00 | 11 | 51.8 |  |  | 2000-11-11 | 8:00 | 10.6 | 51.08 | [5 empty] | 1.7 | 35.06 |  |  |  | 5 | 41 |  |  |  |  | 3.3 | 37.94 |  |  |  |  | 5 | 41 | [5 empty] | -2.2 | 28.04 |  |  |  | 3.3 | 37.94 |  |  |  |  | 4.4 | 39.92 |  |  |  |  | -3.9 | 24.98
1994-11-11 | 9:00 | 5 | 41 | WEEKDAY | #N/A | 1978-11-11 | 9:00 | 12.2 | 53.96 |  |  | 1998-11-11 | 9:00 | 11 | 51.8 |  |  | 2000-11-11 | 9:00 | 10.6 | 51.08 | [5 empty] | 7.2 | 44.96 |  |  |  | 6 | 42.8 |  |  |  |  | 3.3 | 37.94 |  |  |  |  | 5.6 | 42.08 | [5 empty] | -1.7 | 28.94 |  |  |  | 3.3 | 37.94 |  |  |  |  | 5 | 41 |  |  |  |  | -3.9 | 24.98
1994-11-11 | 10:00 | 5.6 | 42.08 | WEEKDAY | #N/A | 1978-11-11 | 10:00 | 12.2 | 53.96 |  |  | 1998-11-11 | 10:00 | 10 | 50 |  |  | 2000-11-11 | 10:00 | 10.6 | 51.08 | [5 empty] | 9.4 | 48.92 |  |  |  | 7 | 44.6 |  |  |  |  | 3.3 | 37.94 |  |  |  |  | 6.7 | 44.06 | [5 empty] | -1.7 | 28.94 |  |  |  | 4.4 | 39.92 |  |  |  |  | 5.6 | 42.08 |  |  |  |  | -2.8 | 26.96
1994-11-11 | 11:00 | 6.7 | 44.06 | WEEKDAY | #N/A | 1978-11-11 | 11:00 | 12.2 | 53.96 |  |  | 1998-11-11 | 11:00 | 11 | 51.8 |  |  | 2000-11-11 | 11:00 | 11.1 | 51.98 | [5 empty] | 9.4 | 48.92 |  |  |  | 7 | 44.6 |  |  |  |  | 2.8 | 37.04 |  |  |  |  | 7.8 | 46.04 | [5 empty] | -1.1 | 30.02 |  |  |  | 4.4 | 39.92 |  |  |  |  | 5.6 | 42.08 |  |  |  |  | -1.7 | 28.94
1994-11-11 | 12:00 | 8.3 | 46.94 | WEEKDAY | #N/A | 1978-11-11 | 12:00 | 12.8 | 55.04 |  |  | 1998-11-11 | 12:00 | 12 | 53.6 |  |  | 2000-11-11 | 12:00 | 12.2 | 53.96 | [5 empty] | 10 | 50 |  |  |  | 7 | 44.6 |  |  |  |  | 2.8 | 37.04 |  |  |  |  | 10 | 50 | [5 empty] | -0.6 | 30.92 |  |  |  | 5.6 | 42.08 |  |  |  |  | 5 | 41 |  |  |  |  | -1.1 | 30.02
1994-11-11 | 13:00 | 8.9 | 48.02 | WEEKDAY | #N/A | 1978-11-11 | 13:00 | 13.3 | 55.94 |  |  | 1998-11-11 | 13:00 | 14 | 57.2 |  |  | 2000-11-11 | 13:00 | 12.8 | 55.04 | [5 empty] | 10 | 50 |  |  |  | 7 | 44.6 |  |  |  |  | 2.8 | 37.04 |  |  |  |  | 10 | 50 | [5 empty] | -0.6 | 30.92 |  |  |  | 3.9 | 39.02 |  |  |  |  | 6.7 | 44.06 |  |  |  |  | -1.1 | 30.02
1994-11-11 | 14:00 | 10 | 50 | WEEKDAY | #N/A | 1978-11-11 | 14:00 | 13.9 | 57.02 |  |  | 1998-11-11 | 14:00 | 15 | 59 |  |  | 2000-11-11 | 14:00 | 13.3 | 55.94 | [5 empty] | 10.6 | 51.08 |  |  |  | 7 | 44.6 |  |  |  |  | 3.9 | 39.02 |  |  |  |  | 11.1 | 51.98 | [5 empty] | 1.1 | 33.98 |  |  |  | 4.4 | 39.92 |  |  |  |  | 4.4 | 39.92 |  |  |  |  | -1.1 | 30.02
1994-11-11 | 15:00 | 10 | 50 | WEEKDAY | #N/A | 1978-11-11 | 15:00 | 15 | 59 |  |  | 1998-11-11 | 15:00 | 16 | 60.8 |  |  | 2000-11-11 | 15:00 | 13.3 | 55.94 | [5 empty] | 10.6 | 51.08 |  |  |  | 7 | 44.6 |  |  |  |  | 2.8 | 37.04 |  |  |  |  | 10.6 | 51.08 | [5 empty] | 2.2 | 35.96 |  |  |  | 3.9 | 39.02 |  |  |  |  | 4.4 | 39.92 |  |  |  |  | -1.1 | 30.02
1994-11-11 | 16:00 | 10 | 50 | WEEKDAY | #N/A | 1978-11-11 | 16:00 | 15 | 59 |  |  | 1998-11-11 | 16:00 | 15 | 59 |  |  | 2000-11-11 | 16:00 | 12.8 | 55.04 | [5 empty] | 11.1 | 51.98 |  |  |  | 7 | 44.6 |  |  |  |  | 3.3 | 37.94 |  |  |  |  | 10.6 | 51.08 | [5 empty] | 0.6 | 33.08 |  |  |  | 3.9 | 39.02 |  |  |  |  | 3.9 | 39.02 |  |  |  |  | -1.7 | 28.94
1994-11-11 | 17:00 | 10 | 50 | WEEKDAY | #N/A | 1978-11-11 | 17:00 | 13.9 | 57.02 |  |  | 1998-11-11 | 17:00 | 14 | 57.2 |  |  | 2000-11-11 | 17:00 | 12.2 | 53.96 | [5 empty] | 11.1 | 51.98 |  |  |  | 4 | 39.2 |  |  |  |  | 2.2 | 35.96 |  |  |  |  | 8.9 | 48.02 | [5 empty] | -0.6 | 30.92 |  |  |  | 2.8 | 37.04 |  |  |  |  | 2.8 | 37.04 |  |  |  |  | -2.2 | 28.04
1994-11-11 | 18:00 | 9.4 | 48.92 | WEEKDAY | #N/A | 1978-11-11 | 18:00 | 13.3 | 55.94 |  |  | 1998-11-11 | 18:00 | 13 | 55.4 |  |  | 2000-11-11 | 18:00 | 12.2 | 53.96 | [5 empty] | 11.7 | 53.06 |  |  |  | 3 | 37.4 |  |  |  |  | 1.7 | 35.06 |  |  |  |  | 7.8 | 46.04 | [5 empty] | -1.7 | 28.94 |  |  |  | 2.8 | 37.04 |  |  |  |  | 2.8 | 37.04 |  |  |  |  | -3.9 | 24.98
1994-11-11 | 19:00 | 8.9 | 48.02 | WEEKDAY | #N/A | 1978-11-11 | 19:00 | 11.7 | 53.06 |  |  | 1998-11-11 | 19:00 | 12 | 53.6 |  |  | 2000-11-11 | 19:00 | 11.7 | 53.06 | [5 empty] | 12.2 | 53.96 |  |  |  | 2 | 35.6 |  |  |  |  | 1.7 | 35.06 |  |  |  |  | 6.1 | 42.98 | [5 empty] | -2.2 | 28.04 |  |  |  | 2.8 | 37.04 |  |  |  |  | 2.8 | 37.04 |  |  |  |  | -5.6 | 21.92
1994-11-11 | 20:00 | 8.9 | 48.02 | WEEKDAY | #N/A | 1978-11-11 | 20:00 | 11.7 | 53.06 |  |  | 1998-11-11 | 20:00 | 11 | 51.8 |  |  | 2000-11-11 | 20:00 | 11.7 | 53.06 | [5 empty] | 12.2 | 53.96 |  |  |  | 1 | 33.8 |  |  |  |  | 1.1 | 33.98 |  |  |  |  | 4 | 39.2 | [5 empty] | -2.2 | 28.04 |  |  |  | 2.8 | 37.04 |  |  |  |  | 2.8 | 37.04 |  |  |  |  | -6.7 | 19.94
1994-11-11 | 21:00 | 7.8 | 46.04 | WEEKDAY | #N/A | 1978-11-11 | 21:00 | 12.2 | 53.96 |  |  | 1998-11-11 | 21:00 | 10 | 50 |  |  | 2000-11-11 | 21:00 | 11.1 | 51.98 | [5 empty] | 12.2 | 53.96 |  |  |  | -2 | 28.4 |  |  |  |  | 0 | 32 |  |  |  |  | 3.3 | 37.94 | [5 empty] | -2.8 | 26.96 |  |  |  | 2.8 | 37.04 |  |  |  |  | 2.8 | 37.04 |  |  |  |  | -6.1 | 21.02
1994-11-11 | 22:00 | 7.2 | 44.96 | WEEKDAY | #N/A | 1978-11-11 | 22:00 | 12.2 | 53.96 |  |  | 1998-11-11 | 22:00 | 10 | 50 |  |  | 2000-11-11 | 22:00 | 10.6 | 51.08 | [5 empty] | 12.2 | 53.96 |  |  |  | -4 | 24.8 |  |  |  |  | -0.6 | 30.92 |  |  |  |  | 2.2 | 35.96 | [5 empty] | -3.9 | 24.98 |  |  |  | 2.2 | 35.96 |  |  |  |  | 2.8 | 37.04 |  |  |  |  | -7.8 | 17.96
1994-11-11 | 23:00 | 6.7 | 44.06 | WEEKDAY | #N/A | 1978-11-11 | 23:00 | 11.7 | 53.06 |  |  | 1998-11-11 | 23:00 | 9 | 48.2 |  |  | 2000-11-11 | 23:00 | 10 | 50 | [5 empty] | 12.8 | 55.04 |  |  |  | -4 | 24.8 |  |  |  |  | -0.6 | 30.92 |  |  |  |  | 1.1 | 33.98 | [5 empty] | -4.4 | 24.08 |  |  |  | 2.2 | 35.96 |  |  |  |  | 2.2 | 35.96 |  |  |  |  | -7.8 | 17.96
1994-11-11 | 24:00 | 6.1 | 42.98 | WEEKDAY | #N/A | 1978-11-11 | 24:00 | 11.7 | 53.06 |  |  | 1998-11-11 | 24:00 | 8 | 46.4 |  |  | 2000-11-11 | 24:00 | 9.4 | 48.92 | [5 empty] | 12.8 | 55.04 |  |  |  | -6 | 21.2 |  |  |  |  | -0.6 | 30.92 |  |  |  |  | 0.6 | 33.08 | [5 empty] | -5 | 23 |  |  |  | 2.2 | 35.96 |  |  |  |  | 2.2 | 35.96 |  |  |  |  | -8.3 | 17.06
1994-11-12 | 1:00 | 5.6 | 42.08 | SATURDAY | #N/A | 1978-11-12 | 1:00 | 10.6 | 51.08 |  |  | 1998-11-12 | 1:00 | 6 | 42.8 |  |  | 2000-11-12 | 1:00 | 8.9 | 48.02 | [5 empty] | 12.2 | 53.96 |  |  |  | -6 | 21.2 |  |  |  |  | 0 | 32 |  |  |  |  | 0.6 | 33.08 | [5 empty] | -5.6 | 21.92 |  |  |  | 2.2 | 35.96 |  |  |  |  | 2.2 | 35.96 |  |  |  |  | -8.9 | 15.98
1994-11-12 | 2:00 | 5.6 | 42.08 | SATURDAY | #N/A | 1978-11-12 | 2:00 | 11.7 | 53.06 |  |  | 1998-11-12 | 2:00 | 4 | 39.2 |  |  | 2000-11-12 | 2:00 | 8.3 | 46.94 | [5 empty] | 11.7 | 53.06 |  |  |  | -6 | 21.2 |  |  |  |  | 0 | 32 |  |  |  |  | 0.6 | 33.08 | [5 empty] | -5.6 | 21.92 |  |  |  | 2.2 | 35.96 |  |  |  |  | 2.2 | 35.96 |  |  |  |  | -8.9 | 15.98
1994-11-12 | 3:00 | 5 | 41 | SATURDAY | #N/A | 1978-11-12 | 3:00 | 11.1 | 51.98 |  |  | 1998-11-12 | 3:00 | 4 | 39.2 |  |  | 2000-11-12 | 3:00 | 8.3 | 46.94 | [5 empty] | 11.1 | 51.98 |  |  |  | -7 | 19.4 |  |  |  |  | 0 | 32 |  |  |  |  | 0.6 | 33.08 | [5 empty] | -5.6 | 21.92 |  |  |  | 2.2 | 35.96 |  |  |  |  | 1.7 | 35.06 |  |  |  |  | -8.9 | 15.98
1994-11-12 | 4:00 | 4.4 | 39.92 | SATURDAY | #N/A | 1978-11-12 | 4:00 | 11.1 | 51.98 |  |  | 1998-11-12 | 4:00 | 4.2 | 39.56 |  |  | 2000-11-12 | 4:00 | 8.3 | 46.94 | [5 empty] | 10 | 50 |  |  |  | -1 | 30.2 |  |  |  |  | -0.6 | 30.92 |  |  |  |  | 0 | 32 | [5 empty] | -3.9 | 24.98 |  |  |  | 1.7 | 35.06 |  |  |  |  | 1.7 | 35.06 |  |  |  |  | -9.4 | 15.08
1994-11-12 | 5:00 | 3.3 | 37.94 | SATURDAY | #N/A | 1978-11-12 | 5:00 | 11.1 | 51.98 |  |  | 1998-11-12 | 5:00 | 4.5 | 40.1 |  |  | 2000-11-12 | 5:00 | 8.9 | 48.02 | [5 empty] | 10 | 50 |  |  |  | -1 | 30.2 |  |  |  |  | -0.6 | 30.92 |  |  |  |  | 0 | 32 | [5 empty] | -1.7 | 28.94 |  |  |  | 1.7 | 35.06 |  |  |  |  | 2.2 | 35.96 |  |  |  |  | -8.9 | 15.98
1994-11-12 | 6:00 | 3.3 | 37.94 | SATURDAY | #N/A | 1978-11-12 | 6:00 | 10.6 | 51.08 |  |  | 1998-11-12 | 6:00 | 5 | 41 |  |  | 2000-11-12 | 6:00 | 8.9 | 48.02 | [5 empty] | 10 | 50 |  |  |  | -6 | 21.2 |  |  |  |  | -0.6 | 30.92 |  |  |  |  | 0 | 32 | [5 empty] | -0.6 | 30.92 |  |  |  | 1.7 | 35.06 |  |  |  |  | 2.2 | 35.96 |  |  |  |  | -8.3 | 17.06
1994-11-12 | 7:00 | 3.3 | 37.94 | SATURDAY | #N/A | 1978-11-12 | 7:00 | 10 | 50 |  |  | 1998-11-12 | 7:00 | 5 | 41 |  |  | 2000-11-12 | 7:00 | 8.9 | 48.02 | [5 empty] | 10.6 | 51.08 |  |  |  | -4 | 24.8 |  |  |  |  | -1.1 | 30.02 |  |  |  |  | -0.6 | 30.92 | [5 empty] | 0 | 32 |  |  |  | 1.1 | 33.98 |  |  |  |  | 1.7 | 35.06 |  |  |  |  | -8.3 | 17.06
1994-11-12 | 8:00 | 4.4 | 39.92 | SATURDAY | #N/A | 1978-11-12 | 8:00 | 10.6 | 51.08 |  |  | 1998-11-12 | 8:00 | 6 | 42.8 |  |  | 2000-11-12 | 8:00 | 8.9 | 48.02 | [5 empty] | 11.1 | 51.98 |  |  |  | 2 | 35.6 |  |  |  |  | -1.1 | 30.02 |  |  |  |  | -0.6 | 30.92 | [5 empty] | 1.1 | 33.98 |  |  |  | 0.6 | 33.08 |  |  |  |  | 1.7 | 35.06 |  |  |  |  | -8.3 | 17.06
1994-11-12 | 9:00 | 6.1 | 42.98 | SATURDAY | #N/A | 1978-11-12 | 9:00 | 10.6 | 51.08 |  |  | 1998-11-12 | 9:00 | 8 | 46.4 |  |  | 2000-11-12 | 9:00 | 8.9 | 48.02 | [5 empty] | 11.7 | 53.06 |  |  |  | 3 | 37.4 |  |  |  |  | -0.6 | 30.92 |  |  |  |  | -1.1 | 30.02 | [5 empty] | 1.7 | 35.06 |  |  |  | 2.2 | 35.96 |  |  |  |  | 2.8 | 37.04 |  |  |  |  | -5 | 23
1994-11-12 | 10:00 | 6.7 | 44.06 | SATURDAY | #N/A | 1978-11-12 | 10:00 | 11.1 | 51.98 |  |  | 1998-11-12 | 10:00 | 9 | 48.2 |  |  | 2000-11-12 | 10:00 | 8.9 | 48.02 | [5 empty] | 11.7 | 53.06 |  |  |  | 4 | 39.2 |  |  |  |  | 0.6 | 33.08 |  |  |  |  | -1.7 | 28.94 | [5 empty] | 1.7 | 35.06 |  |  |  | 2.8 | 37.04 |  |  |  |  | 2.8 | 37.04 |  |  |  |  | -2.8 | 26.96
1994-11-12 | 11:00 | 8.9 | 48.02 | SATURDAY | #N/A | 1978-11-12 | 11:00 | 10 | 50 |  |  | 1998-11-12 | 11:00 | 9 | 48.2 |  |  | 2000-11-12 | 11:00 | 9.4 | 48.92 | [5 empty] | 12 | 53.6 |  |  |  | 6 | 42.8 |  |  |  |  | 2.2 | 35.96 |  |  |  |  | -2.2 | 28.04 | [5 empty] | 2.8 | 37.04 |  |  |  | 3.9 | 39.02 |  |  |  |  | 3.9 | 39.02 |  |  |  |  | -1.1 | 30.02
1994-11-12 | 12:00 | 6.7 | 44.06 | SATURDAY | #N/A | 1978-11-12 | 12:00 | 10 | 50 |  |  | 1998-11-12 | 12:00 | 9 | 48.2 |  |  | 2000-11-12 | 12:00 | 10 | 50 | [5 empty] | 12.2 | 53.96 |  |  |  | 8 | 46.4 |  |  |  |  | 3.3 | 37.94 |  |  |  |  | -2 | 28.4 | [5 empty] | 2.8 | 37.04 |  |  |  | 5 | 41 |  |  |  |  | 4.4 | 39.92 |  |  |  |  | 1.1 | 33.98
1994-11-12 | 13:00 | 10.6 | 51.08 | SATURDAY | #N/A | 1978-11-12 | 13:00 | 8.9 | 48.02 |  |  | 1998-11-12 | 13:00 | 10 | 50 |  |  | 2000-11-12 | 13:00 | 10.6 | 51.08 | [5 empty] | 12.8 | 55.04 |  |  |  | 7 | 44.6 |  |  |  |  | 4.4 | 39.92 |  |  |  |  | -1.1 | 30.02 | [5 empty] | 3.3 | 37.94 |  |  |  | 6.7 | 44.06 |  |  |  |  | 5 | 41 |  |  |  |  | 2.2 | 35.96
1994-11-12 | 14:00 | 11.1 | 51.98 | SATURDAY | #N/A | 1978-11-12 | 14:00 | 8.9 | 48.02 |  |  | 1998-11-12 | 14:00 | 10 | 50 |  |  | 2000-11-12 | 14:00 | 11.1 | 51.98 | [5 empty] | 12.8 | 55.04 |  |  |  | 8 | 46.4 |  |  |  |  | 5.6 | 42.08 |  |  |  |  | -0.6 | 30.92 | [5 empty] | 3.9 | 39.02 |  |  |  | 8.3 | 46.94 |  |  |  |  | 5.6 | 42.08 |  |  |  |  | 2.8 | 37.04
1994-11-12 | 15:00 | 11.1 | 51.98 | SATURDAY | #N/A | 1978-11-12 | 15:00 | 9.4 | 48.92 |  |  | 1998-11-12 | 15:00 | 11 | 51.8 |  |  | 2000-11-12 | 15:00 | 11.1 | 51.98 | [5 empty] | 13.3 | 55.94 |  |  |  | 8 | 46.4 |  |  |  |  | 6.7 | 44.06 |  |  |  |  | -0.6 | 30.92 | [5 empty] | 3.9 | 39.02 |  |  |  | 9.4 | 48.92 |  |  |  |  | 6.1 | 42.98 |  |  |  |  | 2.8 | 37.04
1994-11-12 | 16:00 | 10.6 | 51.08 | SATURDAY | #N/A | 1978-11-12 | 16:00 | 8.9 | 48.02 |  |  | 1998-11-12 | 16:00 | 10 | 50 |  |  | 2000-11-12 | 16:00 | 11.1 | 51.98 | [5 empty] | 12.8 | 55.04 |  |  |  | 7 | 44.6 |  |  |  |  | 6.1 | 42.98 |  |  |  |  | 0 | 32 | [5 empty] | 3.9 | 39.02 |  |  |  | 8.9 | 48.02 |  |  |  |  | 6.1 | 42.98 |  |  |  |  | 2.2 | 35.96
1994-11-12 | 17:00 | 10.6 | 51.08 | SATURDAY | #N/A | 1978-11-12 | 17:00 | 8.9 | 48.02 |  |  | 1998-11-12 | 17:00 | 8 | 46.4 |  |  | 2000-11-12 | 17:00 | 10 | 50 | [5 empty] | 11.7 | 53.06 |  |  |  | 4 | 39.2 |  |  |  |  | 3.9 | 39.02 |  |  |  |  | 0 | 32 | [5 empty] | 4.4 | 39.92 |  |  |  | 7.2 | 44.96 |  |  |  |  | 5.6 | 42.08 |  |  |  |  | 2.2 | 35.96
1994-11-12 | 18:00 | 10 | 50 | SATURDAY | #N/A | 1978-11-12 | 18:00 | 8.9 | 48.02 |  |  | 1998-11-12 | 18:00 | 8 | 46.4 |  |  | 2000-11-12 | 18:00 | 8.9 | 48.02 | [5 empty] | 9.4 | 48.92 |  |  |  | 2 | 35.6 |  |  |  |  | 3.3 | 37.94 |  |  |  |  | 0 | 32 | [5 empty] | 4.4 | 39.92 |  |  |  | 6.7 | 44.06 |  |  |  |  | 5.6 | 42.08 |  |  |  |  | 1.7 | 35.06
1994-11-12 | 19:00 | 9.4 | 48.92 | SATURDAY | #N/A | 1978-11-12 | 19:00 | 8.9 | 48.02 |  |  | 1998-11-12 | 19:00 | 8 | 46.4 |  |  | 2000-11-12 | 19:00 | 8.3 | 46.94 | [5 empty] | 10.6 | 51.08 |  |  |  | 0 | 32 |  |  |  |  | 3.3 | 37.94 |  |  |  |  | 0 | 32 | [5 empty] | 4.4 | 39.92 |  |  |  | 6.7 | 44.06 |  |  |  |  | 6.1 | 42.98 |  |  |  |  | 1.7 | 35.06
1994-11-12 | 20:00 | 9.4 | 48.92 | SATURDAY | #N/A | 1978-11-12 | 20:00 | 8.9 | 48.02 |  |  | 1998-11-12 | 20:00 | 7 | 44.6 |  |  | 2000-11-12 | 20:00 | 7.2 | 44.96 | [5 empty] | 11.1 | 51.98 |  |  |  | -2 | 28.4 |  |  |  |  | 3.3 | 37.94 |  |  |  |  | -0.6 | 30.92 | [5 empty] | 4.4 | 39.92 |  |  |  | 8.3 | 46.94 |  |  |  |  | 6.1 | 42.98 |  |  |  |  | 1.7 | 35.06
1994-11-12 | 21:00 | 9.4 | 48.92 | SATURDAY | #N/A | 1978-11-12 | 21:00 | 8.3 | 46.94 |  |  | 1998-11-12 | 21:00 | 7 | 44.6 |  |  | 2000-11-12 | 21:00 | 6.7 | 44.06 | [5 empty] | 12.2 | 53.96 |  |  |  | -3 | 26.6 |  |  |  |  | 2.8 | 37.04 |  |  |  |  | 0 | 32 | [5 empty] | 4.4 | 39.92 |  |  |  | 8.3 | 46.94 |  |  |  |  | 6.7 | 44.06 |  |  |  |  | 1.7 | 35.06
1994-11-12 | 22:00 | 9.4 | 48.92 | SATURDAY | #N/A | 1978-11-12 | 22:00 | 8.3 | 46.94 |  |  | 1998-11-12 | 22:00 | 7 | 44.6 |  |  | 2000-11-12 | 22:00 | 6.1 | 42.98 | [5 empty] | 12.8 | 55.04 |  |  |  | -4 | 24.8 |  |  |  |  | 2.2 | 35.96 |  |  |  |  | 0.6 | 33.08 | [5 empty] | 5 | 41 |  |  |  | 8.3 | 46.94 |  |  |  |  | 7.2 | 44.96 |  |  |  |  | 1.7 | 35.06
1994-11-12 | 23:00 | 9.4 | 48.92 | SATURDAY | #N/A | 1978-11-12 | 23:00 | 7.2 | 44.96 |  |  | 1998-11-12 | 23:00 | 6 | 42.8 |  |  | 2000-11-12 | 23:00 | 6.1 | 42.98 | [5 empty] | 13.3 | 55.94 |  |  |  | -5 | 23 |  |  |  |  | 2.8 | 37.04 |  |  |  |  | 0 | 32 | [5 empty] | 5 | 41 |  |  |  | 8.3 | 46.94 |  |  |  |  | 7.2 | 44.96 |  |  |  |  | 1.7 | 35.06
1994-11-12 | 24:00 | 9.4 | 48.92 | SATURDAY | #N/A | 1978-11-12 | 24:00 | 7.2 | 44.96 |  |  | 1998-11-12 | 24:00 | 6 | 42.8 |  |  | 2000-11-12 | 24:00 | 6.1 | 42.98 | [5 empty] | 13.9 | 57.02 |  |  |  | -6 | 21.2 |  |  |  |  | 1.7 | 35.06 |  |  |  |  | 0 | 32 | [5 empty] | 5 | 41 |  |  |  | 7.2 | 44.96 |  |  |  |  | 7.8 | 46.04 |  |  |  |  | 2.2 | 35.96
1994-11-13 | 1:00 | 9.4 | 48.92 | SUNDAY | #N/A | 1978-11-13 | 1:00 | 7.2 | 44.96 |  |  | 1998-11-13 | 1:00 | 5 | 41 |  |  | 2000-11-13 | 1:00 | 5.6 | 42.08 | [5 empty] | 13.9 | 57.02 |  |  |  | -7 | 19.4 |  |  |  |  | 2.2 | 35.96 |  |  |  |  | -0.6 | 30.92 | [5 empty] | 5.6 | 42.08 |  |  |  | 5.6 | 42.08 |  |  |  |  | 7.2 | 44.96 |  |  |  |  | 2.2 | 35.96
1994-11-13 | 2:00 | 9.4 | 48.92 | SUNDAY | #N/A | 1978-11-13 | 2:00 | 7.2 | 44.96 |  |  | 1998-11-13 | 2:00 | 5 | 41 |  |  | 2000-11-13 | 2:00 | 5 | 41 | [5 empty] | 14.4 | 57.92 |  |  |  | -6 | 21.2 |  |  |  |  | 2.2 | 35.96 |  |  |  |  | -1.1 | 30.02 | [5 empty] | 5.6 | 42.08 |  |  |  | 6.1 | 42.98 |  |  |  |  | 6.1 | 42.98 |  |  |  |  | 1.7 | 35.06
1994-11-13 | 3:00 | 9.4 | 48.92 | SUNDAY | #N/A | 1978-11-13 | 3:00 | 7.2 | 44.96 |  |  | 1998-11-13 | 3:00 | 6 | 42.8 |  |  | 2000-11-13 | 3:00 | 5.6 | 42.08 | [5 empty] | 14.4 | 57.92 |  |  |  | -7 | 19.4 |  |  |  |  | 2.8 | 37.04 |  |  |  |  | -1.7 | 28.94 | [5 empty] | 6.1 | 42.98 |  |  |  | 6.1 | 42.98 |  |  |  |  | 6.1 | 42.98 |  |  |  |  | 1.7 | 35.06
1994-11-13 | 4:00 | 9.4 | 48.92 | SUNDAY | #N/A | 1978-11-13 | 4:00 | 6.7 | 44.06 |  |  | 1998-11-13 | 4:00 | 5 | 41 |  |  | 2000-11-13 | 4:00 | 5.6 | 42.08 | [5 empty] | 14.4 | 57.92 |  |  |  | -7 | 19.4 |  |  |  |  | 3.3 | 37.94 |  |  |  |  | -2.2 | 28.04 | [5 empty] | 5 | 41 |  |  |  | 5.6 | 42.08 |  |  |  |  | 7.2 | 44.96 |  |  |  |  | 1.7 | 35.06
1994-11-13 | 5:00 | 10 | 50 | SUNDAY | #N/A | 1978-11-13 | 5:00 | 6.7 | 44.06 |  |  | 1998-11-13 | 5:00 | 4 | 39.2 |  |  | 2000-11-13 | 5:00 | 5.6 | 42.08 | [5 empty] | 14.4 | 57.92 |  |  |  | -7 | 19.4 |  |  |  |  | 3.9 | 39.02 |  |  |  |  | -2.8 | 26.96 | [5 empty] | 5.6 | 42.08 |  |  |  | 5 | 41 |  |  |  |  | 7.2 | 44.96 |  |  |  |  | 2.2 | 35.96
1994-11-13 | 6:00 | 10 | 50 | SUNDAY | #N/A | 1978-11-13 | 6:00 | 6.7 | 44.06 |  |  | 1998-11-13 | 6:00 | 4 | 39.2 |  |  | 2000-11-13 | 6:00 | 5.6 | 42.08 | [5 empty] | 13.9 | 57.02 |  |  |  | -8 | 17.6 |  |  |  |  | 4.4 | 39.92 |  |  |  |  | -3.9 | 24.98 | [5 empty] | 6.1 | 42.98 |  |  |  | 6.7 | 44.06 |  |  |  |  | 7.2 | 44.96 |  |  |  |  | 2.2 | 35.96
1994-11-13 | 7:00 | 11.1 | 51.98 | SUNDAY | #N/A | 1978-11-13 | 7:00 | 6.1 | 42.98 |  |  | 1998-11-13 | 7:00 | 4 | 39.2 |  |  | 2000-11-13 | 7:00 | 6.1 | 42.98 | [5 empty] | 14.4 | 57.92 |  |  |  | -8 | 17.6 |  |  |  |  | 5.6 | 42.08 |  |  |  |  | -4.4 | 24.08 | [5 empty] | 5.6 | 42.08 |  |  |  | 6.1 | 42.98 |  |  |  |  | 7.8 | 46.04 |  |  |  |  | 2.8 | 37.04
1994-11-13 | 8:00 | 11.1 | 51.98 | SUNDAY | #N/A | 1978-11-13 | 8:00 | 6.7 | 44.06 |  |  | 1998-11-13 | 8:00 | 6 | 42.8 |  |  | 2000-11-13 | 8:00 | 6.1 | 42.98 | [5 empty] | 12.2 | 53.96 |  |  |  | -6 | 21.2 |  |  |  |  | 5.6 | 42.08 |  |  |  |  | -3.3 | 26.06 | [5 empty] | 6.1 | 42.98 |  |  |  | 6.7 | 44.06 |  |  |  |  | 7.2 | 44.96 |  |  |  |  | 3.3 | 37.94
1994-11-13 | 9:00 | 11.7 | 53.06 | SUNDAY | #N/A | 1978-11-13 | 9:00 | 6.7 | 44.06 |  |  | 1998-11-13 | 9:00 | 8 | 46.4 |  |  | 2000-11-13 | 9:00 | 6.7 | 44.06 | [5 empty] | 10 | 50 |  |  |  | -1 | 30.2 |  |  |  |  | 6.7 | 44.06 |  |  |  |  | -1.7 | 28.94 | [5 empty] | 7.2 | 44.96 |  |  |  | 7.8 | 46.04 |  |  |  |  | 7.8 | 46.04 |  |  |  |  | 4.4 | 39.92
1994-11-13 | 10:00 | 12.2 | 53.96 | SUNDAY | #N/A | 1978-11-13 | 10:00 | 7.2 | 44.96 |  |  | 1998-11-13 | 10:00 | 9 | 48.2 |  |  | 2000-11-13 | 10:00 | 7.2 | 44.96 | [5 empty] | 11.1 | 51.98 |  |  |  | 4 | 39.2 |  |  |  |  | 6.7 | 44.06 |  |  |  |  | 0 | 32 | [5 empty] | 8.3 | 46.94 |  |  |  | 8.9 | 48.02 |  |  |  |  | 8.9 | 48.02 |  |  |  |  | 6.7 | 44.06
1994-11-13 | 11:00 | 12.8 | 55.04 | SUNDAY | #N/A | 1978-11-13 | 11:00 | 7.2 | 44.96 |  |  | 1998-11-13 | 11:00 | 10 | 50 |  |  | 2000-11-13 | 11:00 | 8.3 | 46.94 | [5 empty] | 11.1 | 51.98 |  |  |  | 7 | 44.6 |  |  |  |  | 7.2 | 44.96 |  |  |  |  | 1.7 | 35.06 | [5 empty] | 9.4 | 48.92 |  |  |  | 8.9 | 48.02 |  |  |  |  | 11.7 | 53.06 |  |  |  |  | 7.2 | 44.96
1994-11-13 | 12:00 | 13.3 | 55.94 | SUNDAY | #N/A | 1978-11-13 | 12:00 | 8.3 | 46.94 |  |  | 1998-11-13 | 12:00 | 9 | 48.2 |  |  | 2000-11-13 | 12:00 | 8.9 | 48.02 | [5 empty] | 10.6 | 51.08 |  |  |  | 9 | 48.2 |  |  |  |  | 7.8 | 46.04 |  |  |  |  | 2.8 | 37.04 | [5 empty] | 10.6 | 51.08 |  |  |  | 10 | 50 |  |  |  |  | 12.2 | 53.96 |  |  |  |  | 7.8 | 46.04
1994-11-13 | 13:00 | 13.9 | 57.02 | SUNDAY | #N/A | 1978-11-13 | 13:00 | 8.9 | 48.02 |  |  | 1998-11-13 | 13:00 | 10 | 50 |  |  | 2000-11-13 | 13:00 | 9.4 | 48.92 | [5 empty] | 10.6 | 51.08 |  |  |  | 10 | 50 |  |  |  |  | 8.3 | 46.94 |  |  |  |  | 3.3 | 37.94 | [5 empty] | 12.2 | 53.96 |  |  |  | 8.9 | 48.02 |  |  |  |  | 12.2 | 53.96 |  |  |  |  | 8.3 | 46.94
1994-11-13 | 14:00 | 14.4 | 57.92 | SUNDAY | #N/A | 1978-11-13 | 14:00 | 9.4 | 48.92 |  |  | 1998-11-13 | 14:00 | 10 | 50 |  |  | 2000-11-13 | 14:00 | 10 | 50 | [5 empty] | 9.4 | 48.92 |  |  |  | 11 | 51.8 |  |  |  |  | 7.8 | 46.04 |  |  |  |  | 3.3 | 37.94 | [5 empty] | 12.8 | 55.04 |  |  |  | 8.3 | 46.94 |  |  |  |  | 10 | 50 |  |  |  |  | 8.9 | 48.02
1994-11-13 | 15:00 | 14.4 | 57.92 | SUNDAY | #N/A | 1978-11-13 | 15:00 | 9.4 | 48.92 |  |  | 1998-11-13 | 15:00 | 10 | 50 |  |  | 2000-11-13 | 15:00 | 10 | 50 | [5 empty] | 8.3 | 46.94 |  |  |  | 12 | 53.6 |  |  |  |  | 8.9 | 48.02 |  |  |  |  | 2.8 | 37.04 | [5 empty] | 13.9 | 57.02 |  |  |  | 7.8 | 46.04 |  |  |  |  | 8.9 | 48.02 |  |  |  |  | 10 | 50
1994-11-13 | 16:00 | 14.4 | 57.92 | SUNDAY | #N/A | 1978-11-13 | 16:00 | 9.4 | 48.92 |  |  | 1998-11-13 | 16:00 | 10 | 50 |  |  | 2000-11-13 | 16:00 | 10 | 50 | [5 empty] | 7.8 | 46.04 |  |  |  | 12 | 53.6 |  |  |  |  | 8.3 | 46.94 |  |  |  |  | 2.2 | 35.96 | [5 empty] | 12.8 | 55.04 |  |  |  | 8.9 | 48.02 |  |  |  |  | 7.8 | 46.04 |  |  |  |  | 9.4 | 48.92
1994-11-13 | 17:00 | 13.9 | 57.02 | SUNDAY | #N/A | 1978-11-13 | 17:00 | 9.4 | 48.92 |  |  | 1998-11-13 | 17:00 | 10 | 50 |  |  | 2000-11-13 | 17:00 | 10 | 50 | [5 empty] | 6.7 | 44.06 |  |  |  | 10 | 50 |  |  |  |  | 7.8 | 46.04 |  |  |  |  | 0.6 | 33.08 | [5 empty] | 11.7 | 53.06 |  |  |  | 7.2 | 44.96 |  |  |  |  | 7.8 | 46.04 |  |  |  |  | 9.4 | 48.92
1994-11-13 | 18:00 | 12.8 | 55.04 | SUNDAY | #N/A | 1978-11-13 | 18:00 | 9.4 | 48.92 |  |  | 1998-11-13 | 18:00 | 9 | 48.2 |  |  | 2000-11-13 | 18:00 | 9.4 | 48.92 | [5 empty] | 6.7 | 44.06 |  |  |  | 5 | 41 |  |  |  |  | 7.2 | 44.96 |  |  |  |  | -0.6 | 30.92 | [5 empty] | 10 | 50 |  |  |  | 6.7 | 44.06 |  |  |  |  | 7.8 | 46.04 |  |  |  |  | 8.3 | 46.94
1994-11-13 | 19:00 | 12.8 | 55.04 | SUNDAY | #N/A | 1978-11-13 | 19:00 | 10 | 50 |  |  | 1998-11-13 | 19:00 | 8 | 46.4 |  |  | 2000-11-13 | 19:00 | 10 | 50 | [5 empty] | 6.1 | 42.98 |  |  |  | 3 | 37.4 |  |  |  |  | 7.2 | 44.96 |  |  |  |  | -2.2 | 28.04 | [5 empty] | 8.3 | 46.94 |  |  |  | 6.1 | 42.98 |  |  |  |  | 7.2 | 44.96 |  |  |  |  | 7.8 | 46.04
1994-11-13 | 20:00 | 11.7 | 53.06 | SUNDAY | #N/A | 1978-11-13 | 20:00 | 10.6 | 51.08 |  |  | 1998-11-13 | 20:00 | 9 | 48.2 |  |  | 2000-11-13 | 20:00 | 10 | 50 | [5 empty] | 5.6 | 42.08 |  |  |  | 1 | 33.8 |  |  |  |  | 6.7 | 44.06 |  |  |  |  | -2.8 | 26.96 | [5 empty] | 7.8 | 46.04 |  |  |  | 6.1 | 42.98 |  |  |  |  | 6.7 | 44.06 |  |  |  |  | 8.3 | 46.94
1994-11-13 | 21:00 | 12.2 | 53.96 | SUNDAY | #N/A | 1978-11-13 | 21:00 | 10.6 | 51.08 |  |  | 1998-11-13 | 21:00 | 8 | 46.4 |  |  | 2000-11-13 | 21:00 | 10.6 | 51.08 | [5 empty] | 5 | 41 |  |  |  | 1 | 33.8 |  |  |  |  | 6.1 | 42.98 |  |  |  |  | -3.3 | 26.06 | [5 empty] | 9.4 | 48.92 |  |  |  | 7.2 | 44.96 |  |  |  |  | 5.6 | 42.08 |  |  |  |  | 7.8 | 46.04
1994-11-13 | 22:00 | 11.1 | 51.98 | SUNDAY | #N/A | 1978-11-13 | 22:00 | 11.1 | 51.98 |  |  | 1998-11-13 | 22:00 | 6 | 42.8 |  |  | 2000-11-13 | 22:00 | 10.6 | 51.08 | [5 empty] | 4.4 | 39.92 |  |  |  | -1 | 30.2 |  |  |  |  | 6.1 | 42.98 |  |  |  |  | -4.4 | 24.08 | [5 empty] | 9.4 | 48.92 |  |  |  | 7.8 | 46.04 |  |  |  |  | 5 | 41 |  |  |  |  | 6.7 | 44.06
1994-11-13 | 23:00 | 10.6 | 51.08 | SUNDAY | #N/A | 1978-11-13 | 23:00 | 11.1 | 51.98 |  |  | 1998-11-13 | 23:00 | 5 | 41 |  |  | 2000-11-13 | 23:00 | 11.1 | 51.98 | [5 empty] | 3.9 | 39.02 |  |  |  | -2 | 28.4 |  |  |  |  | 4.4 | 39.92 |  |  |  |  | -5 | 23 | [5 empty] | 10 | 50 |  |  |  | 6.7 | 44.06 |  |  |  |  | 5.6 | 42.08 |  |  |  |  | 6.7 | 44.06
1994-11-13 | 24:00 | 10.6 | 51.08 | SUNDAY | #N/A | 1978-11-13 | 24:00 | 11.7 | 53.06 |  |  | 1998-11-13 | 24:00 | 6 | 42.8 |  |  | 2000-11-13 | 24:00 | 11.1 | 51.98 | [5 empty] | 3.9 | 39.02 |  |  |  | -2 | 28.4 |  |  |  |  | 2.8 | 37.04 |  |  |  |  | -5 | 23 | [5 empty] | 10 | 50 |  |  |  | 7.2 | 44.96 |  |  |  |  | 5.6 | 42.08 |  |  |  |  | 6.7 | 44.06
1994-11-14 | 1:00 | 10 | 50 | WEEKDAY | #N/A | 1978-11-14 | 1:00 | 11.7 | 53.06 |  |  | 1998-11-14 | 1:00 | 5 | 41 |  |  | 2000-11-14 | 1:00 | 11.1 | 51.98 | [5 empty] | 3.9 | 39.02 |  |  |  | -3 | 26.6 |  |  |  |  | 2.8 | 37.04 |  |  |  |  | -6.1 | 21.02 | [5 empty] | 8.3 | 46.94 |  |  |  | 5.6 | 42.08 |  |  |  |  | 5.6 | 42.08 |  |  |  |  | 6.7 | 44.06
1994-11-14 | 2:00 | 9.4 | 48.92 | WEEKDAY | #N/A | 1978-11-14 | 2:00 | 11.7 | 53.06 |  |  | 1998-11-14 | 2:00 | 5 | 41 |  |  | 2000-11-14 | 2:00 | 11.1 | 51.98 | [5 empty] | 3.9 | 39.02 |  |  |  | -3 | 26.6 |  |  |  |  | 2.2 | 35.96 |  |  |  |  | -6.7 | 19.94 | [5 empty] | 8.9 | 48.02 |  |  |  | 5 | 41 |  |  |  |  | 5 | 41 |  |  |  |  | 7.2 | 44.96
1994-11-14 | 3:00 | 10 | 50 | WEEKDAY | #N/A | 1978-11-14 | 3:00 | 12.2 | 53.96 |  |  | 1998-11-14 | 3:00 | 5 | 41 |  |  | 2000-11-14 | 3:00 | 11.1 | 51.98 | [5 empty] | 3.3 | 37.94 |  |  |  | -3 | 26.6 |  |  |  |  | 1.7 | 35.06 |  |  |  |  | -5 | 23 | [5 empty] | 8.3 | 46.94 |  |  |  | 5 | 41 |  |  |  |  | 4.4 | 39.92 |  |  |  |  | 6.7 | 44.06
1994-11-14 | 4:00 | 10 | 50 | WEEKDAY | #N/A | 1978-11-14 | 4:00 | 12.8 | 55.04 |  |  | 1998-11-14 | 4:00 | 5 | 41 |  |  | 2000-11-14 | 4:00 | 11.1 | 51.98 | [5 empty] | 2.8 | 37.04 |  |  |  | -3 | 26.6 |  |  |  |  | 1.7 | 35.06 |  |  |  |  | -6.1 | 21.02 | [5 empty] | 6.7 | 44.06 |  |  |  | 5.6 | 42.08 |  |  |  |  | 5 | 41 |  |  |  |  | 6.7 | 44.06
1994-11-14 | 5:00 | 10 | 50 | WEEKDAY | #N/A | 1978-11-14 | 5:00 | 12.8 | 55.04 |  |  | 1998-11-14 | 5:00 | 4 | 39.2 |  |  | 2000-11-14 | 5:00 | 10.6 | 51.08 | [5 empty] | 2.2 | 35.96 |  |  |  | -3 | 26.6 |  |  |  |  | 1.7 | 35.06 |  |  |  |  | -6.7 | 19.94 | [5 empty] | 7.8 | 46.04 |  |  |  | 6.7 | 44.06 |  |  |  |  | 5 | 41 |  |  |  |  | 6.7 | 44.06
1994-11-14 | 6:00 | 9.4 | 48.92 | WEEKDAY | #N/A | 1978-11-14 | 6:00 | 12.8 | 55.04 |  |  | 1998-11-14 | 6:00 | 4 | 39.2 |  |  | 2000-11-14 | 6:00 | 10 | 50 | [5 empty] | 1.7 | 35.06 |  |  |  | -2 | 28.4 |  |  |  |  | 1.7 | 35.06 |  |  |  |  | -8.3 | 17.06 | [5 empty] | 7.8 | 46.04 |  |  |  | 8.9 | 48.02 |  |  |  |  | 5 | 41 |  |  |  |  | 6.7 | 44.06
1994-11-14 | 7:00 | 10 | 50 | WEEKDAY | #N/A | 1978-11-14 | 7:00 | 13.3 | 55.94 |  |  | 1998-11-14 | 7:00 | 4 | 39.2 |  |  | 2000-11-14 | 7:00 | 10 | 50 | [5 empty] | 1.7 | 35.06 |  |  |  | -3 | 26.6 |  |  |  |  | 1.7 | 35.06 |  |  |  |  | -7.2 | 19.04 | [5 empty] | 7.8 | 46.04 |  |  |  | 8.9 | 48.02 |  |  |  |  | 5 | 41 |  |  |  |  | 6.7 | 44.06
1994-11-14 | 8:00 | 10.6 | 51.08 | WEEKDAY | #N/A | 1978-11-14 | 8:00 | 13.3 | 55.94 |  |  | 1998-11-14 | 8:00 | 5 | 41 |  |  | 2000-11-14 | 8:00 | 11.7 | 53.06 | [5 empty] | 2.2 | 35.96 |  |  |  | -1 | 30.2 |  |  |  |  | 2.8 | 37.04 |  |  |  |  | -5 | 23 | [5 empty] | 8.3 | 46.94 |  |  |  | 7.2 | 44.96 |  |  |  |  | 6.7 | 44.06 |  |  |  |  | 6.7 | 44.06
1994-11-14 | 9:00 | 11.1 | 51.98 | WEEKDAY | #N/A | 1978-11-14 | 9:00 | 13.3 | 55.94 |  |  | 1998-11-14 | 9:00 | 8 | 46.4 |  |  | 2000-11-14 | 9:00 | 12.2 | 53.96 | [5 empty] | 3.3 | 37.94 |  |  |  | 7 | 44.6 |  |  |  |  | 5.6 | 42.08 |  |  |  |  | -3.3 | 26.06 | [5 empty] | 9.4 | 48.92 |  |  |  | 9.4 | 48.92 |  |  |  |  | 9.4 | 48.92 |  |  |  |  | 6.7 | 44.06
1994-11-14 | 10:00 | 12.8 | 55.04 | WEEKDAY | #N/A | 1978-11-14 | 10:00 | 15 | 59 |  |  | 1998-11-14 | 10:00 | 10 | 50 |  |  | 2000-11-14 | 10:00 | 11.7 | 53.06 | [5 empty] | 3.9 | 39.02 |  |  |  | 8 | 46.4 |  |  |  |  | 7.2 | 44.96 |  |  |  |  | 0 | 32 | [5 empty] | 10.6 | 51.08 |  |  |  | 10 | 50 |  |  |  |  | 11.1 | 51.98 |  |  |  |  | 7.8 | 46.04
1994-11-14 | 11:00 | 16.1 | 60.98 | WEEKDAY | #N/A | 1978-11-14 | 11:00 | 16.1 | 60.98 |  |  | 1998-11-14 | 11:00 | 11 | 51.8 |  |  | 2000-11-14 | 11:00 | 11.7 | 53.06 | [5 empty] | 4.4 | 39.92 |  |  |  | 11 | 51.8 |  |  |  |  | 10 | 50 |  |  |  |  | 3.9 | 39.02 | [5 empty] | 10.6 | 51.08 |  |  |  | 10 | 50 |  |  |  |  | 11.7 | 53.06 |  |  |  |  | 7.8 | 46.04
1994-11-14 | 12:00 | 16.7 | 62.06 | WEEKDAY | #N/A | 1978-11-14 | 12:00 | 17.2 | 62.96 |  |  | 1998-11-14 | 12:00 | 12 | 53.6 |  |  | 2000-11-14 | 12:00 | 11.7 | 53.06 | [5 empty] | 4.4 | 39.92 |  |  |  | 13 | 55.4 |  |  |  |  | 10 | 50 |  |  |  |  | 5.6 | 42.08 | [5 empty] | 10.6 | 51.08 |  |  |  | 10 | 50 |  |  |  |  | 12.8 | 55.04 |  |  |  |  | 6.1 | 42.98
1994-11-14 | 13:00 | 16.1 | 60.98 | WEEKDAY | #N/A | 1978-11-14 | 13:00 | 17.8 | 64.04 |  |  | 1998-11-14 | 13:00 | 13 | 55.4 |  |  | 2000-11-14 | 13:00 | 12.2 | 53.96 | [5 empty] | 5.6 | 42.08 |  |  |  | 14 | 57.2 |  |  |  |  | 12.2 | 53.96 |  |  |  |  | 7.2 | 44.96 | [5 empty] | 10 | 50 |  |  |  | 10 | 50 |  |  |  |  | 13.3 | 55.94 |  |  |  |  | 6.1 | 42.98
1994-11-14 | 14:00 | 16.1 | 60.98 | WEEKDAY | #N/A | 1978-11-14 | 14:00 | 18.3 | 64.94 |  |  | 1998-11-14 | 14:00 | 12.6 | 54.68 |  |  | 2000-11-14 | 14:00 | 12.2 | 53.96 | [5 empty] | 6.1 | 42.98 |  |  |  | 15 | 59 |  |  |  |  | 12.8 | 55.04 |  |  |  |  | 7.8 | 46.04 | [5 empty] | 10.6 | 51.08 |  |  |  | 10 | 50 |  |  |  |  | 12.8 | 55.04 |  |  |  |  | 7.2 | 44.96
1994-11-14 | 15:00 | 16.1 | 60.98 | WEEKDAY | #N/A | 1978-11-14 | 15:00 | 18.9 | 66.02 |  |  | 1998-11-14 | 15:00 | 12 | 53.6 |  |  | 2000-11-14 | 15:00 | 11.7 | 53.06 | [5 empty] | 6.1 | 42.98 |  |  |  | 15 | 59 |  |  |  |  | 12.2 | 53.96 |  |  |  |  | 7.8 | 46.04 | [5 empty] | 8.9 | 48.02 |  |  |  | 10 | 50 |  |  |  |  | 12.8 | 55.04 |  |  |  |  | 7.8 | 46.04
1994-11-14 | 16:00 | 15 | 59 | WEEKDAY | #N/A | 1978-11-14 | 16:00 | 18.3 | 64.94 |  |  | 1998-11-14 | 16:00 | 12 | 53.6 |  |  | 2000-11-14 | 16:00 | 12 | 53.6 | [5 empty] | 5.6 | 42.08 |  |  |  | 14 | 57.2 |  |  |  |  | 12.8 | 55.04 |  |  |  |  | 6.7 | 44.06 | [5 empty] | 8.9 | 48.02 |  |  |  | 10 | 50 |  |  |  |  | 11.7 | 53.06 |  |  |  |  | 6.7 | 44.06
1994-11-14 | 17:00 | 13.9 | 57.02 | WEEKDAY | #N/A | 1978-11-14 | 17:00 | 17.8 | 64.04 |  |  | 1998-11-14 | 17:00 | 9 | 48.2 |  |  | 2000-11-14 | 17:00 | 11.7 | 53.06 | [5 empty] | 5.6 | 42.08 |  |  |  | 14 | 57.2 |  |  |  |  | 12.2 | 53.96 |  |  |  |  | 5.6 | 42.08 | [5 empty] | 7.8 | 46.04 |  |  |  | 8.9 | 48.02 |  |  |  |  | 10 | 50 |  |  |  |  | 5.6 | 42.08
1994-11-14 | 18:00 | 13.9 | 57.02 | WEEKDAY | #N/A | 1978-11-14 | 18:00 | 17.8 | 64.04 |  |  | 1998-11-14 | 18:00 | 8 | 46.4 |  |  | 2000-11-14 | 18:00 | 10 | 50 | [5 empty] | 5 | 41 |  |  |  | 11 | 51.8 |  |  |  |  | 10 | 50 |  |  |  |  | 5.6 | 42.08 | [5 empty] | 4.4 | 39.92 |  |  |  | 8.3 | 46.94 |  |  |  |  | 8.3 | 46.94 |  |  |  |  | 5.6 | 42.08
1994-11-14 | 19:00 | 13.9 | 57.02 | WEEKDAY | #N/A | 1978-11-14 | 19:00 | 17.8 | 64.04 |  |  | 1998-11-14 | 19:00 | 8 | 46.4 |  |  | 2000-11-14 | 19:00 | 8.9 | 48.02 | [5 empty] | 5 | 41 |  |  |  | 13 | 55.4 |  |  |  |  | 9.4 | 48.92 |  |  |  |  | 4.4 | 39.92 | [5 empty] | 5 | 41 |  |  |  | 6.7 | 44.06 |  |  |  |  | 7.2 | 44.96 |  |  |  |  | 5.6 | 42.08
1994-11-14 | 20:00 | 13.9 | 57.02 | WEEKDAY | #N/A | 1978-11-14 | 20:00 | 17.8 | 64.04 |  |  | 1998-11-14 | 20:00 | 8 | 46.4 |  |  | 2000-11-14 | 20:00 | 8.9 | 48.02 | [5 empty] | 4.4 | 39.92 |  |  |  | 13 | 55.4 |  |  |  |  | 8.3 | 46.94 |  |  |  |  | 3.9 | 39.02 | [5 empty] | 3.3 | 37.94 |  |  |  | 5 | 41 |  |  |  |  | 5.6 | 42.08 |  |  |  |  | 3.9 | 39.02
1994-11-14 | 21:00 | 13.9 | 57.02 | WEEKDAY | #N/A | 1978-11-14 | 21:00 | 17.2 | 62.96 |  |  | 1998-11-14 | 21:00 | 9 | 48.2 |  |  | 2000-11-14 | 21:00 | 7.8 | 46.04 | [5 empty] | 4.4 | 39.92 |  |  |  | 12 | 53.6 |  |  |  |  | 7.8 | 46.04 |  |  |  |  | 3.9 | 39.02 | [5 empty] | 3.3 | 37.94 |  |  |  | 5 | 41 |  |  |  |  | 4.4 | 39.92 |  |  |  |  | 3.3 | 37.94
1994-11-14 | 22:00 | 13.3 | 55.94 | WEEKDAY | #N/A | 1978-11-14 | 22:00 | 17.2 | 62.96 |  |  | 1998-11-14 | 22:00 | 9 | 48.2 |  |  | 2000-11-14 | 22:00 | 6.7 | 44.06 | [5 empty] | 5 | 41 |  |  |  | 12 | 53.6 |  |  |  |  | 5.6 | 42.08 |  |  |  |  | 3.9 | 39.02 | [5 empty] | 1.7 | 35.06 |  |  |  | 3.3 | 37.94 |  |  |  |  | 3.3 | 37.94 |  |  |  |  | 2.8 | 37.04
1994-11-14 | 23:00 | 13.3 | 55.94 | WEEKDAY | #N/A | 1978-11-14 | 23:00 | 16.7 | 62.06 |  |  | 1998-11-14 | 23:00 | 9 | 48.2 |  |  | 2000-11-14 | 23:00 | 5.6 | 42.08 | [5 empty] | 5 | 41 |  |  |  | 9 | 48.2 |  |  |  |  | 4.4 | 39.92 |  |  |  |  | 3.9 | 39.02 | [5 empty] | 1.1 | 33.98 |  |  |  | 4.4 | 39.92 |  |  |  |  | 2.2 | 35.96 |  |  |  |  | -2.2 | 28.04
1994-11-14 | 24:00 | 13.3 | 55.94 | WEEKDAY | #N/A | 1978-11-14 | 24:00 | 16.7 | 62.06 |  |  | 1998-11-14 | 24:00 | 9 | 48.2 |  |  | 2000-11-14 | 24:00 | 5 | 41 | [5 empty] | 5.6 | 42.08 |  |  |  | 4 | 39.2 |  |  |  |  | 3.3 | 37.94 |  |  |  |  | 2.2 | 35.96 | [5 empty] | -0.6 | 30.92 |  |  |  | 3.3 | 37.94 |  |  |  |  | 0 | 32 |  |  |  |  | -2.8 | 26.96
1994-11-15 | 1:00 | 12.8 | 55.04 | WEEKDAY | #N/A | 1978-11-15 | 1:00 | 16.7 | 62.06 |  |  | 1998-11-15 | 1:00 | 9 | 48.2 |  |  | 2000-11-15 | 1:00 | 4.4 | 39.92 | [5 empty] | 5 | 41 |  |  |  | 4 | 39.2 |  |  |  |  | 2.8 | 37.04 |  |  |  |  | -0.6 | 30.92 | [5 empty] | 0 | 32 |  |  |  | 2.2 | 35.96 |  |  |  |  | 0 | 32 |  |  |  |  | -3.3 | 26.06
1994-11-15 | 2:00 | 12.8 | 55.04 | WEEKDAY | #N/A | 1978-11-15 | 2:00 | 16.1 | 60.98 |  |  | 1998-11-15 | 2:00 | 10 | 50 |  |  | 2000-11-15 | 2:00 | 4.4 | 39.92 | [5 empty] | 5.6 | 42.08 |  |  |  | 4 | 39.2 |  |  |  |  | 2.2 | 35.96 |  |  |  |  | 1.1 | 33.98 | [5 empty] | -0.6 | 30.92 |  |  |  | 1.7 | 35.06 |  |  |  |  | 0 | 32 |  |  |  |  | -4.4 | 24.08
1994-11-15 | 3:00 | 13.3 | 55.94 | WEEKDAY | #N/A | 1978-11-15 | 3:00 | 15.6 | 60.08 |  |  | 1998-11-15 | 3:00 | 10 | 50 |  |  | 2000-11-15 | 3:00 | 3.9 | 39.02 | [5 empty] | 5.6 | 42.08 |  |  |  | 7 | 44.6 |  |  |  |  | 2.2 | 35.96 |  |  |  |  | 1.1 | 33.98 | [5 empty] | -0.6 | 30.92 |  |  |  | 0.6 | 33.08 |  |  |  |  | -1.1 | 30.02 |  |  |  |  | -5 | 23
1994-11-15 | 4:00 | 13.3 | 55.94 | WEEKDAY | #N/A | 1978-11-15 | 4:00 | 15.6 | 60.08 |  |  | 1998-11-15 | 4:00 | 9 | 48.2 |  |  | 2000-11-15 | 4:00 | 3.3 | 37.94 | [5 empty] | 5.6 | 42.08 |  |  |  | 8 | 46.4 |  |  |  |  | 2.2 | 35.96 |  |  |  |  | 1.1 | 33.98 | [5 empty] | -1.1 | 30.02 |  |  |  | 0 | 32 |  |  |  |  | -1.7 | 28.94 |  |  |  |  | -5 | 23
1994-11-15 | 5:00 | 13.3 | 55.94 | WEEKDAY | #N/A | 1978-11-15 | 5:00 | 13.3 | 55.94 |  |  | 1998-11-15 | 5:00 | 9 | 48.2 |  |  | 2000-11-15 | 5:00 | 2.8 | 37.04 | [5 empty] | 4.4 | 39.92 |  |  |  | 11 | 51.8 |  |  |  |  | 1.7 | 35.06 |  |  |  |  | 1.7 | 35.06 | [5 empty] | -1.7 | 28.94 |  |  |  | -0.6 | 30.92 |  |  |  |  | -1.7 | 28.94 |  |  |  |  | -5.6 | 21.92
1994-11-15 | 6:00 | 13.9 | 57.02 | WEEKDAY | #N/A | 1978-11-15 | 6:00 | 12.8 | 55.04 |  |  | 1998-11-15 | 6:00 | 9 | 48.2 |  |  | 2000-11-15 | 6:00 | 2.8 | 37.04 | [5 empty] | 3.3 | 37.94 |  |  |  | 7 | 44.6 |  |  |  |  | 1.1 | 33.98 |  |  |  |  | 1.7 | 35.06 | [5 empty] | -1.1 | 30.02 |  |  |  | -1.1 | 30.02 |  |  |  |  | -1.1 | 30.02 |  |  |  |  | -6.1 | 21.02
1994-11-15 | 7:00 | 13.3 | 55.94 | WEEKDAY | #N/A | 1978-11-15 | 7:00 | 11.7 | 53.06 |  |  | 1998-11-15 | 7:00 | 9 | 48.2 |  |  | 2000-11-15 | 7:00 | 2.8 | 37.04 | [5 empty] | 2.8 | 37.04 |  |  |  | 8 | 46.4 |  |  |  |  | 1.1 | 33.98 |  |  |  |  | 1.7 | 35.06 | [5 empty] | -3.3 | 26.06 |  |  |  | -0.6 | 30.92 |  |  |  |  | -2.2 | 28.04 |  |  |  |  | -6.7 | 19.94
1994-11-15 | 8:00 | 13.3 | 55.94 | WEEKDAY | #N/A | 1978-11-15 | 8:00 | 11.1 | 51.98 |  |  | 1998-11-15 | 8:00 | 10 | 50 |  |  | 2000-11-15 | 8:00 | 3.9 | 39.02 | [5 empty] | 3.3 | 37.94 |  |  |  | 10 | 50 |  |  |  |  | 1.7 | 35.06 |  |  |  |  | 2.8 | 37.04 | [5 empty] | -1.1 | 30.02 |  |  |  | -0.6 | 30.92 |  |  |  |  | -0.6 | 30.92 |  |  |  |  | -5.6 | 21.92
1994-11-15 | 9:00 | 15 | 59 | WEEKDAY | #N/A | 1978-11-15 | 9:00 | 10.6 | 51.08 |  |  | 1998-11-15 | 9:00 | 12 | 53.6 |  |  | 2000-11-15 | 9:00 | 5 | 41 | [5 empty] | 3.9 | 39.02 |  |  |  | 11 | 51.8 |  |  |  |  | 3.3 | 37.94 |  |  |  |  | 5 | 41 | [5 empty] | 1.7 | 35.06 |  |  |  | 2.8 | 37.04 |  |  |  |  | 1.7 | 35.06 |  |  |  |  | -1.1 | 30.02
1994-11-15 | 10:00 | 17.2 | 62.96 | WEEKDAY | #N/A | 1978-11-15 | 10:00 | 10.6 | 51.08 |  |  | 1998-11-15 | 10:00 | 13.5 | 56.3 |  |  | 2000-11-15 | 10:00 | 6.1 | 42.98 | [5 empty] | 4.4 | 39.92 |  |  |  | 13 | 55.4 |  |  |  |  | 3.9 | 39.02 |  |  |  |  | 6.7 | 44.06 | [5 empty] | 5 | 41 |  |  |  | 4.4 | 39.92 |  |  |  |  | 5 | 41 |  |  |  |  | 2.8 | 37.04
1994-11-15 | 11:00 | 17.8 | 64.04 | WEEKDAY | #N/A | 1978-11-15 | 11:00 | 11.7 | 53.06 |  |  | 1998-11-15 | 11:00 | 15 | 59 |  |  | 2000-11-15 | 11:00 | 7.2 | 44.96 | [5 empty] | 5.6 | 42.08 |  |  |  | 16 | 60.8 |  |  |  |  | 6.7 | 44.06 |  |  |  |  | 8.3 | 46.94 | [5 empty] | 7.8 | 46.04 |  |  |  | 6.7 | 44.06 |  |  |  |  | 7.2 | 44.96 |  |  |  |  | 3.9 | 39.02
1994-11-15 | 12:00 | 18.3 | 64.94 | WEEKDAY | #N/A | 1978-11-15 | 12:00 | 11.7 | 53.06 |  |  | 1998-11-15 | 12:00 | 15.2 | 59.36 |  |  | 2000-11-15 | 12:00 | 8.9 | 48.02 | [5 empty] | 6.1 | 42.98 |  |  |  | 17 | 62.6 |  |  |  |  | 7.2 | 44.96 |  |  |  |  | 9.4 | 48.92 | [5 empty] | 10 | 50 |  |  |  | 8.3 | 46.94 |  |  |  |  | 7.8 | 46.04 |  |  |  |  | 5 | 41
1994-11-15 | 13:00 | 20 | 68 | WEEKDAY | #N/A | 1978-11-15 | 13:00 | 12.2 | 53.96 |  |  | 1998-11-15 | 13:00 | 15.1 | 59.18 |  |  | 2000-11-15 | 13:00 | 7.8 | 46.04 | [5 empty] | 7.2 | 44.96 |  |  |  | 18 | 64.4 |  |  |  |  | 7.8 | 46.04 |  |  |  |  | 10.6 | 51.08 | [5 empty] | 11.7 | 53.06 |  |  |  | 10 | 50 |  |  |  |  | 8.9 | 48.02 |  |  |  |  | 5 | 41
1994-11-15 | 14:00 | 20 | 68 | WEEKDAY | #N/A | 1978-11-15 | 14:00 | 12.2 | 53.96 |  |  | 1998-11-15 | 14:00 | 14.7 | 58.46 |  |  | 2000-11-15 | 14:00 | 8.3 | 46.94 | [5 empty] | 7.8 | 46.04 |  |  |  | 19 | 66.2 |  |  |  |  | 8.3 | 46.94 |  |  |  |  | 11.1 | 51.98 | [5 empty] | 11.1 | 51.98 |  |  |  | 11.1 | 51.98 |  |  |  |  | 10 | 50 |  |  |  |  | 5 | 41
1994-11-15 | 15:00 | 20 | 68 | WEEKDAY | #N/A | 1978-11-15 | 15:00 | 12.2 | 53.96 |  |  | 1998-11-15 | 15:00 | 14.1 | 57.38 |  |  | 2000-11-15 | 15:00 | 8.3 | 46.94 | [5 empty] | 7.8 | 46.04 |  |  |  | 19 | 66.2 |  |  |  |  | 9.4 | 48.92 |  |  |  |  | 10.6 | 51.08 | [5 empty] | 10.6 | 51.08 |  |  |  | 11.7 | 53.06 |  |  |  |  | 9.4 | 48.92 |  |  |  |  | 4.4 | 39.92
1994-11-15 | 16:00 | 18.9 | 66.02 | WEEKDAY | #N/A | 1978-11-15 | 16:00 | 11.7 | 53.06 |  |  | 1998-11-15 | 16:00 | 13 | 55.4 |  |  | 2000-11-15 | 16:00 | 7.8 | 46.04 | [5 empty] | 7.2 | 44.96 |  |  |  | 18 | 64.4 |  |  |  |  | 8.3 | 46.94 |  |  |  |  | 10 | 50 | [5 empty] | 9.4 | 48.92 |  |  |  | 11.7 | 53.06 |  |  |  |  | 9.4 | 48.92 |  |  |  |  | 2.8 | 37.04
1994-11-15 | 17:00 | 18.9 | 66.02 | WEEKDAY | #N/A | 1978-11-15 | 17:00 | 11.1 | 51.98 |  |  | 1998-11-15 | 17:00 | 11 | 51.8 |  |  | 2000-11-15 | 17:00 | 7.2 | 44.96 | [5 empty] | 6.1 | 42.98 |  |  |  | 16 | 60.8 |  |  |  |  | 6.1 | 42.98 |  |  |  |  | 7.8 | 46.04 | [5 empty] | 7.2 | 44.96 |  |  |  | 9.4 | 48.92 |  |  |  |  | 7.8 | 46.04 |  |  |  |  | 0.6 | 33.08
1994-11-15 | 18:00 | 16.1 | 60.98 | WEEKDAY | #N/A | 1978-11-15 | 18:00 | 11.1 | 51.98 |  |  | 1998-11-15 | 18:00 | 10 | 50 |  |  | 2000-11-15 | 18:00 | 6.1 | 42.98 | [5 empty] | 5.6 | 42.08 |  |  |  | 16 | 60.8 |  |  |  |  | 6.1 | 42.98 |  |  |  |  | 7.8 | 46.04 | [5 empty] | 6.1 | 42.98 |  |  |  | 8.3 | 46.94 |  |  |  |  | 7.2 | 44.96 |  |  |  |  | -1.1 | 30.02
1994-11-15 | 19:00 | 15 | 59 | WEEKDAY | #N/A | 1978-11-15 | 19:00 | 11.1 | 51.98 |  |  | 1998-11-15 | 19:00 | 10 | 50 |  |  | 2000-11-15 | 19:00 | 6.1 | 42.98 | [5 empty] | 5 | 41 |  |  |  | 16 | 60.8 |  |  |  |  | 5.6 | 42.08 |  |  |  |  | 7.2 | 44.96 | [5 empty] | 4.4 | 39.92 |  |  |  | 7.8 | 46.04 |  |  |  |  | 6.7 | 44.06 |  |  |  |  | -1.1 | 30.02
1994-11-15 | 20:00 | 14.4 | 57.92 | WEEKDAY | #N/A | 1978-11-15 | 20:00 | 11.1 | 51.98 |  |  | 1998-11-15 | 20:00 | 9 | 48.2 |  |  | 2000-11-15 | 20:00 | 5.6 | 42.08 | [5 empty] | 4.4 | 39.92 |  |  |  | 15 | 59 |  |  |  |  | 5.6 | 42.08 |  |  |  |  | 6.7 | 44.06 | [5 empty] | 3.9 | 39.02 |  |  |  | 7.8 | 46.04 |  |  |  |  | 5.6 | 42.08 |  |  |  |  | -1.1 | 30.02
1994-11-15 | 21:00 | 13.9 | 57.02 | WEEKDAY | #N/A | 1978-11-15 | 21:00 | 9.4 | 48.92 |  |  | 1998-11-15 | 21:00 | 9 | 48.2 |  |  | 2000-11-15 | 21:00 | 5.6 | 42.08 | [5 empty] | 4.4 | 39.92 |  |  |  | 16 | 60.8 |  |  |  |  | 5.6 | 42.08 |  |  |  |  | 7.2 | 44.96 | [5 empty] | 2.8 | 37.04 |  |  |  | 7.2 | 44.96 |  |  |  |  | 6.7 | 44.06 |  |  |  |  | -0.6 | 30.92
1994-11-15 | 22:00 | 12.8 | 55.04 | WEEKDAY | #N/A | 1978-11-15 | 22:00 | 8.3 | 46.94 |  |  | 1998-11-15 | 22:00 | 8 | 46.4 |  |  | 2000-11-15 | 22:00 | 5 | 41 | [5 empty] | 3.3 | 37.94 |  |  |  | 16 | 60.8 |  |  |  |  | 5.6 | 42.08 |  |  |  |  | 5 | 41 | [5 empty] | 2.2 | 35.96 |  |  |  | 7.2 | 44.96 |  |  |  |  | 6.7 | 44.06 |  |  |  |  | -1.1 | 30.02
1994-11-15 | 23:00 | 12.2 | 53.96 | WEEKDAY | #N/A | 1978-11-15 | 23:00 | 8.3 | 46.94 |  |  | 1998-11-15 | 23:00 | 8 | 46.4 |  |  | 2000-11-15 | 23:00 | 4.4 | 39.92 | [5 empty] | 2.2 | 35.96 |  |  |  | 15 | 59 |  |  |  |  | 5.6 | 42.08 |  |  |  |  | 1.7 | 35.06 | [5 empty] | 2.8 | 37.04 |  |  |  | 9.4 | 48.92 |  |  |  |  | 6.7 | 44.06 |  |  |  |  | -1.1 | 30.02
1994-11-15 | 24:00 | 11.7 | 53.06 | WEEKDAY | #N/A | 1978-11-15 | 24:00 | 7.8 | 46.04 |  |  | 1998-11-15 | 24:00 | 7 | 44.6 |  |  | 2000-11-15 | 24:00 | 4.4 | 39.92 | [5 empty] | -1.7 | 28.94 |  |  |  | 14 | 57.2 |  |  |  |  | 5.6 | 42.08 |  |  |  |  | -0.6 | 30.92 | [5 empty] | 2.8 | 37.04 |  |  |  | 10 | 50 |  |  |  |  | 7.2 | 44.96 |  |  |  |  | -1.1 | 30.02
1994-11-16 | 1:00 | 11.1 | 51.98 | WEEKDAY | #N/A | 1978-11-16 | 1:00 | 6.7 | 44.06 |  |  | 1998-11-16 | 1:00 | 7 | 44.6 |  |  | 2000-11-16 | 1:00 | 3.9 | 39.02 | [5 empty] | -1.1 | 30.02 |  |  |  | 13 | 55.4 |  |  |  |  | 5.6 | 42.08 |  |  |  |  | -0.6 | 30.92 | [5 empty] | 2.2 | 35.96 |  |  |  | 10.6 | 51.08 |  |  |  |  | 8.9 | 48.02 |  |  |  |  | -1.1 | 30.02
1994-11-16 | 2:00 | 10.6 | 51.08 | WEEKDAY | #N/A | 1978-11-16 | 2:00 | 5.6 | 42.08 |  |  | 1998-11-16 | 2:00 | 6 | 42.8 |  |  | 2000-11-16 | 2:00 | 3.9 | 39.02 | [5 empty] | -1.1 | 30.02 |  |  |  | 14 | 57.2 |  |  |  |  | 5.6 | 42.08 |  |  |  |  | -1.7 | 28.94 | [5 empty] | 1.7 | 35.06 |  |  |  | 9.4 | 48.92 |  |  |  |  | 8.9 | 48.02 |  |  |  |  | -1.7 | 28.94
1994-11-16 | 3:00 | 10 | 50 | WEEKDAY | #N/A | 1978-11-16 | 3:00 | 5.6 | 42.08 |  |  | 1998-11-16 | 3:00 | 5 | 41 |  |  | 2000-11-16 | 3:00 | 3.9 | 39.02 | [5 empty] | -1.7 | 28.94 |  |  |  | 13 | 55.4 |  |  |  |  | 5.6 | 42.08 |  |  |  |  | -1.1 | 30.02 | [5 empty] | 2.2 | 35.96 |  |  |  | 11.1 | 51.98 |  |  |  |  | 10 | 50 |  |  |  |  | -1.7 | 28.94
1994-11-16 | 4:00 | 9.4 | 48.92 | WEEKDAY | #N/A | 1978-11-16 | 4:00 | 5 | 41 |  |  | 1998-11-16 | 4:00 | 4 | 39.2 |  |  | 2000-11-16 | 4:00 | 3.3 | 37.94 | [5 empty] | -2.2 | 28.04 |  |  |  | 12 | 53.6 |  |  |  |  | 5.6 | 42.08 |  |  |  |  | 3.3 | 37.94 | [5 empty] | 1.7 | 35.06 |  |  |  | 11.7 | 53.06 |  |  |  |  | 9.4 | 48.92 |  |  |  |  | -1.1 | 30.02
1994-11-16 | 5:00 | 10 | 50 | WEEKDAY | #N/A | 1978-11-16 | 5:00 | 5 | 41 |  |  | 1998-11-16 | 5:00 | 3 | 37.4 |  |  | 2000-11-16 | 5:00 | 4.4 | 39.92 | [5 empty] | -2.2 | 28.04 |  |  |  | 10 | 50 |  |  |  |  | 6.1 | 42.98 |  |  |  |  | 2.8 | 37.04 | [5 empty] | 1.7 | 35.06 |  |  |  | 12.2 | 53.96 |  |  |  |  | 11.7 | 53.06 |  |  |  |  | -1.7 | 28.94
1994-11-16 | 6:00 | 10 | 50 | WEEKDAY | #N/A | 1978-11-16 | 6:00 | 5 | 41 |  |  | 1998-11-16 | 6:00 | 4 | 39.2 |  |  | 2000-11-16 | 6:00 | 3.9 | 39.02 | [5 empty] | -1.7 | 28.94 |  |  |  | 10 | 50 |  |  |  |  | 6.1 | 42.98 |  |  |  |  | 1.1 | 33.98 | [5 empty] | 1.7 | 35.06 |  |  |  | 11.7 | 53.06 |  |  |  |  | 11.7 | 53.06 |  |  |  |  | -2.2 | 28.04
1994-11-16 | 7:00 | 10 | 50 | WEEKDAY | #N/A | 1978-11-16 | 7:00 | 5.6 | 42.08 |  |  | 1998-11-16 | 7:00 | 4 | 39.2 |  |  | 2000-11-16 | 7:00 | 3.9 | 39.02 | [5 empty] | 0 | 32 |  |  |  | 11 | 51.8 |  |  |  |  | 6.7 | 44.06 |  |  |  |  | 0.6 | 33.08 | [5 empty] | 1.1 | 33.98 |  |  |  | 12.2 | 53.96 |  |  |  |  | 11.1 | 51.98 |  |  |  |  | -2.8 | 26.96
1994-11-16 | 8:00 | 9.4 | 48.92 | WEEKDAY | #N/A | 1978-11-16 | 8:00 | 6.1 | 42.98 |  |  | 1998-11-16 | 8:00 | 5 | 41 |  |  | 2000-11-16 | 8:00 | 4.4 | 39.92 | [5 empty] | 2.2 | 35.96 |  |  |  | 13 | 55.4 |  |  |  |  | 7.2 | 44.96 |  |  |  |  | 3.9 | 39.02 | [5 empty] | 1.1 | 33.98 |  |  |  | 13.3 | 55.94 |  |  |  |  | 11.7 | 53.06 |  |  |  |  | -2.2 | 28.04
1994-11-16 | 9:00 | 10 | 50 | WEEKDAY | #N/A | 1978-11-16 | 9:00 | 6.7 | 44.06 |  |  | 1998-11-16 | 9:00 | 7 | 44.6 |  |  | 2000-11-16 | 9:00 | 5.6 | 42.08 | [5 empty] | 3.9 | 39.02 |  |  |  | 14 | 57.2 |  |  |  |  | 7.8 | 46.04 |  |  |  |  | 5 | 41 | [5 empty] | 5 | 41 |  |  |  | 14.4 | 57.92 |  |  |  |  | 13.9 | 57.02 |  |  |  |  | 0 | 32
1994-11-16 | 10:00 | 10 | 50 | WEEKDAY | #N/A | 1978-11-16 | 10:00 | 7.2 | 44.96 |  |  | 1998-11-16 | 10:00 | 9 | 48.2 |  |  | 2000-11-16 | 10:00 | 6.1 | 42.98 | [5 empty] | 5.6 | 42.08 |  |  |  | 17 | 62.6 |  |  |  |  | 8.9 | 48.02 |  |  |  |  | 5.6 | 42.08 | [5 empty] | 10 | 50 |  |  |  | 15.6 | 60.08 |  |  |  |  | 14.4 | 57.92 |  |  |  |  | 2.2 | 35.96
1994-11-16 | 11:00 | 10.6 | 51.08 | WEEKDAY | #N/A | 1978-11-16 | 11:00 | 8.3 | 46.94 |  |  | 1998-11-16 | 11:00 | 9 | 48.2 |  |  | 2000-11-16 | 11:00 | 6.1 | 42.98 | [5 empty] | 6.1 | 42.98 |  |  |  | 19 | 66.2 |  |  |  |  | 9.4 | 48.92 |  |  |  |  | 6.7 | 44.06 | [5 empty] | 12.8 | 55.04 |  |  |  | 16.7 | 62.06 |  |  |  |  | 15 | 59 |  |  |  |  | 3.9 | 39.02
1994-11-16 | 12:00 | 10.6 | 51.08 | WEEKDAY | #N/A | 1978-11-16 | 12:00 | 9.4 | 48.92 |  |  | 1998-11-16 | 12:00 | 10 | 50 |  |  | 2000-11-16 | 12:00 | 6.7 | 44.06 | [5 empty] | 6.7 | 44.06 |  |  |  | 21 | 69.8 |  |  |  |  | 10 | 50 |  |  |  |  | 7.8 | 46.04 | [5 empty] | 13.9 | 57.02 |  |  |  | 18.3 | 64.94 |  |  |  |  | 16.7 | 62.06 |  |  |  |  | 5 | 41
1994-11-16 | 13:00 | 10.6 | 51.08 | WEEKDAY | #N/A | 1978-11-16 | 13:00 | 10.6 | 51.08 |  |  | 1998-11-16 | 13:00 | 9 | 48.2 |  |  | 2000-11-16 | 13:00 | 7.8 | 46.04 | [5 empty] | 7.8 | 46.04 |  |  |  | 21 | 69.8 |  |  |  |  | 11.7 | 53.06 |  |  |  |  | 9.4 | 48.92 | [5 empty] | 15 | 59 |  |  |  | 18.9 | 66.02 |  |  |  |  | 15.6 | 60.08 |  |  |  |  | 6.1 | 42.98
1994-11-16 | 14:00 | 10 | 50 | WEEKDAY | #N/A | 1978-11-16 | 14:00 | 10 | 50 |  |  | 1998-11-16 | 14:00 | 10 | 50 |  |  | 2000-11-16 | 14:00 | 8.9 | 48.02 | [5 empty] | 8.3 | 46.94 |  |  |  | 21 | 69.8 |  |  |  |  | 12.8 | 55.04 |  |  |  |  | 10 | 50 | [5 empty] | 15 | 59 |  |  |  | 17.2 | 62.96 |  |  |  |  | 15 | 59 |  |  |  |  | 6.7 | 44.06
1994-11-16 | 15:00 | 10 | 50 | WEEKDAY | #N/A | 1978-11-16 | 15:00 | 10.6 | 51.08 |  |  | 1998-11-16 | 15:00 | 10 | 50 |  |  | 2000-11-16 | 15:00 | 8.3 | 46.94 | [5 empty] | 8.9 | 48.02 |  |  |  | 20 | 68 |  |  |  |  | 13.3 | 55.94 |  |  |  |  | 10.6 | 51.08 | [5 empty] | 15.6 | 60.08 |  |  |  | 17.2 | 62.96 |  |  |  |  | 15.6 | 60.08 |  |  |  |  | 6.1 | 42.98
1994-11-16 | 16:00 | 10 | 50 | WEEKDAY | #N/A | 1978-11-16 | 16:00 | 8.9 | 48.02 |  |  | 1998-11-16 | 16:00 | 9.5 | 49.1 |  |  | 2000-11-16 | 16:00 | 8.3 | 46.94 | [5 empty] | 8.9 | 48.02 |  |  |  | 19 | 66.2 |  |  |  |  | 12.8 | 55.04 |  |  |  |  | 9.4 | 48.92 | [5 empty] | 15 | 59 |  |  |  | 17.2 | 62.96 |  |  |  |  | 14.4 | 57.92 |  |  |  |  | 5.6 | 42.08
1994-11-16 | 17:00 | 10 | 50 | WEEKDAY | #N/A | 1978-11-16 | 17:00 | 8.3 | 46.94 |  |  | 1998-11-16 | 17:00 | 8.7 | 47.66 |  |  | 2000-11-16 | 17:00 | 8.3 | 46.94 | [5 empty] | 8.3 | 46.94 |  |  |  | 17 | 62.6 |  |  |  |  | 12.2 | 53.96 |  |  |  |  | 7.2 | 44.96 | [5 empty] | 12.8 | 55.04 |  |  |  | 18.3 | 64.94 |  |  |  |  | 16.1 | 60.98 |  |  |  |  | 2.8 | 37.04
1994-11-16 | 18:00 | 10 | 50 | WEEKDAY | #N/A | 1978-11-16 | 18:00 | 8.3 | 46.94 |  |  | 1998-11-16 | 18:00 | 8 | 46.4 |  |  | 2000-11-16 | 18:00 | 8.3 | 46.94 | [5 empty] | 7.8 | 46.04 |  |  |  | 16 | 60.8 |  |  |  |  | 12.8 | 55.04 |  |  |  |  | 3.3 | 37.94 | [5 empty] | 11.7 | 53.06 |  |  |  | 18.9 | 66.02 |  |  |  |  | 16.1 | 60.98 |  |  |  |  | 2.2 | 35.96
1994-11-16 | 19:00 | 10 | 50 | WEEKDAY | #N/A | 1978-11-16 | 19:00 | 7.8 | 46.04 |  |  | 1998-11-16 | 19:00 | 8 | 46.4 |  |  | 2000-11-16 | 19:00 | 8.3 | 46.94 | [5 empty] | 7.2 | 44.96 |  |  |  | 14 | 57.2 |  |  |  |  | 12.8 | 55.04 |  |  |  |  | 3.3 | 37.94 | [5 empty] | 10 | 50 |  |  |  | 11.7 | 53.06 |  |  |  |  | 16.1 | 60.98 |  |  |  |  | 0.6 | 33.08
1994-11-16 | 20:00 | 11.1 | 51.98 | WEEKDAY | #N/A | 1978-11-16 | 20:00 | 7.2 | 44.96 |  |  | 1998-11-16 | 20:00 | 8 | 46.4 |  |  | 2000-11-16 | 20:00 | 7.8 | 46.04 | [5 empty] | 7.8 | 46.04 |  |  |  | 12 | 53.6 |  |  |  |  | 12.8 | 55.04 |  |  |  |  | 1.7 | 35.06 | [5 empty] | 10.6 | 51.08 |  |  |  | 9.4 | 48.92 |  |  |  |  | 16.1 | 60.98 |  |  |  |  | 0 | 32
1994-11-16 | 21:00 | 10.6 | 51.08 | WEEKDAY | #N/A | 1978-11-16 | 21:00 | 7.2 | 44.96 |  |  | 1998-11-16 | 21:00 | 8 | 46.4 |  |  | 2000-11-16 | 21:00 | 8.3 | 46.94 | [5 empty] | 7.2 | 44.96 |  |  |  | 11 | 51.8 |  |  |  |  | 13.3 | 55.94 |  |  |  |  | 0.6 | 33.08 | [5 empty] | 10.6 | 51.08 |  |  |  | 8.3 | 46.94 |  |  |  |  | 11.1 | 51.98 |  |  |  |  | 0 | 32
1994-11-16 | 22:00 | 10 | 50 | WEEKDAY | #N/A | 1978-11-16 | 22:00 | 7.2 | 44.96 |  |  | 1998-11-16 | 22:00 | 8 | 46.4 |  |  | 2000-11-16 | 22:00 | 8.9 | 48.02 | [5 empty] | 7.8 | 46.04 |  |  |  | 10 | 50 |  |  |  |  | 13.3 | 55.94 |  |  |  |  | 0 | 32 | [5 empty] | 11.1 | 51.98 |  |  |  | 8.3 | 46.94 |  |  |  |  | 10.6 | 51.08 |  |  |  |  | -0.6 | 30.92
1994-11-16 | 23:00 | 9.4 | 48.92 | WEEKDAY | #N/A | 1978-11-16 | 23:00 | 7.2 | 44.96 |  |  | 1998-11-16 | 23:00 | 8 | 46.4 |  |  | 2000-11-16 | 23:00 | 9.4 | 48.92 | [5 empty] | 7.8 | 46.04 |  |  |  | 9 | 48.2 |  |  |  |  | 13.3 | 55.94 |  |  |  |  | 0 | 32 | [5 empty] | 11.7 | 53.06 |  |  |  | 7.8 | 46.04 |  |  |  |  | 9.4 | 48.92 |  |  |  |  | -0.6 | 30.92
1994-11-16 | 24:00 | 8.9 | 48.02 | WEEKDAY | #N/A | 1978-11-16 | 24:00 | 7.2 | 44.96 |  |  | 1998-11-16 | 24:00 | 7 | 44.6 |  |  | 2000-11-16 | 24:00 | 8.9 | 48.02 | [5 empty] | 7.8 | 46.04 |  |  |  | 8 | 46.4 |  |  |  |  | 13.3 | 55.94 |  |  |  |  | 0 | 32 | [5 empty] | 11.7 | 53.06 |  |  |  | 7.2 | 44.96 |  |  |  |  | 8.3 | 46.94 |  |  |  |  | -1.7 | 28.94
1994-11-17 | 1:00 | 9.4 | 48.92 | WEEKDAY | #N/A | 1978-11-17 | 1:00 | 7.8 | 46.04 |  |  | 1998-11-17 | 1:00 | 7 | 44.6 |  |  | 2000-11-17 | 1:00 | 8.3 | 46.94 | [5 empty] | 8.3 | 46.94 |  |  |  | 6.5 | 43.7 |  |  |  |  | 13.3 | 55.94 |  |  |  |  | -1.1 | 30.02 | [5 empty] | 11.7 | 53.06 |  |  |  | 6.7 | 44.06 |  |  |  |  | 7.2 | 44.96 |  |  |  |  | -1.1 | 30.02
1994-11-17 | 2:00 | 9.4 | 48.92 | WEEKDAY | #N/A | 1978-11-17 | 2:00 | 8.3 | 46.94 |  |  | 1998-11-17 | 2:00 | 6 | 42.8 |  |  | 2000-11-17 | 2:00 | 8.3 | 46.94 | [5 empty] | 7.8 | 46.04 |  |  |  | 5 | 41 |  |  |  |  | 12.8 | 55.04 |  |  |  |  | -0.6 | 30.92 | [5 empty] | 11.7 | 53.06 |  |  |  | 6.1 | 42.98 |  |  |  |  | 7.2 | 44.96 |  |  |  |  | -1.1 | 30.02
1994-11-17 | 3:00 | 9.4 | 48.92 | WEEKDAY | #N/A | 1978-11-17 | 3:00 | 8.3 | 46.94 |  |  | 1998-11-17 | 3:00 | 8 | 46.4 |  |  | 2000-11-17 | 3:00 | 8.3 | 46.94 | [5 empty] | 8.3 | 46.94 |  |  |  | 4 | 39.2 |  |  |  |  | 12.2 | 53.96 |  |  |  |  | -1.1 | 30.02 | [5 empty] | 11.1 | 51.98 |  |  |  | 6.1 | 42.98 |  |  |  |  | 6.7 | 44.06 |  |  |  |  | -1.1 | 30.02
1994-11-17 | 4:00 | 8.9 | 48.02 | WEEKDAY | #N/A | 1978-11-17 | 4:00 | 8.3 | 46.94 |  |  | 1998-11-17 | 4:00 | 7 | 44.6 |  |  | 2000-11-17 | 4:00 | 8.3 | 46.94 | [5 empty] | 8.3 | 46.94 |  |  |  | 2 | 35.6 |  |  |  |  | 12.2 | 53.96 |  |  |  |  | -1.1 | 30.02 | [5 empty] | 12.2 | 53.96 |  |  |  | 5.6 | 42.08 |  |  |  |  | 6.1 | 42.98 |  |  |  |  | -1.7 | 28.94
1994-11-17 | 5:00 | 8.9 | 48.02 | WEEKDAY | #N/A | 1978-11-17 | 5:00 | 7.8 | 46.04 |  |  | 1998-11-17 | 5:00 | 7 | 44.6 |  |  | 2000-11-17 | 5:00 | 7.8 | 46.04 | [5 empty] | 8.9 | 48.02 |  |  |  | 1 | 33.8 |  |  |  |  | 8.9 | 48.02 |  |  |  |  | 0 | 32 | [5 empty] | 13.3 | 55.94 |  |  |  | 5.6 | 42.08 |  |  |  |  | 6.1 | 42.98 |  |  |  |  | -1.7 | 28.94
1994-11-17 | 6:00 | 8.9 | 48.02 | WEEKDAY | #N/A | 1978-11-17 | 6:00 | 8.3 | 46.94 |  |  | 1998-11-17 | 6:00 | 7 | 44.6 |  |  | 2000-11-17 | 6:00 | 7.8 | 46.04 | [5 empty] | 8.9 | 48.02 |  |  |  | 1 | 33.8 |  |  |  |  | 7.8 | 46.04 |  |  |  |  | 0 | 32 | [5 empty] | 13.9 | 57.02 |  |  |  | 5 | 41 |  |  |  |  | 5.6 | 42.08 |  |  |  |  | -1.7 | 28.94
1994-11-17 | 7:00 | 7.8 | 46.04 | WEEKDAY | #N/A | 1978-11-17 | 7:00 | 8.3 | 46.94 |  |  | 1998-11-17 | 7:00 | 7 | 44.6 |  |  | 2000-11-17 | 7:00 | 7.2 | 44.96 | [5 empty] | 8.3 | 46.94 |  |  |  | 0 | 32 |  |  |  |  | 6.1 | 42.98 |  |  |  |  | 0.6 | 33.08 | [5 empty] | 13.9 | 57.02 |  |  |  | 5.6 | 42.08 |  |  |  |  | 5 | 41 |  |  |  |  | -0.6 | 30.92
1994-11-17 | 8:00 | 7.8 | 46.04 | WEEKDAY | #N/A | 1978-11-17 | 8:00 | 8.9 | 48.02 |  |  | 1998-11-17 | 8:00 | 8 | 46.4 |  |  | 2000-11-17 | 8:00 | 8.3 | 46.94 | [5 empty] | 9.4 | 48.92 |  |  |  | 1 | 33.8 |  |  |  |  | 4.4 | 39.92 |  |  |  |  | 1.7 | 35.06 | [5 empty] | 15.6 | 60.08 |  |  |  | 5 | 41 |  |  |  |  | 5 | 41 |  |  |  |  | 0.6 | 33.08
1994-11-17 | 9:00 | 8.3 | 46.94 | WEEKDAY | #N/A | 1978-11-17 | 9:00 | 9.4 | 48.92 |  |  | 1998-11-17 | 9:00 | 8 | 46.4 |  |  | 2000-11-17 | 9:00 | 10 | 50 | [5 empty] | 9.4 | 48.92 |  |  |  | 2 | 35.6 |  |  |  |  | 3.9 | 39.02 |  |  |  |  | 3.3 | 37.94 | [5 empty] | 16.7 | 62.06 |  |  |  | 4.4 | 39.92 |  |  |  |  | 5 | 41 |  |  |  |  | 3.3 | 37.94
1994-11-17 | 10:00 | 10 | 50 | WEEKDAY | #N/A | 1978-11-17 | 10:00 | 10.6 | 51.08 |  |  | 1998-11-17 | 10:00 | 8 | 46.4 |  |  | 2000-11-17 | 10:00 | 11.7 | 53.06 | [5 empty] | 10 | 50 |  |  |  | 4 | 39.2 |  |  |  |  | 4.4 | 39.92 |  |  |  |  | 4.4 | 39.92 | [5 empty] | 17.8 | 64.04 |  |  |  | 3.3 | 37.94 |  |  |  |  | 5 | 41 |  |  |  |  | 6.1 | 42.98
1994-11-17 | 11:00 | 10 | 50 | WEEKDAY | #N/A | 1978-11-17 | 11:00 | 11.1 | 51.98 |  |  | 1998-11-17 | 11:00 | 8 | 46.4 |  |  | 2000-11-17 | 11:00 | 11.7 | 53.06 | [5 empty] | 10 | 50 |  |  |  | 6 | 42.8 |  |  |  |  | 5.6 | 42.08 |  |  |  |  | 6.1 | 42.98 | [5 empty] | 19.4 | 66.92 |  |  |  | 3.3 | 37.94 |  |  |  |  | 5 | 41 |  |  |  |  | 8.9 | 48.02
1994-11-17 | 12:00 | 11.1 | 51.98 | WEEKDAY | #N/A | 1978-11-17 | 12:00 | 10 | 50 |  |  | 1998-11-17 | 12:00 | 8 | 46.4 |  |  | 2000-11-17 | 12:00 | 11.7 | 53.06 | [5 empty] | 10 | 50 |  |  |  | 7 | 44.6 |  |  |  |  | 6.7 | 44.06 |  |  |  |  | 7.8 | 46.04 | [5 empty] | 19.4 | 66.92 |  |  |  | 4.4 | 39.92 |  |  |  |  | 5 | 41 |  |  |  |  | 10.6 | 51.08
1994-11-17 | 13:00 | 11.7 | 53.06 | WEEKDAY | #N/A | 1978-11-17 | 13:00 | 10.6 | 51.08 |  |  | 1998-11-17 | 13:00 | 8 | 46.4 |  |  | 2000-11-17 | 13:00 | 11.7 | 53.06 | [5 empty] | 10 | 50 |  |  |  | 8 | 46.4 |  |  |  |  | 6.7 | 44.06 |  |  |  |  | 8.3 | 46.94 | [5 empty] | 19.4 | 66.92 |  |  |  | 4.4 | 39.92 |  |  |  |  | 5 | 41 |  |  |  |  | 13.3 | 55.94
1994-11-17 | 14:00 | 12.8 | 55.04 | WEEKDAY | #N/A | 1978-11-17 | 14:00 | 10 | 50 |  |  | 1998-11-17 | 14:00 | 8 | 46.4 |  |  | 2000-11-17 | 14:00 | 11.7 | 53.06 | [5 empty] | 10 | 50 |  |  |  | 9 | 48.2 |  |  |  |  | 7.2 | 44.96 |  |  |  |  | 8.9 | 48.02 | [5 empty] | 18.9 | 66.02 |  |  |  | 5 | 41 |  |  |  |  | 5.6 | 42.08 |  |  |  |  | 13.3 | 55.94
1994-11-17 | 15:00 | 12.2 | 53.96 | WEEKDAY | #N/A | 1978-11-17 | 15:00 | 10.6 | 51.08 |  |  | 1998-11-17 | 15:00 | 7 | 44.6 |  |  | 2000-11-17 | 15:00 | 11.1 | 51.98 | [5 empty] | 10 | 50 |  |  |  | 9 | 48.2 |  |  |  |  | 7.2 | 44.96 |  |  |  |  | 8.9 | 48.02 | [5 empty] | 18.3 | 64.94 |  |  |  | 5.6 | 42.08 |  |  |  |  | 5.6 | 42.08 |  |  |  |  | 19.4 | 66.92
1994-11-17 | 16:00 | 12.2 | 53.96 | WEEKDAY | #N/A | 1978-11-17 | 16:00 | 11.1 | 51.98 |  |  | 1998-11-17 | 16:00 | 7 | 44.6 |  |  | 2000-11-17 | 16:00 | 10 | 50 | [5 empty] | 8.9 | 48.02 |  |  |  | 8 | 46.4 |  |  |  |  | 6.1 | 42.98 |  |  |  |  | 8.9 | 48.02 | [5 empty] | 18.3 | 64.94 |  |  |  | 5 | 41 |  |  |  |  | 5.6 | 42.08 |  |  |  |  | 18.9 | 66.02
1994-11-17 | 17:00 | 12.8 | 55.04 | WEEKDAY | #N/A | 1978-11-17 | 17:00 | 12.2 | 53.96 |  |  | 1998-11-17 | 17:00 | 7 | 44.6 |  |  | 2000-11-17 | 17:00 | 8.9 | 48.02 | [5 empty] | 8.3 | 46.94 |  |  |  | 6 | 42.8 |  |  |  |  | 5 | 41 |  |  |  |  | 8.3 | 46.94 | [5 empty] | 18.9 | 66.02 |  |  |  | 5.6 | 42.08 |  |  |  |  | 5.6 | 42.08 |  |  |  |  | 18.3 | 64.94
1994-11-17 | 18:00 | 12.2 | 53.96 | WEEKDAY | #N/A | 1978-11-17 | 18:00 | 13.9 | 57.02 |  |  | 1998-11-17 | 18:00 | 7 | 44.6 |  |  | 2000-11-17 | 18:00 | 7.8 | 46.04 | [5 empty] | 7.8 | 46.04 |  |  |  | 3 | 37.4 |  |  |  |  | 3.3 | 37.94 |  |  |  |  | 7.8 | 46.04 | [5 empty] | 18.3 | 64.94 |  |  |  | 5.6 | 42.08 |  |  |  |  | 5.6 | 42.08 |  |  |  |  | 18.9 | 66.02
1994-11-17 | 19:00 | 12.8 | 55.04 | WEEKDAY | #N/A | 1978-11-17 | 19:00 | 15 | 59 |  |  | 1998-11-17 | 19:00 | 7 | 44.6 |  |  | 2000-11-17 | 19:00 | 7.8 | 46.04 | [5 empty] | 7.8 | 46.04 |  |  |  | 1 | 33.8 |  |  |  |  | 2.8 | 37.04 |  |  |  |  | 7.2 | 44.96 | [5 empty] | 18.3 | 64.94 |  |  |  | 5.6 | 42.08 |  |  |  |  | 5 | 41 |  |  |  |  | 18.9 | 66.02
1994-11-17 | 20:00 | 13.3 | 55.94 | WEEKDAY | #N/A | 1978-11-17 | 20:00 | 16.1 | 60.98 |  |  | 1998-11-17 | 20:00 | 7 | 44.6 |  |  | 2000-11-17 | 20:00 | 6.7 | 44.06 | [5 empty] | 7.8 | 46.04 |  |  |  | 0 | 32 |  |  |  |  | 2.8 | 37.04 |  |  |  |  | 7.2 | 44.96 | [5 empty] | 17.8 | 64.04 |  |  |  | 6.1 | 42.98 |  |  |  |  | 5.6 | 42.08 |  |  |  |  | 16.7 | 62.06
1994-11-17 | 21:00 | 12.8 | 55.04 | WEEKDAY | #N/A | 1978-11-17 | 21:00 | 16.7 | 62.06 |  |  | 1998-11-17 | 21:00 | 7 | 44.6 |  |  | 2000-11-17 | 21:00 | 6.7 | 44.06 | [5 empty] | 7.8 | 46.04 |  |  |  | -1 | 30.2 |  |  |  |  | 1.1 | 33.98 |  |  |  |  | 7.2 | 44.96 | [5 empty] | 17.8 | 64.04 |  |  |  | 6.1 | 42.98 |  |  |  |  | 6.1 | 42.98 |  |  |  |  | 15 | 59
1994-11-17 | 22:00 | 12.2 | 53.96 | WEEKDAY | #N/A | 1978-11-17 | 22:00 | 16.1 | 60.98 |  |  | 1998-11-17 | 22:00 | 6 | 42.8 |  |  | 2000-11-17 | 22:00 | 5.6 | 42.08 | [5 empty] | 7.2 | 44.96 |  |  |  | -1 | 30.2 |  |  |  |  | 2.2 | 35.96 |  |  |  |  | 6.7 | 44.06 | [5 empty] | 17.2 | 62.96 |  |  |  | 6.1 | 42.98 |  |  |  |  | 5.6 | 42.08 |  |  |  |  | 14.4 | 57.92
1994-11-17 | 23:00 | 11.7 | 53.06 | WEEKDAY | #N/A | 1978-11-17 | 23:00 | 15.6 | 60.08 |  |  | 1998-11-17 | 23:00 | 6 | 42.8 |  |  | 2000-11-17 | 23:00 | 5 | 41 | [5 empty] | 7.2 | 44.96 |  |  |  | -2 | 28.4 |  |  |  |  | 1.7 | 35.06 |  |  |  |  | 6.7 | 44.06 | [5 empty] | 18.3 | 64.94 |  |  |  | 5 | 41 |  |  |  |  | 5.6 | 42.08 |  |  |  |  | 13.9 | 57.02
1994-11-17 | 24:00 | 11.7 | 53.06 | WEEKDAY | #N/A | 1978-11-17 | 24:00 | 16.1 | 60.98 |  |  | 1998-11-17 | 24:00 | 6 | 42.8 |  |  | 2000-11-17 | 24:00 | 4.4 | 39.92 | [5 empty] | 7.2 | 44.96 |  |  |  | -2 | 28.4 |  |  |  |  | 1.1 | 33.98 |  |  |  |  | 6.7 | 44.06 | [5 empty] | 17.8 | 64.04 |  |  |  | 3.9 | 39.02 |  |  |  |  | 5 | 41 |  |  |  |  | 13.9 | 57.02
1994-11-18 | 1:00 | 11.7 | 53.06 | WEEKDAY | #N/A | 1978-11-18 | 1:00 | 16.1 | 60.98 |  |  | 1998-11-18 | 1:00 | 4 | 39.2 |  |  | 2000-11-18 | 1:00 | 3.9 | 39.02 | [5 empty] | 7.2 | 44.96 |  |  |  | -3 | 26.6 |  |  |  |  | 0.6 | 33.08 |  |  |  |  | 6.1 | 42.98 | [5 empty] | 15 | 59 |  |  |  | 3.3 | 37.94 |  |  |  |  | 3.9 | 39.02 |  |  |  |  | 13.3 | 55.94
1994-11-18 | 2:00 | 11.1 | 51.98 | WEEKDAY | #N/A | 1978-11-18 | 2:00 | 15.6 | 60.08 |  |  | 1998-11-18 | 2:00 | 4 | 39.2 |  |  | 2000-11-18 | 2:00 | 3.9 | 39.02 | [5 empty] | 7.2 | 44.96 |  |  |  | -3 | 26.6 |  |  |  |  | 0 | 32 |  |  |  |  | 6.7 | 44.06 | [5 empty] | 13.3 | 55.94 |  |  |  | 2.8 | 37.04 |  |  |  |  | 3.9 | 39.02 |  |  |  |  | 15 | 59
1994-11-18 | 3:00 | 11.1 | 51.98 | WEEKDAY | #N/A | 1978-11-18 | 3:00 | 15.6 | 60.08 |  |  | 1998-11-18 | 3:00 | 4 | 39.2 |  |  | 2000-11-18 | 3:00 | 3.3 | 37.94 | [5 empty] | 7.2 | 44.96 |  |  |  | -3 | 26.6 |  |  |  |  | 0 | 32 |  |  |  |  | 6.1 | 42.98 | [5 empty] | 13.9 | 57.02 |  |  |  | 2.8 | 37.04 |  |  |  |  | 3.9 | 39.02 |  |  |  |  | 13.3 | 55.94
1994-11-18 | 4:00 | 11.1 | 51.98 | WEEKDAY | #N/A | 1978-11-18 | 4:00 | 16.7 | 62.06 |  |  | 1998-11-18 | 4:00 | 3 | 37.4 |  |  | 2000-11-18 | 4:00 | 3.3 | 37.94 | [5 empty] | 7.2 | 44.96 |  |  |  | -3 | 26.6 |  |  |  |  | 0 | 32 |  |  |  |  | 6.1 | 42.98 | [5 empty] | 13.9 | 57.02 |  |  |  | 2.2 | 35.96 |  |  |  |  | 3.3 | 37.94 |  |  |  |  | 12.8 | 55.04
1994-11-18 | 5:00 | 10.6 | 51.08 | WEEKDAY | #N/A | 1978-11-18 | 5:00 | 16.7 | 62.06 |  |  | 1998-11-18 | 5:00 | 3 | 37.4 |  |  | 2000-11-18 | 5:00 | 2.8 | 37.04 | [5 empty] | 7.2 | 44.96 |  |  |  | -3 | 26.6 |  |  |  |  | 0.6 | 33.08 |  |  |  |  | 3.3 | 37.94 | [5 empty] | 13.9 | 57.02 |  |  |  | 1.7 | 35.06 |  |  |  |  | 2.8 | 37.04 |  |  |  |  | 13.3 | 55.94
1994-11-18 | 6:00 | 10.6 | 51.08 | WEEKDAY | #N/A | 1978-11-18 | 6:00 | 17.2 | 62.96 |  |  | 1998-11-18 | 6:00 | 3 | 37.4 |  |  | 2000-11-18 | 6:00 | 2.8 | 37.04 | [5 empty] | 7.2 | 44.96 |  |  |  | -3 | 26.6 |  |  |  |  | 0.6 | 33.08 |  |  |  |  | 1.7 | 35.06 | [5 empty] | 13.3 | 55.94 |  |  |  | 1.1 | 33.98 |  |  |  |  | 2.8 | 37.04 |  |  |  |  | 12.8 | 55.04
1994-11-18 | 7:00 | 11.7 | 53.06 | WEEKDAY | #N/A | 1978-11-18 | 7:00 | 17.8 | 64.04 |  |  | 1998-11-18 | 7:00 | 2 | 35.6 |  |  | 2000-11-18 | 7:00 | 2.8 | 37.04 | [5 empty] | 7.2 | 44.96 |  |  |  | -3 | 26.6 |  |  |  |  | 0.6 | 33.08 |  |  |  |  | 3.9 | 39.02 | [5 empty] | 12.8 | 55.04 |  |  |  | 0.6 | 33.08 |  |  |  |  | 2.2 | 35.96 |  |  |  |  | 12.2 | 53.96
1994-11-18 | 8:00 | 11.7 | 53.06 | WEEKDAY | #N/A | 1978-11-18 | 8:00 | 17.2 | 62.96 |  |  | 1998-11-18 | 8:00 | 2 | 35.6 |  |  | 2000-11-18 | 8:00 | 3.3 | 37.94 | [5 empty] | 7.8 | 46.04 |  |  |  | 0 | 32 |  |  |  |  | 1.1 | 33.98 |  |  |  |  | 5.6 | 42.08 | [5 empty] | 12.2 | 53.96 |  |  |  | 1.1 | 33.98 |  |  |  |  | 1.7 | 35.06 |  |  |  |  | 11.7 | 53.06
1994-11-18 | 9:00 | 12.2 | 53.96 | WEEKDAY | #N/A | 1978-11-18 | 9:00 | 17.2 | 62.96 |  |  | 1998-11-18 | 9:00 | 3 | 37.4 |  |  | 2000-11-18 | 9:00 | 4.4 | 39.92 | [5 empty] | 8.9 | 48.02 |  |  |  | 6 | 42.8 |  |  |  |  | 1.7 | 35.06 |  |  |  |  | 6.1 | 42.98 | [5 empty] | 13.3 | 55.94 |  |  |  | 2.2 | 35.96 |  |  |  |  | 2.8 | 37.04 |  |  |  |  | 12.2 | 53.96
1994-11-18 | 10:00 | 12.2 | 53.96 | WEEKDAY | #N/A | 1978-11-18 | 10:00 | 17.8 | 64.04 |  |  | 1998-11-18 | 10:00 | 5 | 41 |  |  | 2000-11-18 | 10:00 | 5.6 | 42.08 | [5 empty] | 10 | 50 |  |  |  | 8 | 46.4 |  |  |  |  | 2.2 | 35.96 |  |  |  |  | 7.8 | 46.04 | [5 empty] | 11.7 | 53.06 |  |  |  | 3.3 | 37.94 |  |  |  |  | 3.9 | 39.02 |  |  |  |  | 11.7 | 53.06
1994-11-18 | 11:00 | 12.8 | 55.04 | WEEKDAY | #N/A | 1978-11-18 | 11:00 | 18.3 | 64.94 |  |  | 1998-11-18 | 11:00 | 6 | 42.8 |  |  | 2000-11-18 | 11:00 | 6.7 | 44.06 | [5 empty] | 11.7 | 53.06 |  |  |  | 11 | 51.8 |  |  |  |  | 2.8 | 37.04 |  |  |  |  | 9.4 | 48.92 | [5 empty] | 11.1 | 51.98 |  |  |  | 4.4 | 39.92 |  |  |  |  | 5 | 41 |  |  |  |  | 12.2 | 53.96
1994-11-18 | 12:00 | 13.3 | 55.94 | WEEKDAY | #N/A | 1978-11-18 | 12:00 | 17.8 | 64.04 |  |  | 1998-11-18 | 12:00 | 7 | 44.6 |  |  | 2000-11-18 | 12:00 | 7.2 | 44.96 | [5 empty] | 12.2 | 53.96 |  |  |  | 12 | 53.6 |  |  |  |  | 3.9 | 39.02 |  |  |  |  | 10.6 | 51.08 | [5 empty] | 11.1 | 51.98 |  |  |  | 4.4 | 39.92 |  |  |  |  | 5.6 | 42.08 |  |  |  |  | 11.7 | 53.06
1994-11-18 | 13:00 | 12.8 | 55.04 | WEEKDAY | #N/A | 1978-11-18 | 13:00 | 17.8 | 64.04 |  |  | 1998-11-18 | 13:00 | 8 | 46.4 |  |  | 2000-11-18 | 13:00 | 7.2 | 44.96 | [5 empty] | 12.2 | 53.96 |  |  |  | 14 | 57.2 |  |  |  |  | 4.4 | 39.92 |  |  |  |  | 11.1 | 51.98 | [5 empty] | 11.1 | 51.98 |  |  |  | 5.6 | 42.08 |  |  |  |  | 6.1 | 42.98 |  |  |  |  | 11.1 | 51.98
1994-11-18 | 14:00 | 12.8 | 55.04 | WEEKDAY | #N/A | 1978-11-18 | 14:00 | 17.2 | 62.96 |  |  | 1998-11-18 | 14:00 | 8 | 46.4 |  |  | 2000-11-18 | 14:00 | 7.2 | 44.96 | [5 empty] | 11.7 | 53.06 |  |  |  | 15 | 59 |  |  |  |  | 5 | 41 |  |  |  |  | 10.6 | 51.08 | [5 empty] | 10.6 | 51.08 |  |  |  | 5 | 41 |  |  |  |  | 6.7 | 44.06 |  |  |  |  | 10 | 50
1994-11-18 | 15:00 | 13.3 | 55.94 | WEEKDAY | #N/A | 1978-11-18 | 15:00 | 16.1 | 60.98 |  |  | 1998-11-18 | 15:00 | 8 | 46.4 |  |  | 2000-11-18 | 15:00 | 6.7 | 44.06 | [5 empty] | 11.7 | 53.06 |  |  |  | 16 | 60.8 |  |  |  |  | 5 | 41 |  |  |  |  | 10.6 | 51.08 | [5 empty] | 10 | 50 |  |  |  | 5 | 41 |  |  |  |  | 6.7 | 44.06 |  |  |  |  | 9.4 | 48.92
1994-11-18 | 16:00 | 13.9 | 57.02 | WEEKDAY | #N/A | 1978-11-18 | 16:00 | 14.4 | 57.92 |  |  | 1998-11-18 | 16:00 | 6 | 42.8 |  |  | 2000-11-18 | 16:00 | 6.1 | 42.98 | [5 empty] | 11.1 | 51.98 |  |  |  | 15 | 59 |  |  |  |  | 4.4 | 39.92 |  |  |  |  | 10.6 | 51.08 | [5 empty] | 8.9 | 48.02 |  |  |  | 5 | 41 |  |  |  |  | 5.6 | 42.08 |  |  |  |  | 8.9 | 48.02
1994-11-18 | 17:00 | 13.9 | 57.02 | WEEKDAY | #N/A | 1978-11-18 | 17:00 | 12.8 | 55.04 |  |  | 1998-11-18 | 17:00 | 5 | 41 |  |  | 2000-11-18 | 17:00 | 5.6 | 42.08 | [5 empty] | 11.1 | 51.98 |  |  |  | 13 | 55.4 |  |  |  |  | 2.2 | 35.96 |  |  |  |  | 10 | 50 | [5 empty] | 8.3 | 46.94 |  |  |  | 3.9 | 39.02 |  |  |  |  | 3.3 | 37.94 |  |  |  |  | 8.3 | 46.94
1994-11-18 | 18:00 | 14.4 | 57.92 | WEEKDAY | #N/A | 1978-11-18 | 18:00 | 11.1 | 51.98 |  |  | 1998-11-18 | 18:00 | 4 | 39.2 |  |  | 2000-11-18 | 18:00 | 5.6 | 42.08 | [5 empty] | 11.1 | 51.98 |  |  |  | 8 | 46.4 |  |  |  |  | 1.1 | 33.98 |  |  |  |  | 9.4 | 48.92 | [5 empty] | 8.3 | 46.94 |  |  |  | 3.3 | 37.94 |  |  |  |  | 2.2 | 35.96 |  |  |  |  | 7.8 | 46.04
1994-11-18 | 19:00 | 13.9 | 57.02 | WEEKDAY | #N/A | 1978-11-18 | 19:00 | 10.6 | 51.08 |  |  | 1998-11-18 | 19:00 | 2 | 35.6 |  |  | 2000-11-18 | 19:00 | 5 | 41 | [5 empty] | 11.1 | 51.98 |  |  |  | 11 | 51.8 |  |  |  |  | 1.1 | 33.98 |  |  |  |  | 9.4 | 48.92 | [5 empty] | 7.8 | 46.04 |  |  |  | 1.7 | 35.06 |  |  |  |  | 1.7 | 35.06 |  |  |  |  | 7.2 | 44.96
1994-11-18 | 20:00 | 15.6 | 60.08 | WEEKDAY | #N/A | 1978-11-18 | 20:00 | 10 | 50 |  |  | 1998-11-18 | 20:00 | 2 | 35.6 |  |  | 2000-11-18 | 20:00 | 4.4 | 39.92 | [5 empty] | 10.6 | 51.08 |  |  |  | 10 | 50 |  |  |  |  | 0.6 | 33.08 |  |  |  |  | 8.9 | 48.02 | [5 empty] | 7.2 | 44.96 |  |  |  | 1.1 | 33.98 |  |  |  |  | 0 | 32 |  |  |  |  | 6.7 | 44.06
1994-11-18 | 21:00 | 15 | 59 | WEEKDAY | #N/A | 1978-11-18 | 21:00 | 9.4 | 48.92 |  |  | 1998-11-18 | 21:00 | 1 | 33.8 |  |  | 2000-11-18 | 21:00 | 5 | 41 | [5 empty] | 11.1 | 51.98 |  |  |  | 9 | 48.2 |  |  |  |  | -1.1 | 30.02 |  |  |  |  | 8.9 | 48.02 | [5 empty] | 6.7 | 44.06 |  |  |  | 0.6 | 33.08 |  |  |  |  | -1.1 | 30.02 |  |  |  |  | 2.8 | 37.04
1994-11-18 | 22:00 | 15.6 | 60.08 | WEEKDAY | #N/A | 1978-11-18 | 22:00 | 8.9 | 48.02 |  |  | 1998-11-18 | 22:00 | 1 | 33.8 |  |  | 2000-11-18 | 22:00 | 5 | 41 | [5 empty] | 11.7 | 53.06 |  |  |  | 8 | 46.4 |  |  |  |  | -1.1 | 30.02 |  |  |  |  | 8.3 | 46.94 | [5 empty] | 6.1 | 42.98 |  |  |  | -0.6 | 30.92 |  |  |  |  | -1.1 | 30.02 |  |  |  |  | 2.2 | 35.96
1994-11-18 | 23:00 | 15 | 59 | WEEKDAY | #N/A | 1978-11-18 | 23:00 | 8.9 | 48.02 |  |  | 1998-11-18 | 23:00 | 0 | 32 |  |  | 2000-11-18 | 23:00 | 4.4 | 39.92 | [5 empty] | 11.7 | 53.06 |  |  |  | 8 | 46.4 |  |  |  |  | 0 | 32 |  |  |  |  | 8 | 46.4 | [5 empty] | 4.4 | 39.92 |  |  |  | -0.6 | 30.92 |  |  |  |  | -2.2 | 28.04 |  |  |  |  | 1.1 | 33.98
1994-11-18 | 24:00 | 14.4 | 57.92 | WEEKDAY | #N/A | 1978-11-18 | 24:00 | 8.9 | 48.02 |  |  | 1998-11-18 | 24:00 | 0 | 32 |  |  | 2000-11-18 | 24:00 | 4.4 | 39.92 | [5 empty] | 11.7 | 53.06 |  |  |  | 7 | 44.6 |  |  |  |  | -1.1 | 30.02 |  |  |  |  | 8.3 | 46.94 | [5 empty] | 4.4 | 39.92 |  |  |  | -1.1 | 30.02 |  |  |  |  | -1.7 | 28.94 |  |  |  |  | 1.7 | 35.06
1994-11-19 | 1:00 | 14.4 | 57.92 | SATURDAY | #N/A | 1978-11-19 | 1:00 | 8.3 | 46.94 |  |  | 1998-11-19 | 1:00 | 0 | 32 |  |  | 2000-11-19 | 1:00 | 3.9 | 39.02 | [5 empty] | 12.2 | 53.96 |  |  |  | 8 | 46.4 |  |  |  |  | -0.6 | 30.92 |  |  |  |  | 8.9 | 48.02 | [5 empty] | 4.4 | 39.92 |  |  |  | -0.6 | 30.92 |  |  |  |  | -3.3 | 26.06 |  |  |  |  | 1.7 | 35.06
1994-11-19 | 2:00 | 15 | 59 | SATURDAY | #N/A | 1978-11-19 | 2:00 | 7.8 | 46.04 |  |  | 1998-11-19 | 2:00 | -0.5 | 31.1 |  |  | 2000-11-19 | 2:00 | 3.3 | 37.94 | [5 empty] | 12.2 | 53.96 |  |  |  | 8 | 46.4 |  |  |  |  | -0.6 | 30.92 |  |  |  |  | 9.4 | 48.92 | [5 empty] | 4.4 | 39.92 |  |  |  | -0.6 | 30.92 |  |  |  |  | -2.2 | 28.04 |  |  |  |  | 1.1 | 33.98
1994-11-19 | 3:00 | 15 | 59 | SATURDAY | #N/A | 1978-11-19 | 3:00 | 7.8 | 46.04 |  |  | 1998-11-19 | 3:00 | -1 | 30.2 |  |  | 2000-11-19 | 3:00 | 3.3 | 37.94 | [5 empty] | 12.2 | 53.96 |  |  |  | 7 | 44.6 |  |  |  |  | -0.6 | 30.92 |  |  |  |  | 9.4 | 48.92 | [5 empty] | 4.4 | 39.92 |  |  |  | -0.6 | 30.92 |  |  |  |  | -2.2 | 28.04 |  |  |  |  | 0 | 32
1994-11-19 | 4:00 | 15 | 59 | SATURDAY | #N/A | 1978-11-19 | 4:00 | 7.2 | 44.96 |  |  | 1998-11-19 | 4:00 | -1 | 30.2 |  |  | 2000-11-19 | 4:00 | 2.2 | 35.96 | [5 empty] | 12.8 | 55.04 |  |  |  | 7 | 44.6 |  |  |  |  | -1.7 | 28.94 |  |  |  |  | 8.9 | 48.02 | [5 empty] | 4.4 | 39.92 |  |  |  | 0 | 32 |  |  |  |  | -2.2 | 28.04 |  |  |  |  | 1.1 | 33.98
1994-11-19 | 5:00 | 14.4 | 57.92 | SATURDAY | #N/A | 1978-11-19 | 5:00 | 7.8 | 46.04 |  |  | 1998-11-19 | 5:00 | -1 | 30.2 |  |  | 2000-11-19 | 5:00 | 1.7 | 35.06 | [5 empty] | 12.8 | 55.04 |  |  |  | 7 | 44.6 |  |  |  |  | -1.7 | 28.94 |  |  |  |  | 11.1 | 51.98 | [5 empty] | 4.4 | 39.92 |  |  |  | -0.6 | 30.92 |  |  |  |  | -2.2 | 28.04 |  |  |  |  | 1.7 | 35.06
1994-11-19 | 6:00 | 13.9 | 57.02 | SATURDAY | #N/A | 1978-11-19 | 6:00 | 7.2 | 44.96 |  |  | 1998-11-19 | 6:00 | 0.5 | 32.9 |  |  | 2000-11-19 | 6:00 | 1.7 | 35.06 | [5 empty] | 13.3 | 55.94 |  |  |  | 4 | 39.2 |  |  |  |  | -1.1 | 30.02 |  |  |  |  | 10.6 | 51.08 | [5 empty] | 4.4 | 39.92 |  |  |  | 0.6 | 33.08 |  |  |  |  | -1.7 | 28.94 |  |  |  |  | 2.2 | 35.96
1994-11-19 | 7:00 | 13.3 | 55.94 | SATURDAY | #N/A | 1978-11-19 | 7:00 | 7.8 | 46.04 |  |  | 1998-11-19 | 7:00 | 2 | 35.6 |  |  | 2000-11-19 | 7:00 | 1.7 | 35.06 | [5 empty] | 13.9 | 57.02 |  |  |  | 4 | 39.2 |  |  |  |  | -0.6 | 30.92 |  |  |  |  | 10.6 | 51.08 | [5 empty] | 3.9 | 39.02 |  |  |  | 1.1 | 33.98 |  |  |  |  | -1.7 | 28.94 |  |  |  |  | 0.6 | 33.08
1994-11-19 | 8:00 | 13.3 | 55.94 | SATURDAY | #N/A | 1978-11-19 | 8:00 | 8.3 | 46.94 |  |  | 1998-11-19 | 8:00 | 3 | 37.4 |  |  | 2000-11-19 | 8:00 | 2.2 | 35.96 | [5 empty] | 14.4 | 57.92 |  |  |  | 5 | 41 |  |  |  |  | -1.7 | 28.94 |  |  |  |  | 11.1 | 51.98 | [5 empty] | 3.9 | 39.02 |  |  |  | 1.7 | 35.06 |  |  |  |  | -0.6 | 30.92 |  |  |  |  | 1.1 | 33.98
1994-11-19 | 9:00 | 13.3 | 55.94 | SATURDAY | #N/A | 1978-11-19 | 9:00 | 9.4 | 48.92 |  |  | 1998-11-19 | 9:00 | 4 | 39.2 |  |  | 2000-11-19 | 9:00 | 2.2 | 35.96 | [5 empty] | 14.4 | 57.92 |  |  |  | 7 | 44.6 |  |  |  |  | -1.7 | 28.94 |  |  |  |  | 11.7 | 53.06 | [5 empty] | 6.1 | 42.98 |  |  |  | 2.2 | 35.96 |  |  |  |  | 1.1 | 33.98 |  |  |  |  | 3.9 | 39.02
1994-11-19 | 10:00 | 13.9 | 57.02 | SATURDAY | #N/A | 1978-11-19 | 10:00 | 9.4 | 48.92 |  |  | 1998-11-19 | 10:00 | 5 | 41 |  |  | 2000-11-19 | 10:00 | 3.3 | 37.94 | [5 empty] | 14.4 | 57.92 |  |  |  | 9 | 48.2 |  |  |  |  | -0.6 | 30.92 |  |  |  |  | 12.8 | 55.04 | [5 empty] | 7.2 | 44.96 |  |  |  | 3.3 | 37.94 |  |  |  |  | 2.8 | 37.04 |  |  |  |  | 4.4 | 39.92
1994-11-19 | 11:00 | 13.9 | 57.02 | SATURDAY | #N/A | 1978-11-19 | 11:00 | 9.4 | 48.92 |  |  | 1998-11-19 | 11:00 | 8 | 46.4 |  |  | 2000-11-19 | 11:00 | 3.9 | 39.02 | [5 empty] | 15 | 59 |  |  |  | 11 | 51.8 |  |  |  |  | 0.6 | 33.08 |  |  |  |  | 12.8 | 55.04 | [5 empty] | 8.3 | 46.94 |  |  |  | 4.4 | 39.92 |  |  |  |  | 3.9 | 39.02 |  |  |  |  | 5.6 | 42.08
1994-11-19 | 12:00 | 14.4 | 57.92 | SATURDAY | #N/A | 1978-11-19 | 12:00 | 11.1 | 51.98 |  |  | 1998-11-19 | 12:00 | 9 | 48.2 |  |  | 2000-11-19 | 12:00 | 4.4 | 39.92 | [5 empty] | 15.6 | 60.08 |  |  |  | 12 | 53.6 |  |  |  |  | 1.7 | 35.06 |  |  |  |  | 13.9 | 57.02 | [5 empty] | 8.3 | 46.94 |  |  |  | 5.6 | 42.08 |  |  |  |  | 4.4 | 39.92 |  |  |  |  | 7.2 | 44.96
1994-11-19 | 13:00 | 15.6 | 60.08 | SATURDAY | #N/A | 1978-11-19 | 13:00 | 11.1 | 51.98 |  |  | 1998-11-19 | 13:00 | 10 | 50 |  |  | 2000-11-19 | 13:00 | 4.4 | 39.92 | [5 empty] | 15.6 | 60.08 |  |  |  | 13 | 55.4 |  |  |  |  | 2.2 | 35.96 |  |  |  |  | 12.8 | 55.04 | [5 empty] | 9.4 | 48.92 |  |  |  | 6.7 | 44.06 |  |  |  |  | 5 | 41 |  |  |  |  | 7.2 | 44.96
1994-11-19 | 14:00 | 15.6 | 60.08 | SATURDAY | #N/A | 1978-11-19 | 14:00 | 11.7 | 53.06 |  |  | 1998-11-19 | 14:00 | 10 | 50 |  |  | 2000-11-19 | 14:00 | 4.4 | 39.92 | [5 empty] | 16.1 | 60.98 |  |  |  | 14 | 57.2 |  |  |  |  | 2.8 | 37.04 |  |  |  |  | 13.3 | 55.94 | [5 empty] | 10 | 50 |  |  |  | 7.8 | 46.04 |  |  |  |  | 5.6 | 42.08 |  |  |  |  | 7.2 | 44.96
1994-11-19 | 15:00 | 15.6 | 60.08 | SATURDAY | #N/A | 1978-11-19 | 15:00 | 11.7 | 53.06 |  |  | 1998-11-19 | 15:00 | 10 | 50 |  |  | 2000-11-19 | 15:00 | 4.4 | 39.92 | [5 empty] | 16.1 | 60.98 |  |  |  | 14 | 57.2 |  |  |  |  | 3.3 | 37.94 |  |  |  |  | 12.2 | 53.96 | [5 empty] | 10 | 50 |  |  |  | 7.8 | 46.04 |  |  |  |  | 5.6 | 42.08 |  |  |  |  | 7.2 | 44.96
1994-11-19 | 16:00 | 15.6 | 60.08 | SATURDAY | #N/A | 1978-11-19 | 16:00 | 11.7 | 53.06 |  |  | 1998-11-19 | 16:00 | 10 | 50 |  |  | 2000-11-19 | 16:00 | 3.9 | 39.02 | [5 empty] | 16.1 | 60.98 |  |  |  | 14 | 57.2 |  |  |  |  | 2.8 | 37.04 |  |  |  |  | 11.1 | 51.98 | [5 empty] | 9.4 | 48.92 |  |  |  | 7.2 | 44.96 |  |  |  |  | 5.6 | 42.08 |  |  |  |  | 6.7 | 44.06
1994-11-19 | 17:00 | 15 | 59 | SATURDAY | #N/A | 1978-11-19 | 17:00 | 10.6 | 51.08 |  |  | 1998-11-19 | 17:00 | 8 | 46.4 |  |  | 2000-11-19 | 17:00 | 3.9 | 39.02 | [5 empty] | 16.1 | 60.98 |  |  |  | 13 | 55.4 |  |  |  |  | 2.8 | 37.04 |  |  |  |  | 10 | 50 | [5 empty] | 8.3 | 46.94 |  |  |  | 7.2 | 44.96 |  |  |  |  | 5.6 | 42.08 |  |  |  |  | 6.7 | 44.06
1994-11-19 | 18:00 | 13.9 | 57.02 | SATURDAY | #N/A | 1978-11-19 | 18:00 | 10.6 | 51.08 |  |  | 1998-11-19 | 18:00 | 8.3 | 46.94 |  |  | 2000-11-19 | 18:00 | 3.9 | 39.02 | [5 empty] | 16.1 | 60.98 |  |  |  | 12 | 53.6 |  |  |  |  | 2.2 | 35.96 |  |  |  |  | 6.1 | 42.98 | [5 empty] | 6.7 | 44.06 |  |  |  | 6.7 | 44.06 |  |  |  |  | 5.6 | 42.08 |  |  |  |  | 5.6 | 42.08
1994-11-19 | 19:00 | 13.3 | 55.94 | SATURDAY | #N/A | 1978-11-19 | 19:00 | 10.6 | 51.08 |  |  | 1998-11-19 | 19:00 | 9 | 48.2 |  |  | 2000-11-19 | 19:00 | 2.8 | 37.04 | [5 empty] | 16.1 | 60.98 |  |  |  | 10 | 50 |  |  |  |  | 2.2 | 35.96 |  |  |  |  | 6.7 | 44.06 | [5 empty] | 6.7 | 44.06 |  |  |  | 6.7 | 44.06 |  |  |  |  | 6.1 | 42.98 |  |  |  |  | 4.4 | 39.92
1994-11-19 | 20:00 | 12.2 | 53.96 | SATURDAY | #N/A | 1978-11-19 | 20:00 | 10.6 | 51.08 |  |  | 1998-11-19 | 20:00 | 9 | 48.2 |  |  | 2000-11-19 | 20:00 | 2.2 | 35.96 | [5 empty] | 16.1 | 60.98 |  |  |  | 8 | 46.4 |  |  |  |  | 2.2 | 35.96 |  |  |  |  | 5.6 | 42.08 | [5 empty] | 5.6 | 42.08 |  |  |  | 6.7 | 44.06 |  |  |  |  | 5.6 | 42.08 |  |  |  |  | 5.6 | 42.08
1994-11-19 | 21:00 | 11.7 | 53.06 | SATURDAY | #N/A | 1978-11-19 | 21:00 | 10 | 50 |  |  | 1998-11-19 | 21:00 | 9 | 48.2 |  |  | 2000-11-19 | 21:00 | 2.2 | 35.96 | [5 empty] | 16.1 | 60.98 |  |  |  | 11 | 51.8 |  |  |  |  | 2.2 | 35.96 |  |  |  |  | 5 | 41 | [5 empty] | 6.7 | 44.06 |  |  |  | 6.1 | 42.98 |  |  |  |  | 5.6 | 42.08 |  |  |  |  | 4.4 | 39.92
1994-11-19 | 22:00 | 11.1 | 51.98 | SATURDAY | #N/A | 1978-11-19 | 22:00 | 9.4 | 48.92 |  |  | 1998-11-19 | 22:00 | 9 | 48.2 |  |  | 2000-11-19 | 22:00 | 2.2 | 35.96 | [5 empty] | 16.1 | 60.98 |  |  |  | 12 | 53.6 |  |  |  |  | 2.2 | 35.96 |  |  |  |  | 5 | 41 | [5 empty] | 6.7 | 44.06 |  |  |  | 6.1 | 42.98 |  |  |  |  | 6.1 | 42.98 |  |  |  |  | 5.6 | 42.08
1994-11-19 | 23:00 | 10.6 | 51.08 | SATURDAY | #N/A | 1978-11-19 | 23:00 | 8.3 | 46.94 |  |  | 1998-11-19 | 23:00 | 9 | 48.2 |  |  | 2000-11-19 | 23:00 | 1.7 | 35.06 | [5 empty] | 15.6 | 60.08 |  |  |  | 11 | 51.8 |  |  |  |  | 2.2 | 35.96 |  |  |  |  | 5 | 41 | [5 empty] | 6.7 | 44.06 |  |  |  | 5.6 | 42.08 |  |  |  |  | 6.1 | 42.98 |  |  |  |  | 6.1 | 42.98
1994-11-19 | 24:00 | 10 | 50 | SATURDAY | #N/A | 1978-11-19 | 24:00 | 7.8 | 46.04 |  |  | 1998-11-19 | 24:00 | 9 | 48.2 |  |  | 2000-11-19 | 24:00 | 1.1 | 33.98 | [5 empty] | 14.4 | 57.92 |  |  |  | 7 | 44.6 |  |  |  |  | 2.2 | 35.96 |  |  |  |  | 5 | 41 | [5 empty] | 7.2 | 44.96 |  |  |  | 6.1 | 42.98 |  |  |  |  | 5.6 | 42.08 |  |  |  |  | 6.1 | 42.98
1994-11-20 | 1:00 | 9.4 | 48.92 | SUNDAY | #N/A | 1978-11-20 | 1:00 | 7.2 | 44.96 |  |  | 1998-11-20 | 1:00 | 9 | 48.2 |  |  | 2000-11-20 | 1:00 | 0.6 | 33.08 | [5 empty] | 13.9 | 57.02 |  |  |  | 12 | 53.6 |  |  |  |  | 2.2 | 35.96 |  |  |  |  | 4.4 | 39.92 | [5 empty] | 7.2 | 44.96 |  |  |  | 5.6 | 42.08 |  |  |  |  | 5.6 | 42.08 |  |  |  |  | 4.4 | 39.92
1994-11-20 | 2:00 | 8.9 | 48.02 | SUNDAY | #N/A | 1978-11-20 | 2:00 | 6.7 | 44.06 |  |  | 1998-11-20 | 2:00 | 9 | 48.2 |  |  | 2000-11-20 | 2:00 | 1.1 | 33.98 | [5 empty] | 13.9 | 57.02 |  |  |  | 8 | 46.4 |  |  |  |  | 1.7 | 35.06 |  |  |  |  | 3.3 | 37.94 | [5 empty] | 6.7 | 44.06 |  |  |  | 6.7 | 44.06 |  |  |  |  | 6.1 | 42.98 |  |  |  |  | 3.9 | 39.02
1994-11-20 | 3:00 | 8.3 | 46.94 | SUNDAY | #N/A | 1978-11-20 | 3:00 | 5.6 | 42.08 |  |  | 1998-11-20 | 3:00 | 9 | 48.2 |  |  | 2000-11-20 | 3:00 | 0.6 | 33.08 | [5 empty] | 13.9 | 57.02 |  |  |  | 8 | 46.4 |  |  |  |  | 1.7 | 35.06 |  |  |  |  | 2.8 | 37.04 | [5 empty] | 6.7 | 44.06 |  |  |  | 6.1 | 42.98 |  |  |  |  | 5.6 | 42.08 |  |  |  |  | 3.3 | 37.94
1994-11-20 | 4:00 | 8.3 | 46.94 | SUNDAY | #N/A | 1978-11-20 | 4:00 | 5.6 | 42.08 |  |  | 1998-11-20 | 4:00 | 9 | 48.2 |  |  | 2000-11-20 | 4:00 | 0.6 | 33.08 | [5 empty] | 9.4 | 48.92 |  |  |  | 10 | 50 |  |  |  |  | 1.7 | 35.06 |  |  |  |  | 3.9 | 39.02 | [5 empty] | 6.7 | 44.06 |  |  |  | 5.6 | 42.08 |  |  |  |  | 5 | 41 |  |  |  |  | 2.8 | 37.04
1994-11-20 | 5:00 | 8.3 | 46.94 | SUNDAY | #N/A | 1978-11-20 | 5:00 | 5 | 41 |  |  | 1998-11-20 | 5:00 | 10 | 50 |  |  | 2000-11-20 | 5:00 | 0.6 | 33.08 | [5 empty] | 8.3 | 46.94 |  |  |  | 9 | 48.2 |  |  |  |  | 1.7 | 35.06 |  |  |  |  | 3.3 | 37.94 | [5 empty] | 5 | 41 |  |  |  | 5 | 41 |  |  |  |  | 5 | 41 |  |  |  |  | 2.8 | 37.04
1994-11-20 | 6:00 | 8.3 | 46.94 | SUNDAY | #N/A | 1978-11-20 | 6:00 | 5 | 41 |  |  | 1998-11-20 | 6:00 | 10 | 50 |  |  | 2000-11-20 | 6:00 | 0 | 32 | [5 empty] | 8.3 | 46.94 |  |  |  | 7 | 44.6 |  |  |  |  | 1.7 | 35.06 |  |  |  |  | 3.3 | 37.94 | [5 empty] | 2.8 | 37.04 |  |  |  | 5 | 41 |  |  |  |  | 5 | 41 |  |  |  |  | 2.2 | 35.96
1994-11-20 | 7:00 | 7.8 | 46.04 | SUNDAY | #N/A | 1978-11-20 | 7:00 | 3.9 | 39.02 |  |  | 1998-11-20 | 7:00 | 9 | 48.2 |  |  | 2000-11-20 | 7:00 | 0 | 32 | [5 empty] | 7.8 | 46.04 |  |  |  | 6 | 42.8 |  |  |  |  | 2.2 | 35.96 |  |  |  |  | 2.8 | 37.04 | [5 empty] | 2.8 | 37.04 |  |  |  | 5.6 | 42.08 |  |  |  |  | 5 | 41 |  |  |  |  | 1.7 | 35.06
1994-11-20 | 8:00 | 7.8 | 46.04 | SUNDAY | #N/A | 1978-11-20 | 8:00 | 5 | 41 |  |  | 1998-11-20 | 8:00 | 10 | 50 |  |  | 2000-11-20 | 8:00 | 1.1 | 33.98 | [5 empty] | 8.3 | 46.94 |  |  |  | 6 | 42.8 |  |  |  |  | 2.2 | 35.96 |  |  |  |  | 2.8 | 37.04 | [5 empty] | 3.3 | 37.94 |  |  |  | 5.6 | 42.08 |  |  |  |  | 5 | 41 |  |  |  |  | 1.7 | 35.06
1994-11-20 | 9:00 | 8.3 | 46.94 | SUNDAY | #N/A | 1978-11-20 | 9:00 | 6.1 | 42.98 |  |  | 1998-11-20 | 9:00 | 11 | 51.8 |  |  | 2000-11-20 | 9:00 | 2.8 | 37.04 | [5 empty] | 8.9 | 48.02 |  |  |  | 6 | 42.8 |  |  |  |  | 2.8 | 37.04 |  |  |  |  | 3.3 | 37.94 | [5 empty] | 3.9 | 39.02 |  |  |  | 6.1 | 42.98 |  |  |  |  | 5.6 | 42.08 |  |  |  |  | 1.7 | 35.06
1994-11-20 | 10:00 | 8.9 | 48.02 | SUNDAY | #N/A | 1978-11-20 | 10:00 | 7.2 | 44.96 |  |  | 1998-11-20 | 10:00 | 13 | 55.4 |  |  | 2000-11-20 | 10:00 | 3.9 | 39.02 | [5 empty] | 11.1 | 51.98 |  |  |  | 7 | 44.6 |  |  |  |  | 3.9 | 39.02 |  |  |  |  | 4.4 | 39.92 | [5 empty] | 3.3 | 37.94 |  |  |  | 6.7 | 44.06 |  |  |  |  | 6.1 | 42.98 |  |  |  |  | 1.1 | 33.98
1994-11-20 | 11:00 | 8.9 | 48.02 | SUNDAY | #N/A | 1978-11-20 | 11:00 | 7.8 | 46.04 |  |  | 1998-11-20 | 11:00 | 14 | 57.2 |  |  | 2000-11-20 | 11:00 | 4.4 | 39.92 | [5 empty] | 10.6 | 51.08 |  |  |  | 8 | 46.4 |  |  |  |  | 4.4 | 39.92 |  |  |  |  | 5 | 41 | [5 empty] | 3.3 | 37.94 |  |  |  | 7.2 | 44.96 |  |  |  |  | 7.2 | 44.96 |  |  |  |  | 0.6 | 33.08
1994-11-20 | 12:00 | 9.4 | 48.92 | SUNDAY | #N/A | 1978-11-20 | 12:00 | 7.8 | 46.04 |  |  | 1998-11-20 | 12:00 | 14 | 57.2 |  |  | 2000-11-20 | 12:00 | 5.6 | 42.08 | [5 empty] | 10.6 | 51.08 |  |  |  | 9 | 48.2 |  |  |  |  | 5 | 41 |  |  |  |  | 6.1 | 42.98 | [5 empty] | 3.9 | 39.02 |  |  |  | 7.8 | 46.04 |  |  |  |  | 7.8 | 46.04 |  |  |  |  | 0 | 32
1994-11-20 | 13:00 | 10 | 50 | SUNDAY | #N/A | 1978-11-20 | 13:00 | 8.9 | 48.02 |  |  | 1998-11-20 | 13:00 | 14 | 57.2 |  |  | 2000-11-20 | 13:00 | 6.1 | 42.98 | [5 empty] | 11.1 | 51.98 |  |  |  | 8 | 46.4 |  |  |  |  | 6.1 | 42.98 |  |  |  |  | 6.1 | 42.98 | [5 empty] | 2.8 | 37.04 |  |  |  | 7.8 | 46.04 |  |  |  |  | 7.8 | 46.04 |  |  |  |  | -1.1 | 30.02
1994-11-20 | 14:00 | 10.6 | 51.08 | SUNDAY | #N/A | 1978-11-20 | 14:00 | 8.9 | 48.02 |  |  | 1998-11-20 | 14:00 | 14 | 57.2 |  |  | 2000-11-20 | 14:00 | 6.1 | 42.98 | [5 empty] | 10.6 | 51.08 |  |  |  | 8 | 46.4 |  |  |  |  | 6.7 | 44.06 |  |  |  |  | 6.7 | 44.06 | [5 empty] | 1.1 | 33.98 |  |  |  | 7.2 | 44.96 |  |  |  |  | 7.2 | 44.96 |  |  |  |  | -2.2 | 28.04
1994-11-20 | 15:00 | 10.6 | 51.08 | SUNDAY | #N/A | 1978-11-20 | 15:00 | 8.9 | 48.02 |  |  | 1998-11-20 | 15:00 | 14 | 57.2 |  |  | 2000-11-20 | 15:00 | 6.7 | 44.06 | [5 empty] | 10.6 | 51.08 |  |  |  | 7 | 44.6 |  |  |  |  | 7.2 | 44.96 |  |  |  |  | 6.1 | 42.98 | [5 empty] | 0.6 | 33.08 |  |  |  | 6.7 | 44.06 |  |  |  |  | 6.7 | 44.06 |  |  |  |  | -2.8 | 26.96
1994-11-20 | 16:00 | 10.6 | 51.08 | SUNDAY | #N/A | 1978-11-20 | 16:00 | 8.3 | 46.94 |  |  | 1998-11-20 | 16:00 | 13 | 55.4 |  |  | 2000-11-20 | 16:00 | 6.1 | 42.98 | [5 empty] | 10.6 | 51.08 |  |  |  | 7 | 44.6 |  |  |  |  | 7.8 | 46.04 |  |  |  |  | 5 | 41 | [5 empty] | 0.6 | 33.08 |  |  |  | 6.7 | 44.06 |  |  |  |  | 6.7 | 44.06 |  |  |  |  | -3.9 | 24.98
1994-11-20 | 17:00 | 10.6 | 51.08 | SUNDAY | #N/A | 1978-11-20 | 17:00 | 8.3 | 46.94 |  |  | 1998-11-20 | 17:00 | 12 | 53.6 |  |  | 2000-11-20 | 17:00 | 6.1 | 42.98 | [5 empty] | 10.6 | 51.08 |  |  |  | 7 | 44.6 |  |  |  |  | 8.3 | 46.94 |  |  |  |  | 5 | 41 | [5 empty] | 0 | 32 |  |  |  | 6.1 | 42.98 |  |  |  |  | 6.7 | 44.06 |  |  |  |  | -5.6 | 21.92
1994-11-20 | 18:00 | 10.6 | 51.08 | SUNDAY | #N/A | 1978-11-20 | 18:00 | 7.2 | 44.96 |  |  | 1998-11-20 | 18:00 | 10 | 50 |  |  | 2000-11-20 | 18:00 | 6.1 | 42.98 | [5 empty] | 9.4 | 48.92 |  |  |  | 4.8 | 40.64 |  |  |  |  | 9.4 | 48.92 |  |  |  |  | 5 | 41 | [5 empty] | -1.1 | 30.02 |  |  |  | 6.1 | 42.98 |  |  |  |  | 6.7 | 44.06 |  |  |  |  | -6.7 | 19.94
1994-11-20 | 19:00 | 10.6 | 51.08 | SUNDAY | #N/A | 1978-11-20 | 19:00 | 6.7 | 44.06 |  |  | 1998-11-20 | 19:00 | 10 | 50 |  |  | 2000-11-20 | 19:00 | 5.6 | 42.08 | [5 empty] | 8.9 | 48.02 |  |  |  | 3 | 37.4 |  |  |  |  | 10 | 50 |  |  |  |  | 5 | 41 | [5 empty] | -1.7 | 28.94 |  |  |  | 6.1 | 42.98 |  |  |  |  | 6.1 | 42.98 |  |  |  |  | -7.2 | 19.04
1994-11-20 | 20:00 | 10.6 | 51.08 | SUNDAY | #N/A | 1978-11-20 | 20:00 | 7.2 | 44.96 |  |  | 1998-11-20 | 20:00 | 9 | 48.2 |  |  | 2000-11-20 | 20:00 | 2.2 | 35.96 | [5 empty] | 7.8 | 46.04 |  |  |  | 2 | 35.6 |  |  |  |  | 9.4 | 48.92 |  |  |  |  | 5.6 | 42.08 | [5 empty] | -3.9 | 24.98 |  |  |  | 3.9 | 39.02 |  |  |  |  | 5 | 41 |  |  |  |  | -7.8 | 17.96
1994-11-20 | 21:00 | 10 | 50 | SUNDAY | #N/A | 1978-11-20 | 21:00 | 5 | 41 |  |  | 1998-11-20 | 21:00 | 9 | 48.2 |  |  | 2000-11-20 | 21:00 | 3.3 | 37.94 | [5 empty] | 7.2 | 44.96 |  |  |  | 2 | 35.6 |  |  |  |  | 9.4 | 48.92 |  |  |  |  | 5.6 | 42.08 | [5 empty] | -4.4 | 24.08 |  |  |  | 3.3 | 37.94 |  |  |  |  | 3.3 | 37.94 |  |  |  |  | -8.3 | 17.06
1994-11-20 | 22:00 | 8.9 | 48.02 | SUNDAY | #N/A | 1978-11-20 | 22:00 | 4.4 | 39.92 |  |  | 1998-11-20 | 22:00 | 8 | 46.4 |  |  | 2000-11-20 | 22:00 | 2.8 | 37.04 | [5 empty] | 7.2 | 44.96 |  |  |  | 2 | 35.6 |  |  |  |  | 9.4 | 48.92 |  |  |  |  | 5.6 | 42.08 | [5 empty] | -5.6 | 21.92 |  |  |  | 2.8 | 37.04 |  |  |  |  | 3.3 | 37.94 |  |  |  |  | -9.4 | 15.08
1994-11-20 | 23:00 | 9.4 | 48.92 | SUNDAY | #N/A | 1978-11-20 | 23:00 | 3.9 | 39.02 |  |  | 1998-11-20 | 23:00 | 8 | 46.4 |  |  | 2000-11-20 | 23:00 | 2.2 | 35.96 | [5 empty] | 6.7 | 44.06 |  |  |  | 1 | 33.8 |  |  |  |  | 5.6 | 42.08 |  |  |  |  | 5.6 | 42.08 | [5 empty] | -7.2 | 19.04 |  |  |  | 3.3 | 37.94 |  |  |  |  | 2.2 | 35.96 |  |  |  |  | -10.6 | 12.92
1994-11-20 | 24:00 | 8.9 | 48.02 | SUNDAY | #N/A | 1978-11-20 | 24:00 | 3.9 | 39.02 |  |  | 1998-11-20 | 24:00 | 8 | 46.4 |  |  | 2000-11-20 | 24:00 | 1.7 | 35.06 | [5 empty] | 6.7 | 44.06 |  |  |  | 1 | 33.8 |  |  |  |  | 2.8 | 37.04 |  |  |  |  | 5.6 | 42.08 | [5 empty] | -7.8 | 17.96 |  |  |  | 3.9 | 39.02 |  |  |  |  | 2.8 | 37.04 |  |  |  |  | -10.6 | 12.92
1994-11-21 | 1:00 | 8.3 | 46.94 | WEEKDAY | #N/A | 1978-11-21 | 1:00 | 3.3 | 37.94 |  |  | 1998-11-21 | 1:00 | 7 | 44.6 |  |  | 2000-11-21 | 1:00 | 1.1 | 33.98 | [5 empty] | 6.1 | 42.98 |  |  |  | -2 | 28.4 |  |  |  |  | 1.7 | 35.06 |  |  |  |  | 6.1 | 42.98 | [5 empty] | -7.8 | 17.96 |  |  |  | 4.4 | 39.92 |  |  |  |  | 3.3 | 37.94 |  |  |  |  | -12.2 | 10.04
1994-11-21 | 2:00 | 8.3 | 46.94 | WEEKDAY | #N/A | 1978-11-21 | 2:00 | 2.8 | 37.04 |  |  | 1998-11-21 | 2:00 | 6 | 42.8 |  |  | 2000-11-21 | 2:00 | 0.6 | 33.08 | [5 empty] | 5.6 | 42.08 |  |  |  | -2 | 28.4 |  |  |  |  | 1.1 | 33.98 |  |  |  |  | 6.1 | 42.98 | [5 empty] | -9.4 | 15.08 |  |  |  | 3.9 | 39.02 |  |  |  |  | 3.3 | 37.94 |  |  |  |  | -12.8 | 8.96
1994-11-21 | 3:00 | 7.8 | 46.04 | WEEKDAY | #N/A | 1978-11-21 | 3:00 | 2.8 | 37.04 |  |  | 1998-11-21 | 3:00 | 6 | 42.8 |  |  | 2000-11-21 | 3:00 | 0 | 32 | [5 empty] | 5.6 | 42.08 |  |  |  | -2 | 28.4 |  |  |  |  | 1.7 | 35.06 |  |  |  |  | 6.1 | 42.98 | [5 empty] | -10 | 14 |  |  |  | 3.9 | 39.02 |  |  |  |  | 2.8 | 37.04 |  |  |  |  | -12.8 | 8.96
1994-11-21 | 4:00 | 7.8 | 46.04 | WEEKDAY | #N/A | 1978-11-21 | 4:00 | 3.3 | 37.94 |  |  | 1998-11-21 | 4:00 | 6 | 42.8 |  |  | 2000-11-21 | 4:00 | 0 | 32 | [5 empty] | 5.6 | 42.08 |  |  |  | -2 | 28.4 |  |  |  |  | 1.1 | 33.98 |  |  |  |  | 6.7 | 44.06 | [5 empty] | -11.1 | 12.02 |  |  |  | 3.3 | 37.94 |  |  |  |  | 2.8 | 37.04 |  |  |  |  | -13.3 | 8.06
1994-11-21 | 5:00 | 8.3 | 46.94 | WEEKDAY | #N/A | 1978-11-21 | 5:00 | 3.3 | 37.94 |  |  | 1998-11-21 | 5:00 | 6 | 42.8 |  |  | 2000-11-21 | 5:00 | -0.6 | 30.92 | [5 empty] | 5 | 41 |  |  |  | -3 | 26.6 |  |  |  |  | 1.1 | 33.98 |  |  |  |  | 6.7 | 44.06 | [5 empty] | -11.7 | 10.94 |  |  |  | 3.3 | 37.94 |  |  |  |  | 2.8 | 37.04 |  |  |  |  | -13.9 | 6.98
1994-11-21 | 6:00 | 8.9 | 48.02 | WEEKDAY | #N/A | 1978-11-21 | 6:00 | 3.3 | 37.94 |  |  | 1998-11-21 | 6:00 | 6 | 42.8 |  |  | 2000-11-21 | 6:00 | -0.6 | 30.92 | [5 empty] | 5.6 | 42.08 |  |  |  | -4 | 24.8 |  |  |  |  | 0.6 | 33.08 |  |  |  |  | 6.7 | 44.06 | [5 empty] | -12.2 | 10.04 |  |  |  | 3.3 | 37.94 |  |  |  |  | 2.8 | 37.04 |  |  |  |  | -13.9 | 6.98
1994-11-21 | 7:00 | 8.9 | 48.02 | WEEKDAY | #N/A | 1978-11-21 | 7:00 | 3.3 | 37.94 |  |  | 1998-11-21 | 7:00 | 4 | 39.2 |  |  | 2000-11-21 | 7:00 | -0.6 | 30.92 | [5 empty] | 5.6 | 42.08 |  |  |  | -4 | 24.8 |  |  |  |  | 0.6 | 33.08 |  |  |  |  | 7.2 | 44.96 | [5 empty] | -11.1 | 12.02 |  |  |  | 3.3 | 37.94 |  |  |  |  | 2.8 | 37.04 |  |  |  |  | -13.9 | 6.98
1994-11-21 | 8:00 | 11.7 | 53.06 | WEEKDAY | #N/A | 1978-11-21 | 8:00 | 3.3 | 37.94 |  |  | 1998-11-21 | 8:00 | 5 | 41 |  |  | 2000-11-21 | 8:00 | 0 | 32 | [5 empty] | 7.8 | 46.04 |  |  |  | -3 | 26.6 |  |  |  |  | 0.6 | 33.08 |  |  |  |  | 7.2 | 44.96 | [5 empty] | -11.7 | 10.94 |  |  |  | 3.3 | 37.94 |  |  |  |  | 2.8 | 37.04 |  |  |  |  | -14.4 | 6.08
1994-11-21 | 9:00 | 12.2 | 53.96 | WEEKDAY | #N/A | 1978-11-21 | 9:00 | 3.3 | 37.94 |  |  | 1998-11-21 | 9:00 | 6 | 42.8 |  |  | 2000-11-21 | 9:00 | 1.1 | 33.98 | [5 empty] | 8.9 | 48.02 |  |  |  | 1 | 33.8 |  |  |  |  | 0 | 32 |  |  |  |  | 7.2 | 44.96 | [5 empty] | -12.8 | 8.96 |  |  |  | 3.3 | 37.94 |  |  |  |  | 3.3 | 37.94 |  |  |  |  | -14.4 | 6.08
1994-11-21 | 10:00 | 13.3 | 55.94 | WEEKDAY | #N/A | 1978-11-21 | 10:00 | 4.4 | 39.92 |  |  | 1998-11-21 | 10:00 | 7 | 44.6 |  |  | 2000-11-21 | 10:00 | 1.7 | 35.06 | [5 empty] | 10.6 | 51.08 |  |  |  | 3 | 37.4 |  |  |  |  | 0.6 | 33.08 |  |  |  |  | 7.8 | 46.04 | [5 empty] | -12.2 | 10.04 |  |  |  | 2.8 | 37.04 |  |  |  |  | 3.3 | 37.94 |  |  |  |  | -13.9 | 6.98
1994-11-21 | 11:00 | 13.9 | 57.02 | WEEKDAY | #N/A | 1978-11-21 | 11:00 | 5 | 41 |  |  | 1998-11-21 | 11:00 | 8 | 46.4 |  |  | 2000-11-21 | 11:00 | 2.2 | 35.96 | [5 empty] | 11.1 | 51.98 |  |  |  | 4.7 | 40.46 |  |  |  |  | 0.6 | 33.08 |  |  |  |  | 7.8 | 46.04 | [5 empty] | -11.7 | 10.94 |  |  |  | 3.9 | 39.02 |  |  |  |  | 3.3 | 37.94 |  |  |  |  | -12.8 | 8.96
1994-11-21 | 12:00 | 14.4 | 57.92 | WEEKDAY | #N/A | 1978-11-21 | 12:00 | 4.4 | 39.92 |  |  | 1998-11-21 | 12:00 | 8 | 46.4 |  |  | 2000-11-21 | 12:00 | 4.4 | 39.92 | [5 empty] | 12.8 | 55.04 |  |  |  | 6.1 | 42.98 |  |  |  |  | 0 | 32 |  |  |  |  | 8.3 | 46.94 | [5 empty] | -10.6 | 12.92 |  |  |  | 4.4 | 39.92 |  |  |  |  | 3.3 | 37.94 |  |  |  |  | -12.2 | 10.04
1994-11-21 | 13:00 | 14.4 | 57.92 | WEEKDAY | #N/A | 1978-11-21 | 13:00 | 3.9 | 39.02 |  |  | 1998-11-21 | 13:00 | 8 | 46.4 |  |  | 2000-11-21 | 13:00 | 4.4 | 39.92 | [5 empty] | 14.4 | 57.92 |  |  |  | 7 | 44.6 |  |  |  |  | 0 | 32 |  |  |  |  | 8.9 | 48.02 | [5 empty] | -10.6 | 12.92 |  |  |  | 2.8 | 37.04 |  |  |  |  | 2.8 | 37.04 |  |  |  |  | -11.1 | 12.02
1994-11-21 | 14:00 | 14.4 | 57.92 | WEEKDAY | #N/A | 1978-11-21 | 14:00 | 3.3 | 37.94 |  |  | 1998-11-21 | 14:00 | 8 | 46.4 |  |  | 2000-11-21 | 14:00 | 4.4 | 39.92 | [5 empty] | 15.6 | 60.08 |  |  |  | 7 | 44.6 |  |  |  |  | 0.6 | 33.08 |  |  |  |  | 8.9 | 48.02 | [5 empty] | -10.6 | 12.92 |  |  |  | 2.8 | 37.04 |  |  |  |  | 3.3 | 37.94 |  |  |  |  | -10.6 | 12.92
1994-11-21 | 15:00 | 14.4 | 57.92 | WEEKDAY | #N/A | 1978-11-21 | 15:00 | 3.9 | 39.02 |  |  | 1998-11-21 | 15:00 | 7 | 44.6 |  |  | 2000-11-21 | 15:00 | 4.4 | 39.92 | [5 empty] | 15.6 | 60.08 |  |  |  | 7 | 44.6 |  |  |  |  | 0 | 32 |  |  |  |  | 8.9 | 48.02 | [5 empty] | -10 | 14 |  |  |  | 3.3 | 37.94 |  |  |  |  | 2.8 | 37.04 |  |  |  |  | -10 | 14
1994-11-21 | 16:00 | 15 | 59 | WEEKDAY | #N/A | 1978-11-21 | 16:00 | 3.3 | 37.94 |  |  | 1998-11-21 | 16:00 | 7 | 44.6 |  |  | 2000-11-21 | 16:00 | 3.3 | 37.94 | [5 empty] | 14.4 | 57.92 |  |  |  | 7 | 44.6 |  |  |  |  | 0.6 | 33.08 |  |  |  |  | 8.9 | 48.02 | [5 empty] | -10 | 14 |  |  |  | 2.8 | 37.04 |  |  |  |  | 2.2 | 35.96 |  |  |  |  | -9.4 | 15.08
1994-11-21 | 17:00 | 15.6 | 60.08 | WEEKDAY | #N/A | 1978-11-21 | 17:00 | 2.8 | 37.04 |  |  | 1998-11-21 | 17:00 | 6 | 42.8 |  |  | 2000-11-21 | 17:00 | 2.2 | 35.96 | [5 empty] | 10.6 | 51.08 |  |  |  | 6 | 42.8 |  |  |  |  | 0 | 32 |  |  |  |  | 8.9 | 48.02 | [5 empty] | -10 | 14 |  |  |  | 2.2 | 35.96 |  |  |  |  | 2.2 | 35.96 |  |  |  |  | -8.9 | 15.98
1994-11-21 | 18:00 | 16.1 | 60.98 | WEEKDAY | #N/A | 1978-11-21 | 18:00 | 2.8 | 37.04 |  |  | 1998-11-21 | 18:00 | 6 | 42.8 |  |  | 2000-11-21 | 18:00 | 1.7 | 35.06 | [5 empty] | 11.1 | 51.98 |  |  |  | 3 | 37.4 |  |  |  |  | 0 | 32 |  |  |  |  | 8.3 | 46.94 | [5 empty] | -9.4 | 15.08 |  |  |  | 2.8 | 37.04 |  |  |  |  | 1.7 | 35.06 |  |  |  |  | -8.9 | 15.98
1994-11-21 | 19:00 | 15.6 | 60.08 | WEEKDAY | #N/A | 1978-11-21 | 19:00 | 2.8 | 37.04 |  |  | 1998-11-21 | 19:00 | 6 | 42.8 |  |  | 2000-11-21 | 19:00 | 1.7 | 35.06 | [5 empty] | 10.6 | 51.08 |  |  |  | 1 | 33.8 |  |  |  |  | 0 | 32 |  |  |  |  | 7.8 | 46.04 | [5 empty] | -8.9 | 15.98 |  |  |  | 2.2 | 35.96 |  |  |  |  | 1.7 | 35.06 |  |  |  |  | -9.4 | 15.08
1994-11-21 | 20:00 | 16.1 | 60.98 | WEEKDAY | #N/A | 1978-11-21 | 20:00 | 2.2 | 35.96 |  |  | 1998-11-21 | 20:00 | 6 | 42.8 |  |  | 2000-11-21 | 20:00 | 1.1 | 33.98 | [5 empty] | 12.2 | 53.96 |  |  |  | -2 | 28.4 |  |  |  |  | -0.6 | 30.92 |  |  |  |  | 7.8 | 46.04 | [5 empty] | -8.9 | 15.98 |  |  |  | 2.2 | 35.96 |  |  |  |  | 1.7 | 35.06 |  |  |  |  | -9.4 | 15.08
1994-11-21 | 21:00 | 16.1 | 60.98 | WEEKDAY | #N/A | 1978-11-21 | 21:00 | 1.7 | 35.06 |  |  | 1998-11-21 | 21:00 | 6 | 42.8 |  |  | 2000-11-21 | 21:00 | 0 | 32 | [5 empty] | 11.1 | 51.98 |  |  |  | 1 | 33.8 |  |  |  |  | -0.6 | 30.92 |  |  |  |  | 7.2 | 44.96 | [5 empty] | -8.9 | 15.98 |  |  |  | 2.2 | 35.96 |  |  |  |  | 1.7 | 35.06 |  |  |  |  | -9.4 | 15.08
1994-11-21 | 22:00 | 16.1 | 60.98 | WEEKDAY | #N/A | 1978-11-21 | 22:00 | 1.7 | 35.06 |  |  | 1998-11-21 | 22:00 | 5 | 41 |  |  | 2000-11-21 | 22:00 | 0 | 32 | [5 empty] | 11.1 | 51.98 |  |  |  | -1 | 30.2 |  |  |  |  | -0.6 | 30.92 |  |  |  |  | 6.7 | 44.06 | [5 empty] | -8.9 | 15.98 |  |  |  | 2.2 | 35.96 |  |  |  |  | 1.1 | 33.98 |  |  |  |  | -9.4 | 15.08
1994-11-21 | 23:00 | 16.1 | 60.98 | WEEKDAY | #N/A | 1978-11-21 | 23:00 | 1.7 | 35.06 |  |  | 1998-11-21 | 23:00 | 5 | 41 |  |  | 2000-11-21 | 23:00 | -0.6 | 30.92 | [5 empty] | 10 | 50 |  |  |  | -1 | 30.2 |  |  |  |  | -0.6 | 30.92 |  |  |  |  | 4.4 | 39.92 | [5 empty] | -8.3 | 17.06 |  |  |  | 1.7 | 35.06 |  |  |  |  | 1.7 | 35.06 |  |  |  |  | -8.9 | 15.98
1994-11-21 | 24:00 | 16.7 | 62.06 | WEEKDAY | #N/A | 1978-11-21 | 24:00 | 1.1 | 33.98 |  |  | 1998-11-21 | 24:00 | 4 | 39.2 |  |  | 2000-11-21 | 24:00 | -0.6 | 30.92 | [5 empty] | 9.4 | 48.92 |  |  |  | -2 | 28.4 |  |  |  |  | -1.1 | 30.02 |  |  |  |  | 3.3 | 37.94 | [5 empty] | -7.8 | 17.96 |  |  |  | 1.7 | 35.06 |  |  |  |  | 1.7 | 35.06 |  |  |  |  | -10 | 14
1994-11-22 | 1:00 | 16.7 | 62.06 | WEEKDAY | #N/A | 1978-11-22 | 1:00 | 1.7 | 35.06 |  |  | 1998-11-22 | 1:00 | 3 | 37.4 |  |  | 2000-11-22 | 1:00 | -1.1 | 30.02 | [5 empty] | 8.9 | 48.02 |  |  |  | -1 | 30.2 |  |  |  |  | -1.1 | 30.02 |  |  |  |  | 1.7 | 35.06 | [5 empty] | -7.8 | 17.96 |  |  |  | 1.7 | 35.06 |  |  |  |  | 1.7 | 35.06 |  |  |  |  | -10 | 14
1994-11-22 | 2:00 | 16.7 | 62.06 | WEEKDAY | #N/A | 1978-11-22 | 2:00 | 1.7 | 35.06 |  |  | 1998-11-22 | 2:00 | 3 | 37.4 |  |  | 2000-11-22 | 2:00 | -1.1 | 30.02 | [5 empty] | 8.9 | 48.02 |  |  |  | -1 | 30.2 |  |  |  |  | -1.1 | 30.02 |  |  |  |  | 1.1 | 33.98 | [5 empty] | -7.2 | 19.04 |  |  |  | 1.7 | 35.06 |  |  |  |  | 1.1 | 33.98 |  |  |  |  | -10 | 14
1994-11-22 | 3:00 | 15.6 | 60.08 | WEEKDAY | #N/A | 1978-11-22 | 3:00 | 1.7 | 35.06 |  |  | 1998-11-22 | 3:00 | 3 | 37.4 |  |  | 2000-11-22 | 3:00 | -1.7 | 28.94 | [5 empty] | 7.2 | 44.96 |  |  |  | -3 | 26.6 |  |  |  |  | -1.1 | 30.02 |  |  |  |  | 0.6 | 33.08 | [5 empty] | -7.2 | 19.04 |  |  |  | 1.7 | 35.06 |  |  |  |  | 1.1 | 33.98 |  |  |  |  | -10 | 14
1994-11-22 | 4:00 | 14.4 | 57.92 | WEEKDAY | #N/A | 1978-11-22 | 4:00 | 1.7 | 35.06 |  |  | 1998-11-22 | 4:00 | 3 | 37.4 |  |  | 2000-11-22 | 4:00 | -1.7 | 28.94 | [5 empty] | 7.8 | 46.04 |  |  |  | -3 | 26.6 |  |  |  |  | -1.1 | 30.02 |  |  |  |  | 0.6 | 33.08 | [5 empty] | -6.7 | 19.94 |  |  |  | 1.1 | 33.98 |  |  |  |  | 1.1 | 33.98 |  |  |  |  | -10 | 14
1994-11-22 | 5:00 | 13.3 | 55.94 | WEEKDAY | #N/A | 1978-11-22 | 5:00 | 1.1 | 33.98 |  |  | 1998-11-22 | 5:00 | 2 | 35.6 |  |  | 2000-11-22 | 5:00 | -2.2 | 28.04 | [5 empty] | 7.8 | 46.04 |  |  |  | -3 | 26.6 |  |  |  |  | -1.1 | 30.02 |  |  |  |  | 0.6 | 33.08 | [5 empty] | -9.4 | 15.08 |  |  |  | 1.1 | 33.98 |  |  |  |  | 1.1 | 33.98 |  |  |  |  | -10 | 14
1994-11-22 | 6:00 | 12.8 | 55.04 | WEEKDAY | #N/A | 1978-11-22 | 6:00 | 1.1 | 33.98 |  |  | 1998-11-22 | 6:00 | 2 | 35.6 |  |  | 2000-11-22 | 6:00 | -2.2 | 28.04 | [5 empty] | 7.2 | 44.96 |  |  |  | -4 | 24.8 |  |  |  |  | -1.7 | 28.94 |  |  |  |  | 0.6 | 33.08 | [5 empty] | -10.6 | 12.92 |  |  |  | 0.6 | 33.08 |  |  |  |  | 1.1 | 33.98 |  |  |  |  | -10 | 14
1994-11-22 | 7:00 | 12.2 | 53.96 | WEEKDAY | #N/A | 1978-11-22 | 7:00 | 1.1 | 33.98 |  |  | 1998-11-22 | 7:00 | 1 | 33.8 |  |  | 2000-11-22 | 7:00 | -2.2 | 28.04 | [5 empty] | 8.3 | 46.94 |  |  |  | -4 | 24.8 |  |  |  |  | -1.7 | 28.94 |  |  |  |  | 1.7 | 35.06 | [5 empty] | -10 | 14 |  |  |  | 0.6 | 33.08 |  |  |  |  | 1.1 | 33.98 |  |  |  |  | -10.6 | 12.92
1994-11-22 | 8:00 | 11.7 | 53.06 | WEEKDAY | #N/A | 1978-11-22 | 8:00 | 1.1 | 33.98 |  |  | 1998-11-22 | 8:00 | 3 | 37.4 |  |  | 2000-11-22 | 8:00 | -1.7 | 28.94 | [5 empty] | 9.4 | 48.92 |  |  |  | -1 | 30.2 |  |  |  |  | -1.7 | 28.94 |  |  |  |  | 2.8 | 37.04 | [5 empty] | -8.3 | 17.06 |  |  |  | 1.1 | 33.98 |  |  |  |  | 1.1 | 33.98 |  |  |  |  | -9.4 | 15.08
1994-11-22 | 9:00 | 12.2 | 53.96 | WEEKDAY | #N/A | 1978-11-22 | 9:00 | 1.7 | 35.06 |  |  | 1998-11-22 | 9:00 | 4 | 39.2 |  |  | 2000-11-22 | 9:00 | -1.1 | 30.02 | [5 empty] | 10.6 | 51.08 |  |  |  | 3 | 37.4 |  |  |  |  | -1.1 | 30.02 |  |  |  |  | 4.4 | 39.92 | [5 empty] | -6.1 | 21.02 |  |  |  | 1.1 | 33.98 |  |  |  |  | 1.7 | 35.06 |  |  |  |  | -8.3 | 17.06
1994-11-22 | 10:00 | 12.8 | 55.04 | WEEKDAY | #N/A | 1978-11-22 | 10:00 | 2.2 | 35.96 |  |  | 1998-11-22 | 10:00 | 5 | 41 |  |  | 2000-11-22 | 10:00 | 0 | 32 | [5 empty] | 11.7 | 53.06 |  |  |  | 6 | 42.8 |  |  |  |  | -1.1 | 30.02 |  |  |  |  | 6.7 | 44.06 | [5 empty] | -4.4 | 24.08 |  |  |  | 1.1 | 33.98 |  |  |  |  | 2.2 | 35.96 |  |  |  |  | -6.7 | 19.94
1994-11-22 | 11:00 | 12.8 | 55.04 | WEEKDAY | #N/A | 1978-11-22 | 11:00 | 2.8 | 37.04 |  |  | 1998-11-22 | 11:00 | 6 | 42.8 |  |  | 2000-11-22 | 11:00 | 0.6 | 33.08 | [5 empty] | 12.8 | 55.04 |  |  |  | 8 | 46.4 |  |  |  |  | 0 | 32 |  |  |  |  | 7.8 | 46.04 | [5 empty] | -2.2 | 28.04 |  |  |  | 1.1 | 33.98 |  |  |  |  | 2.2 | 35.96 |  |  |  |  | -5 | 23
1994-11-22 | 12:00 | 12.8 | 55.04 | WEEKDAY | #N/A | 1978-11-22 | 12:00 | 3.3 | 37.94 |  |  | 1998-11-22 | 12:00 | 6 | 42.8 |  |  | 2000-11-22 | 12:00 | 1.1 | 33.98 | [5 empty] | 13.3 | 55.94 |  |  |  | 9 | 48.2 |  |  |  |  | 0.6 | 33.08 |  |  |  |  | 8.3 | 46.94 | [5 empty] | -1.1 | 30.02 |  |  |  | 1.7 | 35.06 |  |  |  |  | 3.9 | 39.02 |  |  |  |  | -2.8 | 26.96
1994-11-22 | 13:00 | 13.3 | 55.94 | WEEKDAY | #N/A | 1978-11-22 | 13:00 | 3.3 | 37.94 |  |  | 1998-11-22 | 13:00 | 8 | 46.4 |  |  | 2000-11-22 | 13:00 | 0.6 | 33.08 | [5 empty] | 13.9 | 57.02 |  |  |  | 11 | 51.8 |  |  |  |  | 1.7 | 35.06 |  |  |  |  | 8.3 | 46.94 | [5 empty] | 0.6 | 33.08 |  |  |  | 2.2 | 35.96 |  |  |  |  | 3.9 | 39.02 |  |  |  |  | -2.2 | 28.04
1994-11-22 | 14:00 | 13.3 | 55.94 | WEEKDAY | #N/A | 1978-11-22 | 14:00 | 3.3 | 37.94 |  |  | 1998-11-22 | 14:00 | 9 | 48.2 |  |  | 2000-11-22 | 14:00 | 2.2 | 35.96 | [5 empty] | 15 | 59 |  |  |  | 11 | 51.8 |  |  |  |  | 2.2 | 35.96 |  |  |  |  | 9.4 | 48.92 | [5 empty] | -1.1 | 30.02 |  |  |  | 2.2 | 35.96 |  |  |  |  | 4.4 | 39.92 |  |  |  |  | -1.7 | 28.94
1994-11-22 | 15:00 | 12.8 | 55.04 | WEEKDAY | #N/A | 1978-11-22 | 15:00 | 3.3 | 37.94 |  |  | 1998-11-22 | 15:00 | 9 | 48.2 |  |  | 2000-11-22 | 15:00 | 1.1 | 33.98 | [5 empty] | 15.6 | 60.08 |  |  |  | 11.3 | 52.34 |  |  |  |  | 2.8 | 37.04 |  |  |  |  | 8.9 | 48.02 | [5 empty] | -0.6 | 30.92 |  |  |  | 3.3 | 37.94 |  |  |  |  | 4.4 | 39.92 |  |  |  |  | -1.1 | 30.02
1994-11-22 | 16:00 | 12.2 | 53.96 | WEEKDAY | #N/A | 1978-11-22 | 16:00 | 3.3 | 37.94 |  |  | 1998-11-22 | 16:00 | 6 | 42.8 |  |  | 2000-11-22 | 16:00 | 0.6 | 33.08 | [5 empty] | 13.9 | 57.02 |  |  |  | 11 | 51.8 |  |  |  |  | 2.2 | 35.96 |  |  |  |  | 7.2 | 44.96 | [5 empty] | -1.1 | 30.02 |  |  |  | 2.8 | 37.04 |  |  |  |  | 2.8 | 37.04 |  |  |  |  | -1.7 | 28.94
1994-11-22 | 17:00 | 10.6 | 51.08 | WEEKDAY | #N/A | 1978-11-22 | 17:00 | 2.8 | 37.04 |  |  | 1998-11-22 | 17:00 | 6 | 42.8 |  |  | 2000-11-22 | 17:00 | 0.6 | 33.08 | [5 empty] | 10 | 50 |  |  |  | 7 | 44.6 |  |  |  |  | 0.6 | 33.08 |  |  |  |  | 7.2 | 44.96 | [5 empty] | -2.2 | 28.04 |  |  |  | 1.7 | 35.06 |  |  |  |  | 1.1 | 33.98 |  |  |  |  | -3.3 | 26.06
1994-11-22 | 18:00 | 10 | 50 | WEEKDAY | #N/A | 1978-11-22 | 18:00 | 2.8 | 37.04 |  |  | 1998-11-22 | 18:00 | 6 | 42.8 |  |  | 2000-11-22 | 18:00 | 0 | 32 | [5 empty] | 7.8 | 46.04 |  |  |  | 5 | 41 |  |  |  |  | 1.1 | 33.98 |  |  |  |  | 3.9 | 39.02 | [5 empty] | -2.8 | 26.96 |  |  |  | 0.6 | 33.08 |  |  |  |  | 1.7 | 35.06 |  |  |  |  | -4.4 | 24.08
1994-11-22 | 19:00 | 8.9 | 48.02 | WEEKDAY | #N/A | 1978-11-22 | 19:00 | 2.8 | 37.04 |  |  | 1998-11-22 | 19:00 | 5 | 41 |  |  | 2000-11-22 | 19:00 | 0 | 32 | [5 empty] | 6.7 | 44.06 |  |  |  | 3 | 37.4 |  |  |  |  | 0 | 32 |  |  |  |  | 2.8 | 37.04 | [5 empty] | -3.3 | 26.06 |  |  |  | -0.6 | 30.92 |  |  |  |  | 0.6 | 33.08 |  |  |  |  | -3.3 | 26.06
1994-11-22 | 20:00 | 7.8 | 46.04 | WEEKDAY | #N/A | 1978-11-22 | 20:00 | 2.8 | 37.04 |  |  | 1998-11-22 | 20:00 | 5 | 41 |  |  | 2000-11-22 | 20:00 | -0.6 | 30.92 | [5 empty] | 5 | 41 |  |  |  | 2 | 35.6 |  |  |  |  | 0 | 32 |  |  |  |  | 1.7 | 35.06 | [5 empty] | -4.4 | 24.08 |  |  |  | -0.6 | 30.92 |  |  |  |  | 0 | 32 |  |  |  |  | -3.3 | 26.06
1994-11-22 | 21:00 | 6.1 | 42.98 | WEEKDAY | #N/A | 1978-11-22 | 21:00 | 2.8 | 37.04 |  |  | 1998-11-22 | 21:00 | 5 | 41 |  |  | 2000-11-22 | 21:00 | -1.1 | 30.02 | [5 empty] | 3.9 | 39.02 |  |  |  | 1 | 33.8 |  |  |  |  | -1.1 | 30.02 |  |  |  |  | 0.6 | 33.08 | [5 empty] | -3.9 | 24.98 |  |  |  | -1.7 | 28.94 |  |  |  |  | -0.6 | 30.92 |  |  |  |  | -3.3 | 26.06
1994-11-22 | 22:00 | 5.6 | 42.08 | WEEKDAY | #N/A | 1978-11-22 | 22:00 | 2.2 | 35.96 |  |  | 1998-11-22 | 22:00 | 5 | 41 |  |  | 2000-11-22 | 22:00 | -1.1 | 30.02 | [5 empty] | 5 | 41 |  |  |  | 0 | 32 |  |  |  |  | -1.7 | 28.94 |  |  |  |  | 0 | 32 | [5 empty] | -5.6 | 21.92 |  |  |  | -1.7 | 28.94 |  |  |  |  | -0.6 | 30.92 |  |  |  |  | -5 | 23
1994-11-22 | 23:00 | 5 | 41 | WEEKDAY | #N/A | 1978-11-22 | 23:00 | 1.1 | 33.98 |  |  | 1998-11-22 | 23:00 | 5 | 41 |  |  | 2000-11-22 | 23:00 | -1.1 | 30.02 | [5 empty] | 3.9 | 39.02 |  |  |  | -1 | 30.2 |  |  |  |  | -2.2 | 28.04 |  |  |  |  | -1.1 | 30.02 | [5 empty] | -5.6 | 21.92 |  |  |  | -1.7 | 28.94 |  |  |  |  | -1.1 | 30.02 |  |  |  |  | -5.6 | 21.92
1994-11-22 | 24:00 | 4.4 | 39.92 | WEEKDAY | #N/A | 1978-11-22 | 24:00 | 1.1 | 33.98 |  |  | 1998-11-22 | 24:00 | 5 | 41 |  |  | 2000-11-22 | 24:00 | -1.7 | 28.94 | [5 empty] | 2.8 | 37.04 |  |  |  | -1 | 30.2 |  |  |  |  | -2.8 | 26.96 |  |  |  |  | -1.1 | 30.02 | [5 empty] | -5 | 23 |  |  |  | -1.7 | 28.94 |  |  |  |  | -1.1 | 30.02 |  |  |  |  | -6.7 | 19.94
1994-11-23 | 1:00 | 3.9 | 39.02 | WEEKDAY | #N/A | 1978-11-23 | 1:00 | 1.1 | 33.98 |  |  | 1998-11-23 | 1:00 | 4 | 39.2 |  |  | 2000-11-23 | 1:00 | -2.2 | 28.04 | [5 empty] | 2.8 | 37.04 |  |  |  | -2 | 28.4 |  |  |  |  | -2.2 | 28.04 |  |  |  |  | -2.2 | 28.04 | [5 empty] | -6.1 | 21.02 |  |  |  | -1.1 | 30.02 |  |  |  |  | -1.7 | 28.94 |  |  |  |  | -7.2 | 19.04
1994-11-23 | 2:00 | 3.3 | 37.94 | WEEKDAY | #N/A | 1978-11-23 | 2:00 | 1.1 | 33.98 |  |  | 1998-11-23 | 2:00 | 3 | 37.4 |  |  | 2000-11-23 | 2:00 | -2.8 | 26.96 | [5 empty] | 2.2 | 35.96 |  |  |  | -3 | 26.6 |  |  |  |  | -1.7 | 28.94 |  |  |  |  | -2.2 | 28.04 | [5 empty] | -6.7 | 19.94 |  |  |  | -0.6 | 30.92 |  |  |  |  | -2.8 | 26.96 |  |  |  |  | -6.7 | 19.94
1994-11-23 | 3:00 | 2.8 | 37.04 | WEEKDAY | #N/A | 1978-11-23 | 3:00 | 1.1 | 33.98 |  |  | 1998-11-23 | 3:00 | 4 | 39.2 |  |  | 2000-11-23 | 3:00 | -3.3 | 26.06 | [5 empty] | 2.2 | 35.96 |  |  |  | -3 | 26.6 |  |  |  |  | -2.2 | 28.04 |  |  |  |  | -3 | 26.6 | [5 empty] | -4.4 | 24.08 |  |  |  | -1.1 | 30.02 |  |  |  |  | -2.8 | 26.96 |  |  |  |  | -7.8 | 17.96
1994-11-23 | 4:00 | 2.8 | 37.04 | WEEKDAY | #N/A | 1978-11-23 | 4:00 | 1.7 | 35.06 |  |  | 1998-11-23 | 4:00 | 4 | 39.2 |  |  | 2000-11-23 | 4:00 | -3.3 | 26.06 | [5 empty] | 2.2 | 35.96 |  |  |  | -3 | 26.6 |  |  |  |  | -3.3 | 26.06 |  |  |  |  | -2.8 | 26.96 | [5 empty] | -4.4 | 24.08 |  |  |  | -1.1 | 30.02 |  |  |  |  | -2.8 | 26.96 |  |  |  |  | -7.2 | 19.04
1994-11-23 | 5:00 | 2.2 | 35.96 | WEEKDAY | #N/A | 1978-11-23 | 5:00 | 2.2 | 35.96 |  |  | 1998-11-23 | 5:00 | 3 | 37.4 |  |  | 2000-11-23 | 5:00 | -3.9 | 24.98 | [5 empty] | 3.9 | 39.02 |  |  |  | -3 | 26.6 |  |  |  |  | -3.3 | 26.06 |  |  |  |  | -3 | 26.6 | [5 empty] | -3.9 | 24.98 |  |  |  | -0.6 | 30.92 |  |  |  |  | -2.2 | 28.04 |  |  |  |  | -7.8 | 17.96
1994-11-23 | 6:00 | 2.2 | 35.96 | WEEKDAY | #N/A | 1978-11-23 | 6:00 | 2.8 | 37.04 |  |  | 1998-11-23 | 6:00 | 4 | 39.2 |  |  | 2000-11-23 | 6:00 | -3.9 | 24.98 | [5 empty] | 5 | 41 |  |  |  | -3 | 26.6 |  |  |  |  | -2.8 | 26.96 |  |  |  |  | -3.9 | 24.98 | [5 empty] | -3.9 | 24.98 |  |  |  | -0.6 | 30.92 |  |  |  |  | -2.2 | 28.04 |  |  |  |  | -7.8 | 17.96
1994-11-23 | 7:00 | 2.8 | 37.04 | WEEKDAY | #N/A | 1978-11-23 | 7:00 | 2.8 | 37.04 |  |  | 1998-11-23 | 7:00 | 3 | 37.4 |  |  | 2000-11-23 | 7:00 | -3.9 | 24.98 | [5 empty] | 3.9 | 39.02 |  |  |  | -3 | 26.6 |  |  |  |  | -3.3 | 26.06 |  |  |  |  | -3.9 | 24.98 | [5 empty] | -3.9 | 24.98 |  |  |  | 0 | 32 |  |  |  |  | -1.7 | 28.94 |  |  |  |  | -5 | 23
1994-11-23 | 8:00 | 2.8 | 37.04 | WEEKDAY | #N/A | 1978-11-23 | 8:00 | 3.3 | 37.94 |  |  | 1998-11-23 | 8:00 | 4 | 39.2 |  |  | 2000-11-23 | 8:00 | -2.8 | 26.96 | [5 empty] | 6.1 | 42.98 |  |  |  | -3 | 26.6 |  |  |  |  | -2.8 | 26.96 |  |  |  |  | -3.3 | 26.06 | [5 empty] | -3.3 | 26.06 |  |  |  | 0.6 | 33.08 |  |  |  |  | -1.1 | 30.02 |  |  |  |  | -3.3 | 26.06
1994-11-23 | 9:00 | 3.3 | 37.94 | WEEKDAY | #N/A | 1978-11-23 | 9:00 | 3.9 | 39.02 |  |  | 1998-11-23 | 9:00 | 6 | 42.8 |  |  | 2000-11-23 | 9:00 | -1.7 | 28.94 | [5 empty] | 7.8 | 46.04 |  |  |  | 0 | 32 |  |  |  |  | -1.1 | 30.02 |  |  |  |  | -0.6 | 30.92 | [5 empty] | -1.7 | 28.94 |  |  |  | 0.6 | 33.08 |  |  |  |  | -0.6 | 30.92 |  |  |  |  | -2.2 | 28.04
1994-11-23 | 10:00 | 5 | 41 | WEEKDAY | #N/A | 1978-11-23 | 10:00 | 4.4 | 39.92 |  |  | 1998-11-23 | 10:00 | 8 | 46.4 |  |  | 2000-11-23 | 10:00 | -0.6 | 30.92 | [5 empty] | 9.4 | 48.92 |  |  |  | 4 | 39.2 |  |  |  |  | 0 | 32 |  |  |  |  | 1.7 | 35.06 | [5 empty] | 0 | 32 |  |  |  | 1.1 | 33.98 |  |  |  |  | 0.6 | 33.08 |  |  |  |  | 1.7 | 35.06
1994-11-23 | 11:00 | 6.1 | 42.98 | WEEKDAY | #N/A | 1978-11-23 | 11:00 | 4.4 | 39.92 |  |  | 1998-11-23 | 11:00 | 9 | 48.2 |  |  | 2000-11-23 | 11:00 | 0 | 32 | [5 empty] | 10.6 | 51.08 |  |  |  | 8 | 46.4 |  |  |  |  | 0.6 | 33.08 |  |  |  |  | 5 | 41 | [5 empty] | 2.8 | 37.04 |  |  |  | 2.2 | 35.96 |  |  |  |  | 2.2 | 35.96 |  |  |  |  | 3.9 | 39.02
1994-11-23 | 12:00 | 7.2 | 44.96 | WEEKDAY | #N/A | 1978-11-23 | 12:00 | 4.4 | 39.92 |  |  | 1998-11-23 | 12:00 | 12 | 53.6 |  |  | 2000-11-23 | 12:00 | 1.7 | 35.06 | [5 empty] | 12.2 | 53.96 |  |  |  | 11 | 51.8 |  |  |  |  | 1.1 | 33.98 |  |  |  |  | 7.1 | 44.78 | [5 empty] | 6.1 | 42.98 |  |  |  | 3.3 | 37.94 |  |  |  |  | 2.8 | 37.04 |  |  |  |  | 7.2 | 44.96
1994-11-23 | 13:00 | 7.8 | 46.04 | WEEKDAY | #N/A | 1978-11-23 | 13:00 | 5.6 | 42.08 |  |  | 1998-11-23 | 13:00 | 13 | 55.4 |  |  | 2000-11-23 | 13:00 | 2.2 | 35.96 | [5 empty] | 12.8 | 55.04 |  |  |  | 13 | 55.4 |  |  |  |  | 2.2 | 35.96 |  |  |  |  | 8.9 | 48.02 | [5 empty] | 8.3 | 46.94 |  |  |  | 2.8 | 37.04 |  |  |  |  | 3.3 | 37.94 |  |  |  |  | 7.8 | 46.04
1994-11-23 | 14:00 | 7.8 | 46.04 | WEEKDAY | #N/A | 1978-11-23 | 14:00 | 6.1 | 42.98 |  |  | 1998-11-23 | 14:00 | 13 | 55.4 |  |  | 2000-11-23 | 14:00 | 2.2 | 35.96 | [5 empty] | 12.2 | 53.96 |  |  |  | 14 | 57.2 |  |  |  |  | 1.7 | 35.06 |  |  |  |  | 10 | 50 | [5 empty] | 8.9 | 48.02 |  |  |  | 2.8 | 37.04 |  |  |  |  | 3.3 | 37.94 |  |  |  |  | 6.1 | 42.98
1994-11-23 | 15:00 | 7.8 | 46.04 | WEEKDAY | #N/A | 1978-11-23 | 15:00 | 6.7 | 44.06 |  |  | 1998-11-23 | 15:00 | 13 | 55.4 |  |  | 2000-11-23 | 15:00 | 2.2 | 35.96 | [5 empty] | 11.7 | 53.06 |  |  |  | 14 | 57.2 |  |  |  |  | 1.1 | 33.98 |  |  |  |  | 10.6 | 51.08 | [5 empty] | 7.8 | 46.04 |  |  |  | 2.8 | 37.04 |  |  |  |  | 3.3 | 37.94 |  |  |  |  | 5 | 41
1994-11-23 | 16:00 | 6.7 | 44.06 | WEEKDAY | #N/A | 1978-11-23 | 16:00 | 7.8 | 46.04 |  |  | 1998-11-23 | 16:00 | 13 | 55.4 |  |  | 2000-11-23 | 16:00 | 1.7 | 35.06 | [5 empty] | 10 | 50 |  |  |  | 13 | 55.4 |  |  |  |  | 0.6 | 33.08 |  |  |  |  | 10 | 50 | [5 empty] | 8.9 | 48.02 |  |  |  | 2.8 | 37.04 |  |  |  |  | 1.7 | 35.06 |  |  |  |  | 3.9 | 39.02
1994-11-23 | 17:00 | 3.3 | 37.94 | WEEKDAY | #N/A | 1978-11-23 | 17:00 | 7.8 | 46.04 |  |  | 1998-11-23 | 17:00 | 11 | 51.8 |  |  | 2000-11-23 | 17:00 | 0.6 | 33.08 | [5 empty] | 8.3 | 46.94 |  |  |  | 11 | 51.8 |  |  |  |  | 0 | 32 |  |  |  |  | 8.9 | 48.02 | [5 empty] | 8.9 | 48.02 |  |  |  | 2.2 | 35.96 |  |  |  |  | 0.6 | 33.08 |  |  |  |  | 3.3 | 37.94
1994-11-23 | 18:00 | 3.3 | 37.94 | WEEKDAY | #N/A | 1978-11-23 | 18:00 | 8.3 | 46.94 |  |  | 1998-11-23 | 18:00 | 10 | 50 |  |  | 2000-11-23 | 18:00 | 0 | 32 | [5 empty] | 5.6 | 42.08 |  |  |  | 11 | 51.8 |  |  |  |  | -0.6 | 30.92 |  |  |  |  | 8.3 | 46.94 | [5 empty] | 9.4 | 48.92 |  |  |  | 0.6 | 33.08 |  |  |  |  | -0.6 | 30.92 |  |  |  |  | 3.3 | 37.94
1994-11-23 | 19:00 | 2.2 | 35.96 | WEEKDAY | #N/A | 1978-11-23 | 19:00 | 7.8 | 46.04 |  |  | 1998-11-23 | 19:00 | 11 | 51.8 |  |  | 2000-11-23 | 19:00 | -0.6 | 30.92 | [5 empty] | 6.1 | 42.98 |  |  |  | 9 | 48.2 |  |  |  |  | -0.6 | 30.92 |  |  |  |  | 7.2 | 44.96 | [5 empty] | 10 | 50 |  |  |  | -0.6 | 30.92 |  |  |  |  | -1.1 | 30.02 |  |  |  |  | 2.8 | 37.04
1994-11-23 | 20:00 | 1.1 | 33.98 | WEEKDAY | #N/A | 1978-11-23 | 20:00 | 8.9 | 48.02 |  |  | 1998-11-23 | 20:00 | 12 | 53.6 |  |  | 2000-11-23 | 20:00 | -1.1 | 30.02 | [5 empty] | 4.4 | 39.92 |  |  |  | 9 | 48.2 |  |  |  |  | -1.1 | 30.02 |  |  |  |  | 7.2 | 44.96 | [5 empty] | 10 | 50 |  |  |  | -0.6 | 30.92 |  |  |  |  | -2.2 | 28.04 |  |  |  |  | 2.8 | 37.04
1994-11-23 | 21:00 | 0 | 32 | WEEKDAY | #N/A | 1978-11-23 | 21:00 | 8.9 | 48.02 |  |  | 1998-11-23 | 21:00 | 12 | 53.6 |  |  | 2000-11-23 | 21:00 | -1.7 | 28.94 | [5 empty] | 3.3 | 37.94 |  |  |  | 7 | 44.6 |  |  |  |  | -1.1 | 30.02 |  |  |  |  | 5 | 41 | [5 empty] | 10.6 | 51.08 |  |  |  | -1.1 | 30.02 |  |  |  |  | -2.2 | 28.04 |  |  |  |  | 9.4 | 48.92
1994-11-23 | 22:00 | -1.1 | 30.02 | WEEKDAY | #N/A | 1978-11-23 | 22:00 | 8.9 | 48.02 |  |  | 1998-11-23 | 22:00 | 12 | 53.6 |  |  | 2000-11-23 | 22:00 | -2.2 | 28.04 | [5 empty] | 3.3 | 37.94 |  |  |  | 4 | 39.2 |  |  |  |  | -2.2 | 28.04 |  |  |  |  | 4.4 | 39.92 | [5 empty] | 10 | 50 |  |  |  | -1.7 | 28.94 |  |  |  |  | -2.2 | 28.04 |  |  |  |  | 8.9 | 48.02
1994-11-23 | 23:00 | -1.7 | 28.94 | WEEKDAY | #N/A | 1978-11-23 | 23:00 | 10 | 50 |  |  | 1998-11-23 | 23:00 | 12 | 53.6 |  |  | 2000-11-23 | 23:00 | -2.8 | 26.96 | [5 empty] | 4.4 | 39.92 |  |  |  | 4 | 39.2 |  |  |  |  | -2.8 | 26.96 |  |  |  |  | 5.6 | 42.08 | [5 empty] | 9.4 | 48.92 |  |  |  | -2.2 | 28.04 |  |  |  |  | -2.8 | 26.96 |  |  |  |  | 8.9 | 48.02
1994-11-23 | 24:00 | -2.2 | 28.04 | WEEKDAY | #N/A | 1978-11-23 | 24:00 | 10.6 | 51.08 |  |  | 1998-11-23 | 24:00 | 12 | 53.6 |  |  | 2000-11-23 | 24:00 | -3.3 | 26.06 | [5 empty] | 3.9 | 39.02 |  |  |  | 4 | 39.2 |  |  |  |  | -3.3 | 26.06 |  |  |  |  | 3.9 | 39.02 | [5 empty] | 9.4 | 48.92 |  |  |  | -1.7 | 28.94 |  |  |  |  | -2.2 | 28.04 |  |  |  |  | 9.4 | 48.92
1994-11-24 | 1:00 | -2.8 | 26.96 | WEEKDAY | #N/A | 1978-11-24 | 1:00 | 11.1 | 51.98 |  |  | 1998-11-24 | 1:00 | 12 | 53.6 |  |  | 2000-11-24 | 1:00 | -3.3 | 26.06 | [5 empty] | 3.3 | 37.94 |  |  |  | 6 | 42.8 |  |  |  |  | -3.3 | 26.06 |  |  |  |  | 5 | 41 | [5 empty] | 10 | 50 |  |  |  | -2.2 | 28.04 |  |  |  |  | -2.2 | 28.04 |  |  |  |  | 10 | 50
1994-11-24 | 2:00 | -3.3 | 26.06 | WEEKDAY | #N/A | 1978-11-24 | 2:00 | 10 | 50 |  |  | 1998-11-24 | 2:00 | 12 | 53.6 |  |  | 2000-11-24 | 2:00 | -3.3 | 26.06 | [5 empty] | 4.4 | 39.92 |  |  |  | 7 | 44.6 |  |  |  |  | -3.3 | 26.06 |  |  |  |  | 5 | 41 | [5 empty] | 10 | 50 |  |  |  | -3.3 | 26.06 |  |  |  |  | -1.7 | 28.94 |  |  |  |  | 10 | 50
1994-11-24 | 3:00 | -3.3 | 26.06 | WEEKDAY | #N/A | 1978-11-24 | 3:00 | 10 | 50 |  |  | 1998-11-24 | 3:00 | 11 | 51.8 |  |  | 2000-11-24 | 3:00 | -3.3 | 26.06 | [5 empty] | 3.3 | 37.94 |  |  |  | 7 | 44.6 |  |  |  |  | -2.2 | 28.04 |  |  |  |  | 5.6 | 42.08 | [5 empty] | 10 | 50 |  |  |  | -2.8 | 26.96 |  |  |  |  | -2.2 | 28.04 |  |  |  |  | 10 | 50
1994-11-24 | 4:00 | -2.8 | 26.96 | WEEKDAY | #N/A | 1978-11-24 | 4:00 | 10 | 50 |  |  | 1998-11-24 | 4:00 | 11.4 | 52.52 |  |  | 2000-11-24 | 4:00 | -3.3 | 26.06 | [5 empty] | 5 | 41 |  |  |  | 8 | 46.4 |  |  |  |  | -2.8 | 26.96 |  |  |  |  | 6.1 | 42.98 | [5 empty] | 10.6 | 51.08 |  |  |  | -3.3 | 26.06 |  |  |  |  | -2.8 | 26.96 |  |  |  |  | 10.6 | 51.08
1994-11-24 | 5:00 | -3.3 | 26.06 | WEEKDAY | #N/A | 1978-11-24 | 5:00 | 9.4 | 48.92 |  |  | 1998-11-24 | 5:00 | 12 | 53.6 |  |  | 2000-11-24 | 5:00 | -3.9 | 24.98 | [5 empty] | 4.4 | 39.92 |  |  |  | 9 | 48.2 |  |  |  |  | -2.8 | 26.96 |  |  |  |  | 8.3 | 46.94 | [5 empty] | 11.1 | 51.98 |  |  |  | -2.8 | 26.96 |  |  |  |  | -3.3 | 26.06 |  |  |  |  | 10.6 | 51.08
1994-11-24 | 6:00 | -3.3 | 26.06 | WEEKDAY | #N/A | 1978-11-24 | 6:00 | 8.9 | 48.02 |  |  | 1998-11-24 | 6:00 | 11 | 51.8 |  |  | 2000-11-24 | 6:00 | -4.4 | 24.08 | [5 empty] | 4.4 | 39.92 |  |  |  | 8 | 46.4 |  |  |  |  | -3.3 | 26.06 |  |  |  |  | 8.3 | 46.94 | [5 empty] | 10.6 | 51.08 |  |  |  | -3.9 | 24.98 |  |  |  |  | -3.9 | 24.98 |  |  |  |  | 10.6 | 51.08
1994-11-24 | 7:00 | -2.8 | 26.96 | WEEKDAY | #N/A | 1978-11-24 | 7:00 | 8.9 | 48.02 |  |  | 1998-11-24 | 7:00 | 11 | 51.8 |  |  | 2000-11-24 | 7:00 | -4.4 | 24.08 | [5 empty] | 5 | 41 |  |  |  | 8 | 46.4 |  |  |  |  | -3.3 | 26.06 |  |  |  |  | 8.3 | 46.94 | [5 empty] | 10.6 | 51.08 |  |  |  | -3.3 | 26.06 |  |  |  |  | -2.8 | 26.96 |  |  |  |  | 8.9 | 48.02
1994-11-24 | 8:00 | -2.2 | 28.04 | WEEKDAY | #N/A | 1978-11-24 | 8:00 | 9.4 | 48.92 |  |  | 1998-11-24 | 8:00 | 10 | 50 |  |  | 2000-11-24 | 8:00 | -3.9 | 24.98 | [5 empty] | 6.1 | 42.98 |  |  |  | 9 | 48.2 |  |  |  |  | -3.3 | 26.06 |  |  |  |  | 8.9 | 48.02 | [5 empty] | 11.1 | 51.98 |  |  |  | -2.8 | 26.96 |  |  |  |  | -2.2 | 28.04 |  |  |  |  | 8.9 | 48.02
1994-11-24 | 9:00 | -1.7 | 28.94 | WEEKDAY | #N/A | 1978-11-24 | 9:00 | 9.4 | 48.92 |  |  | 1998-11-24 | 9:00 | 11 | 51.8 |  |  | 2000-11-24 | 9:00 | -1.7 | 28.94 | [5 empty] | 9.4 | 48.92 |  |  |  | 8 | 46.4 |  |  |  |  | -2.2 | 28.04 |  |  |  |  | 9.4 | 48.92 | [5 empty] | 10.6 | 51.08 |  |  |  | -1.7 | 28.94 |  |  |  |  | -1.1 | 30.02 |  |  |  |  | 8.3 | 46.94
1994-11-24 | 10:00 | -1.1 | 30.02 | WEEKDAY | #N/A | 1978-11-24 | 10:00 | 10 | 50 |  |  | 1998-11-24 | 10:00 | 12 | 53.6 |  |  | 2000-11-24 | 10:00 | -0.6 | 30.92 | [5 empty] | 11.7 | 53.06 |  |  |  | 8 | 46.4 |  |  |  |  | -1.1 | 30.02 |  |  |  |  | 9.4 | 48.92 | [5 empty] | 10.6 | 51.08 |  |  |  | -0.6 | 30.92 |  |  |  |  | 0 | 32 |  |  |  |  | 8.9 | 48.02
1994-11-24 | 11:00 | 0 | 32 | WEEKDAY | #N/A | 1978-11-24 | 11:00 | 10 | 50 |  |  | 1998-11-24 | 11:00 | 12 | 53.6 |  |  | 2000-11-24 | 11:00 | 0 | 32 | [5 empty] | 11.7 | 53.06 |  |  |  | 8 | 46.4 |  |  |  |  | 0.6 | 33.08 |  |  |  |  | 8.9 | 48.02 | [5 empty] | 9.4 | 48.92 |  |  |  | 1.1 | 33.98 |  |  |  |  | 2.8 | 37.04 |  |  |  |  | 9.4 | 48.92
1994-11-24 | 12:00 | 1.7 | 35.06 | WEEKDAY | #N/A | 1978-11-24 | 12:00 | 10 | 50 |  |  | 1998-11-24 | 12:00 | 13 | 55.4 |  |  | 2000-11-24 | 12:00 | 0.6 | 33.08 | [5 empty] | 12.2 | 53.96 |  |  |  | 9 | 48.2 |  |  |  |  | 1.1 | 33.98 |  |  |  |  | 9.4 | 48.92 | [5 empty] | 9.4 | 48.92 |  |  |  | 3.9 | 39.02 |  |  |  |  | 4.4 | 39.92 |  |  |  |  | 9.4 | 48.92
1994-11-24 | 13:00 | 2.2 | 35.96 | WEEKDAY | #N/A | 1978-11-24 | 13:00 | 10.6 | 51.08 |  |  | 1998-11-24 | 13:00 | 13 | 55.4 |  |  | 2000-11-24 | 13:00 | 1.7 | 35.06 | [5 empty] | 11.7 | 53.06 |  |  |  | 10 | 50 |  |  |  |  | 1.7 | 35.06 |  |  |  |  | 10 | 50 | [5 empty] | 10 | 50 |  |  |  | 3.9 | 39.02 |  |  |  |  | 5 | 41 |  |  |  |  | 8.9 | 48.02
1994-11-24 | 14:00 | 2.8 | 37.04 | WEEKDAY | #N/A | 1978-11-24 | 14:00 | 10.6 | 51.08 |  |  | 1998-11-24 | 14:00 | 13 | 55.4 |  |  | 2000-11-24 | 14:00 | 1.7 | 35.06 | [5 empty] | 11.7 | 53.06 |  |  |  | 11 | 51.8 |  |  |  |  | 1.7 | 35.06 |  |  |  |  | 10.6 | 51.08 | [5 empty] | 9.4 | 48.92 |  |  |  | 5 | 41 |  |  |  |  | 5 | 41 |  |  |  |  | 8.3 | 46.94
1994-11-24 | 15:00 | 3.3 | 37.94 | WEEKDAY | #N/A | 1978-11-24 | 15:00 | 10 | 50 |  |  | 1998-11-24 | 15:00 | 12 | 53.6 |  |  | 2000-11-24 | 15:00 | 2.2 | 35.96 | [5 empty] | 12.2 | 53.96 |  |  |  | 11 | 51.8 |  |  |  |  | 1.1 | 33.98 |  |  |  |  | 10.6 | 51.08 | [5 empty] | 8.9 | 48.02 |  |  |  | 5 | 41 |  |  |  |  | 4.4 | 39.92 |  |  |  |  | 7.8 | 46.04
1994-11-24 | 16:00 | 3.9 | 39.02 | WEEKDAY | #N/A | 1978-11-24 | 16:00 | 9.4 | 48.92 |  |  | 1998-11-24 | 16:00 | 12 | 53.6 |  |  | 2000-11-24 | 16:00 | 1.1 | 33.98 | [5 empty] | 11.7 | 53.06 |  |  |  | 10 | 50 |  |  |  |  | 0.6 | 33.08 |  |  |  |  | 10 | 50 | [5 empty] | 8.3 | 46.94 |  |  |  | 4.4 | 39.92 |  |  |  |  | 4.4 | 39.92 |  |  |  |  | 7.8 | 46.04
1994-11-24 | 17:00 | 3.3 | 37.94 | WEEKDAY | #N/A | 1978-11-24 | 17:00 | 8.9 | 48.02 |  |  | 1998-11-24 | 17:00 | 12 | 53.6 |  |  | 2000-11-24 | 17:00 | 1.7 | 35.06 | [5 empty] | 11.7 | 53.06 |  |  |  | 10 | 50 |  |  |  |  | -1.1 | 30.02 |  |  |  |  | 9.4 | 48.92 | [5 empty] | 7.8 | 46.04 |  |  |  | 2.8 | 37.04 |  |  |  |  | 2.8 | 37.04 |  |  |  |  | 7.2 | 44.96
1994-11-24 | 18:00 | 2.8 | 37.04 | WEEKDAY | #N/A | 1978-11-24 | 18:00 | 8.9 | 48.02 |  |  | 1998-11-24 | 18:00 | 11 | 51.8 |  |  | 2000-11-24 | 18:00 | 0.6 | 33.08 | [5 empty] | 11.7 | 53.06 |  |  |  | 10 | 50 |  |  |  |  | -1.1 | 30.02 |  |  |  |  | 9.4 | 48.92 | [5 empty] | 7.2 | 44.96 |  |  |  | 1.1 | 33.98 |  |  |  |  | 1.7 | 35.06 |  |  |  |  | 6.7 | 44.06
1994-11-24 | 19:00 | 2.8 | 37.04 | WEEKDAY | #N/A | 1978-11-24 | 19:00 | 8.3 | 46.94 |  |  | 1998-11-24 | 19:00 | 10 | 50 |  |  | 2000-11-24 | 19:00 | 0.6 | 33.08 | [5 empty] | 11.7 | 53.06 |  |  |  | 10 | 50 |  |  |  |  | -1.1 | 30.02 |  |  |  |  | 9.4 | 48.92 | [5 empty] | 7.2 | 44.96 |  |  |  | 0.6 | 33.08 |  |  |  |  | 0 | 32 |  |  |  |  | 6.1 | 42.98
1994-11-24 | 20:00 | 2.8 | 37.04 | WEEKDAY | #N/A | 1978-11-24 | 20:00 | 8.3 | 46.94 |  |  | 1998-11-24 | 20:00 | 9 | 48.2 |  |  | 2000-11-24 | 20:00 | 1.7 | 35.06 | [5 empty] | 11.7 | 53.06 |  |  |  | 11 | 51.8 |  |  |  |  | -1.1 | 30.02 |  |  |  |  | 10 | 50 | [5 empty] | 7.2 | 44.96 |  |  |  | 0 | 32 |  |  |  |  | -1.7 | 28.94 |  |  |  |  | 5 | 41
1994-11-24 | 21:00 | 3.3 | 37.94 | WEEKDAY | #N/A | 1978-11-24 | 21:00 | 7.8 | 46.04 |  |  | 1998-11-24 | 21:00 | 7 | 44.6 |  |  | 2000-11-24 | 21:00 | 0 | 32 | [5 empty] | 12.2 | 53.96 |  |  |  | 12 | 53.6 |  |  |  |  | -0.6 | 30.92 |  |  |  |  | 10 | 50 | [5 empty] | 7.2 | 44.96 |  |  |  | -0.6 | 30.92 |  |  |  |  | -2.2 | 28.04 |  |  |  |  | 3.9 | 39.02
1994-11-24 | 22:00 | 3.3 | 37.94 | WEEKDAY | #N/A | 1978-11-24 | 22:00 | 7.8 | 46.04 |  |  | 1998-11-24 | 22:00 | 6 | 42.8 |  |  | 2000-11-24 | 22:00 | 0.6 | 33.08 | [5 empty] | 12.2 | 53.96 |  |  |  | 13 | 55.4 |  |  |  |  | -0.6 | 30.92 |  |  |  |  | 11.1 | 51.98 | [5 empty] | 6.1 | 42.98 |  |  |  | -0.6 | 30.92 |  |  |  |  | -2.8 | 26.96 |  |  |  |  | 3.9 | 39.02
1994-11-24 | 23:00 | 3.3 | 37.94 | WEEKDAY | #N/A | 1978-11-24 | 23:00 | 7.8 | 46.04 |  |  | 1998-11-24 | 23:00 | 5 | 41 |  |  | 2000-11-24 | 23:00 | 0.6 | 33.08 | [5 empty] | 12.8 | 55.04 |  |  |  | 13 | 55.4 |  |  |  |  | 0 | 32 |  |  |  |  | 11.7 | 53.06 | [5 empty] | 6.7 | 44.06 |  |  |  | -1.1 | 30.02 |  |  |  |  | -3.3 | 26.06 |  |  |  |  | 2.8 | 37.04
1994-11-24 | 24:00 | 3.3 | 37.94 | WEEKDAY | #N/A | 1978-11-24 | 24:00 | 7.2 | 44.96 |  |  | 1998-11-24 | 24:00 | 5 | 41 |  |  | 2000-11-24 | 24:00 | -1.1 | 30.02 | [5 empty] | 13.3 | 55.94 |  |  |  | 13 | 55.4 |  |  |  |  | -0.6 | 30.92 |  |  |  |  | 12.8 | 55.04 | [5 empty] | 6.1 | 42.98 |  |  |  | -1.1 | 30.02 |  |  |  |  | -2.8 | 26.96 |  |  |  |  | 2.8 | 37.04
1994-11-25 | 1:00 | 3.3 | 37.94 | WEEKDAY | #N/A | 1978-11-25 | 1:00 | 7.2 | 44.96 |  |  | 1998-11-25 | 1:00 | 4 | 39.2 |  |  | 2000-11-25 | 1:00 | -2.2 | 28.04 | [5 empty] | 7.2 | 44.96 |  |  |  | 14 | 57.2 |  |  |  |  | -0.6 | 30.92 |  |  |  |  | 13.9 | 57.02 | [5 empty] | 5.6 | 42.08 |  |  |  | -1.1 | 30.02 |  |  |  |  | -3.9 | 24.98 |  |  |  |  | 2.2 | 35.96
1994-11-25 | 2:00 | 3.9 | 39.02 | WEEKDAY | #N/A | 1978-11-25 | 2:00 | 7.2 | 44.96 |  |  | 1998-11-25 | 2:00 | 4 | 39.2 |  |  | 2000-11-25 | 2:00 | -1.7 | 28.94 | [5 empty] | 7.2 | 44.96 |  |  |  | 14 | 57.2 |  |  |  |  | -0.6 | 30.92 |  |  |  |  | 14.4 | 57.92 | [5 empty] | 5.6 | 42.08 |  |  |  | -1.7 | 28.94 |  |  |  |  | -4.4 | 24.08 |  |  |  |  | 2.2 | 35.96
1994-11-25 | 3:00 | 3.9 | 39.02 | WEEKDAY | #N/A | 1978-11-25 | 3:00 | 6.7 | 44.06 |  |  | 1998-11-25 | 3:00 | 4 | 39.2 |  |  | 2000-11-25 | 3:00 | -3.3 | 26.06 | [5 empty] | 6.7 | 44.06 |  |  |  | 14 | 57.2 |  |  |  |  | -0.6 | 30.92 |  |  |  |  | 15 | 59 | [5 empty] | 5.6 | 42.08 |  |  |  | -1.7 | 28.94 |  |  |  |  | -4.4 | 24.08 |  |  |  |  | 1.7 | 35.06
1994-11-25 | 4:00 | 3.9 | 39.02 | WEEKDAY | #N/A | 1978-11-25 | 4:00 | 6.7 | 44.06 |  |  | 1998-11-25 | 4:00 | 1 | 33.8 |  |  | 2000-11-25 | 4:00 | -3.9 | 24.98 | [5 empty] | 5.6 | 42.08 |  |  |  | 14 | 57.2 |  |  |  |  | -0.6 | 30.92 |  |  |  |  | 15.6 | 60.08 | [5 empty] | 5 | 41 |  |  |  | -1.7 | 28.94 |  |  |  |  | -3.3 | 26.06 |  |  |  |  | 1.7 | 35.06
1994-11-25 | 5:00 | 4.4 | 39.92 | WEEKDAY | #N/A | 1978-11-25 | 5:00 | 6.1 | 42.98 |  |  | 1998-11-25 | 5:00 | 0 | 32 |  |  | 2000-11-25 | 5:00 | -3.3 | 26.06 | [5 empty] | 4.4 | 39.92 |  |  |  | 14 | 57.2 |  |  |  |  | -0.6 | 30.92 |  |  |  |  | 16.1 | 60.98 | [5 empty] | 5 | 41 |  |  |  | -1.7 | 28.94 |  |  |  |  | -3.9 | 24.98 |  |  |  |  | 1.1 | 33.98
1994-11-25 | 6:00 | 4.4 | 39.92 | WEEKDAY | #N/A | 1978-11-25 | 6:00 | 6.1 | 42.98 |  |  | 1998-11-25 | 6:00 | -1 | 30.2 |  |  | 2000-11-25 | 6:00 | -3.3 | 26.06 | [5 empty] | 3.9 | 39.02 |  |  |  | 14 | 57.2 |  |  |  |  | -1.1 | 30.02 |  |  |  |  | 16.1 | 60.98 | [5 empty] | 4.4 | 39.92 |  |  |  | -1.7 | 28.94 |  |  |  |  | -3.3 | 26.06 |  |  |  |  | 1.1 | 33.98
1994-11-25 | 7:00 | 5 | 41 | WEEKDAY | #N/A | 1978-11-25 | 7:00 | 5.6 | 42.08 |  |  | 1998-11-25 | 7:00 | -2 | 28.4 |  |  | 2000-11-25 | 7:00 | -2.2 | 28.04 | [5 empty] | 3.9 | 39.02 |  |  |  | 14 | 57.2 |  |  |  |  | -1.7 | 28.94 |  |  |  |  | 16.1 | 60.98 | [5 empty] | 4.4 | 39.92 |  |  |  | -1.7 | 28.94 |  |  |  |  | -3.3 | 26.06 |  |  |  |  | 1.1 | 33.98
1994-11-25 | 8:00 | 5.6 | 42.08 | WEEKDAY | #N/A | 1978-11-25 | 8:00 | 5 | 41 |  |  | 1998-11-25 | 8:00 | 3 | 37.4 |  |  | 2000-11-25 | 8:00 | -1.7 | 28.94 | [5 empty] | 3.9 | 39.02 |  |  |  | 15 | 59 |  |  |  |  | -1.7 | 28.94 |  |  |  |  | 16.7 | 62.06 | [5 empty] | 4.4 | 39.92 |  |  |  | -0.6 | 30.92 |  |  |  |  | -3.9 | 24.98 |  |  |  |  | 1.1 | 33.98
1994-11-25 | 9:00 | 5.6 | 42.08 | WEEKDAY | #N/A | 1978-11-25 | 9:00 | 5.6 | 42.08 |  |  | 1998-11-25 | 9:00 | 5 | 41 |  |  | 2000-11-25 | 9:00 | -0.6 | 30.92 | [5 empty] | 5 | 41 |  |  |  | 16 | 60.8 |  |  |  |  | 0.6 | 33.08 |  |  |  |  | 17.2 | 62.96 | [5 empty] | 4.4 | 39.92 |  |  |  | 1.7 | 35.06 |  |  |  |  | -1.1 | 30.02 |  |  |  |  | 1.7 | 35.06
1994-11-25 | 10:00 | 6.7 | 44.06 | WEEKDAY | #N/A | 1978-11-25 | 10:00 | 6.7 | 44.06 |  |  | 1998-11-25 | 10:00 | 6.5 | 43.7 |  |  | 2000-11-25 | 10:00 | 1.1 | 33.98 | [5 empty] | 5 | 41 |  |  |  | 17 | 62.6 |  |  |  |  | 1.1 | 33.98 |  |  |  |  | 17.2 | 62.96 | [5 empty] | 5 | 41 |  |  |  | 4.4 | 39.92 |  |  |  |  | 1.1 | 33.98 |  |  |  |  | 1.7 | 35.06
1994-11-25 | 11:00 | 7.8 | 46.04 | WEEKDAY | #N/A | 1978-11-25 | 11:00 | 6.1 | 42.98 |  |  | 1998-11-25 | 11:00 | 8 | 46.4 |  |  | 2000-11-25 | 11:00 | 2.2 | 35.96 | [5 empty] | 6.1 | 42.98 |  |  |  | 18 | 64.4 |  |  |  |  | 3.3 | 37.94 |  |  |  |  | 11 | 51.8 | [5 empty] | 5 | 41 |  |  |  | 7.8 | 46.04 |  |  |  |  | 4.4 | 39.92 |  |  |  |  | 1.7 | 35.06
1994-11-25 | 12:00 | 9.4 | 48.92 | WEEKDAY | #N/A | 1978-11-25 | 12:00 | 6.1 | 42.98 |  |  | 1998-11-25 | 12:00 | 8 | 46.4 |  |  | 2000-11-25 | 12:00 | 3.3 | 37.94 | [5 empty] | 6.1 | 42.98 |  |  |  | 18 | 64.4 |  |  |  |  | 5 | 41 |  |  |  |  | 12.2 | 53.96 | [5 empty] | 6.1 | 42.98 |  |  |  | 10.6 | 51.08 |  |  |  |  | 7.8 | 46.04 |  |  |  |  | 0 | 32
1994-11-25 | 13:00 | 10 | 50 | WEEKDAY | #N/A | 1978-11-25 | 13:00 | 5.6 | 42.08 |  |  | 1998-11-25 | 13:00 | 8 | 46.4 |  |  | 2000-11-25 | 13:00 | 3.9 | 39.02 | [5 empty] | 6.7 | 44.06 |  |  |  | 18.5 | 65.3 |  |  |  |  | 5.6 | 42.08 |  |  |  |  | 8.9 | 48.02 | [5 empty] | 7.2 | 44.96 |  |  |  | 11.7 | 53.06 |  |  |  |  | 10 | 50 |  |  |  |  | 0 | 32
1994-11-25 | 14:00 | 10.6 | 51.08 | WEEKDAY | #N/A | 1978-11-25 | 14:00 | 5.6 | 42.08 |  |  | 1998-11-25 | 14:00 | 8 | 46.4 |  |  | 2000-11-25 | 14:00 | 4.4 | 39.92 | [5 empty] | 7.2 | 44.96 |  |  |  | 19 | 66.2 |  |  |  |  | 6.1 | 42.98 |  |  |  |  | 6.1 | 42.98 | [5 empty] | 7.8 | 46.04 |  |  |  | 12.2 | 53.96 |  |  |  |  | 11.7 | 53.06 |  |  |  |  | -0.6 | 30.92
1994-11-25 | 15:00 | 10.6 | 51.08 | WEEKDAY | #N/A | 1978-11-25 | 15:00 | 4.4 | 39.92 |  |  | 1998-11-25 | 15:00 | 8 | 46.4 |  |  | 2000-11-25 | 15:00 | 4.4 | 39.92 | [5 empty] | 6.7 | 44.06 |  |  |  | 19 | 66.2 |  |  |  |  | 6.7 | 44.06 |  |  |  |  | 5.6 | 42.08 | [5 empty] | 8.3 | 46.94 |  |  |  | 13.3 | 55.94 |  |  |  |  | 11.1 | 51.98 |  |  |  |  | -0.6 | 30.92
1994-11-25 | 16:00 | 11.1 | 51.98 | WEEKDAY | #N/A | 1978-11-25 | 16:00 | 4.4 | 39.92 |  |  | 1998-11-25 | 16:00 | 7 | 44.6 |  |  | 2000-11-25 | 16:00 | 4.4 | 39.92 | [5 empty] | 6.1 | 42.98 |  |  |  | 18 | 64.4 |  |  |  |  | 6.1 | 42.98 |  |  |  |  | 4.4 | 39.92 | [5 empty] | 8.3 | 46.94 |  |  |  | 12.2 | 53.96 |  |  |  |  | 9.4 | 48.92 |  |  |  |  | -1.1 | 30.02
1994-11-25 | 17:00 | 10.6 | 51.08 | WEEKDAY | #N/A | 1978-11-25 | 17:00 | 3.9 | 39.02 |  |  | 1998-11-25 | 17:00 | 6 | 42.8 |  |  | 2000-11-25 | 17:00 | 3.9 | 39.02 | [5 empty] | 5 | 41 |  |  |  | 18 | 64.4 |  |  |  |  | 5 | 41 |  |  |  |  | 2.8 | 37.04 | [5 empty] | 8.3 | 46.94 |  |  |  | 10.6 | 51.08 |  |  |  |  | 8.3 | 46.94 |  |  |  |  | -1.7 | 28.94
1994-11-25 | 18:00 | 10 | 50 | WEEKDAY | #N/A | 1978-11-25 | 18:00 | 2.8 | 37.04 |  |  | 1998-11-25 | 18:00 | 6 | 42.8 |  |  | 2000-11-25 | 18:00 | 2.8 | 37.04 | [5 empty] | 4.4 | 39.92 |  |  |  | 15.8 | 60.44 |  |  |  |  | 4.4 | 39.92 |  |  |  |  | 2.2 | 35.96 | [5 empty] | 10 | 50 |  |  |  | 10 | 50 |  |  |  |  | 6.1 | 42.98 |  |  |  |  | -1.7 | 28.94
1994-11-25 | 19:00 | 9.4 | 48.92 | WEEKDAY | #N/A | 1978-11-25 | 19:00 | 2.2 | 35.96 |  |  | 1998-11-25 | 19:00 | 5 | 41 |  |  | 2000-11-25 | 19:00 | 2.2 | 35.96 | [5 empty] | 2.2 | 35.96 |  |  |  | 14 | 57.2 |  |  |  |  | 4.4 | 39.92 |  |  |  |  | 1.7 | 35.06 | [5 empty] | 13.3 | 55.94 |  |  |  | 9.4 | 48.92 |  |  |  |  | 6.1 | 42.98 |  |  |  |  | -1.1 | 30.02
1994-11-25 | 20:00 | 9.4 | 48.92 | WEEKDAY | #N/A | 1978-11-25 | 20:00 | 2.2 | 35.96 |  |  | 1998-11-25 | 20:00 | 4 | 39.2 |  |  | 2000-11-25 | 20:00 | 2.2 | 35.96 | [5 empty] | 1.7 | 35.06 |  |  |  | 13 | 55.4 |  |  |  |  | 4.4 | 39.92 |  |  |  |  | 1.1 | 33.98 | [5 empty] | 12.8 | 55.04 |  |  |  | 7.2 | 44.96 |  |  |  |  | 1.1 | 33.98 |  |  |  |  | -1.1 | 30.02
1994-11-25 | 21:00 | 8.9 | 48.02 | WEEKDAY | #N/A | 1978-11-25 | 21:00 | 1.7 | 35.06 |  |  | 1998-11-25 | 21:00 | 4 | 39.2 |  |  | 2000-11-25 | 21:00 | 2.8 | 37.04 | [5 empty] | 1.1 | 33.98 |  |  |  | 13 | 55.4 |  |  |  |  | 3.9 | 39.02 |  |  |  |  | 1.1 | 33.98 | [5 empty] | 13.9 | 57.02 |  |  |  | 8.9 | 48.02 |  |  |  |  | 2.2 | 35.96 |  |  |  |  | -0.6 | 30.92
1994-11-25 | 22:00 | 8.3 | 46.94 | WEEKDAY | #N/A | 1978-11-25 | 22:00 | 1.1 | 33.98 |  |  | 1998-11-25 | 22:00 | 4 | 39.2 |  |  | 2000-11-25 | 22:00 | 3.3 | 37.94 | [5 empty] | 0.6 | 33.08 |  |  |  | 13 | 55.4 |  |  |  |  | 3.3 | 37.94 |  |  |  |  | 0.6 | 33.08 | [5 empty] | 14.4 | 57.92 |  |  |  | 7.8 | 46.04 |  |  |  |  | 4.4 | 39.92 |  |  |  |  | -0.6 | 30.92
1994-11-25 | 23:00 | 7.8 | 46.04 | WEEKDAY | #N/A | 1978-11-25 | 23:00 | 0.6 | 33.08 |  |  | 1998-11-25 | 23:00 | 5 | 41 |  |  | 2000-11-25 | 23:00 | 4.4 | 39.92 | [5 empty] | 0 | 32 |  |  |  | 13 | 55.4 |  |  |  |  | 3.3 | 37.94 |  |  |  |  | -0.6 | 30.92 | [5 empty] | 14.4 | 57.92 |  |  |  | 8.3 | 46.94 |  |  |  |  | 4.4 | 39.92 |  |  |  |  | 0.6 | 33.08
1994-11-25 | 24:00 | 7.8 | 46.04 | WEEKDAY | #N/A | 1978-11-25 | 24:00 | 0 | 32 |  |  | 1998-11-25 | 24:00 | 5 | 41 |  |  | 2000-11-25 | 24:00 | 5 | 41 | [5 empty] | -1.7 | 28.94 |  |  |  | 12 | 53.6 |  |  |  |  | 2.8 | 37.04 |  |  |  |  | -1.1 | 30.02 | [5 empty] | 12.2 | 53.96 |  |  |  | 9.4 | 48.92 |  |  |  |  | 5.6 | 42.08 |  |  |  |  | 0.6 | 33.08
1994-11-26 | 1:00 | 8.3 | 46.94 | SATURDAY | #N/A | 1978-11-26 | 1:00 | 0 | 32 |  |  | 1998-11-26 | 1:00 | 6 | 42.8 |  |  | 2000-11-26 | 1:00 | 6.1 | 42.98 | [5 empty] | -1.7 | 28.94 |  |  |  | 11.5 | 52.7 |  |  |  |  | 2.8 | 37.04 |  |  |  |  | -1.1 | 30.02 | [5 empty] | 10 | 50 |  |  |  | 10 | 50 |  |  |  |  | 6.1 | 42.98 |  |  |  |  | -1.1 | 30.02
1994-11-26 | 2:00 | 7.8 | 46.04 | SATURDAY | #N/A | 1978-11-26 | 2:00 | -0.6 | 30.92 |  |  | 1998-11-26 | 2:00 | 7 | 44.6 |  |  | 2000-11-26 | 2:00 | 6.7 | 44.06 | [5 empty] | -1.7 | 28.94 |  |  |  | 11 | 51.8 |  |  |  |  | 2.8 | 37.04 |  |  |  |  | -1.7 | 28.94 | [5 empty] | 8.9 | 48.02 |  |  |  | 9.4 | 48.92 |  |  |  |  | 6.1 | 42.98 |  |  |  |  | -1.1 | 30.02
1994-11-26 | 3:00 | 7.2 | 44.96 | SATURDAY | #N/A | 1978-11-26 | 3:00 | -0.6 | 30.92 |  |  | 1998-11-26 | 3:00 | 7 | 44.6 |  |  | 2000-11-26 | 3:00 | 6.7 | 44.06 | [5 empty] | -1.1 | 30.02 |  |  |  | 11 | 51.8 |  |  |  |  | 3.3 | 37.94 |  |  |  |  | -2.2 | 28.04 | [5 empty] | 5.6 | 42.08 |  |  |  | 10.6 | 51.08 |  |  |  |  | 6.7 | 44.06 |  |  |  |  | -1.7 | 28.94
1994-11-26 | 4:00 | 6.1 | 42.98 | SATURDAY | #N/A | 1978-11-26 | 4:00 | -1.1 | 30.02 |  |  | 1998-11-26 | 4:00 | 7 | 44.6 |  |  | 2000-11-26 | 4:00 | 7.8 | 46.04 | [5 empty] | -1.1 | 30.02 |  |  |  | 11 | 51.8 |  |  |  |  | 3.9 | 39.02 |  |  |  |  | -2.8 | 26.96 | [5 empty] | 4.4 | 39.92 |  |  |  | 10 | 50 |  |  |  |  | 6.7 | 44.06 |  |  |  |  | -1.7 | 28.94
1994-11-26 | 5:00 | 6.1 | 42.98 | SATURDAY | #N/A | 1978-11-26 | 5:00 | -1.7 | 28.94 |  |  | 1998-11-26 | 5:00 | 8 | 46.4 |  |  | 2000-11-26 | 5:00 | 8.9 | 48.02 | [5 empty] | -0.6 | 30.92 |  |  |  | 10 | 50 |  |  |  |  | 5 | 41 |  |  |  |  | -2.8 | 26.96 | [5 empty] | 3.3 | 37.94 |  |  |  | 10.6 | 51.08 |  |  |  |  | 7.8 | 46.04 |  |  |  |  | -1.7 | 28.94
1994-11-26 | 6:00 | 6.1 | 42.98 | SATURDAY | #N/A | 1978-11-26 | 6:00 | -2.2 | 28.04 |  |  | 1998-11-26 | 6:00 | 8 | 46.4 |  |  | 2000-11-26 | 6:00 | 8.9 | 48.02 | [5 empty] | -1.7 | 28.94 |  |  |  | 10 | 50 |  |  |  |  | 2.2 | 35.96 |  |  |  |  | -3.9 | 24.98 | [5 empty] | 2.8 | 37.04 |  |  |  | 10.6 | 51.08 |  |  |  |  | 7.8 | 46.04 |  |  |  |  | -2.2 | 28.04
1994-11-26 | 7:00 | 5.6 | 42.08 | SATURDAY | #N/A | 1978-11-26 | 7:00 | -2.8 | 26.96 |  |  | 1998-11-26 | 7:00 | 8 | 46.4 |  |  | 2000-11-26 | 7:00 | 8.3 | 46.94 | [5 empty] | -1.7 | 28.94 |  |  |  | 10 | 50 |  |  |  |  | 4.4 | 39.92 |  |  |  |  | -3.9 | 24.98 | [5 empty] | 2.8 | 37.04 |  |  |  | 10 | 50 |  |  |  |  | 7.2 | 44.96 |  |  |  |  | -2.8 | 26.96
1994-11-26 | 8:00 | 5.6 | 42.08 | SATURDAY | #N/A | 1978-11-26 | 8:00 | -2.8 | 26.96 |  |  | 1998-11-26 | 8:00 | 9 | 48.2 |  |  | 2000-11-26 | 8:00 | 8.9 | 48.02 | [5 empty] | -0.6 | 30.92 |  |  |  | 9 | 48.2 |  |  |  |  | 5 | 41 |  |  |  |  | -3.3 | 26.06 | [5 empty] | 1.7 | 35.06 |  |  |  | 10.6 | 51.08 |  |  |  |  | 8.3 | 46.94 |  |  |  |  | -2.8 | 26.96
1994-11-26 | 9:00 | 6.1 | 42.98 | SATURDAY | #N/A | 1978-11-26 | 9:00 | -2.2 | 28.04 |  |  | 1998-11-26 | 9:00 | 9 | 48.2 |  |  | 2000-11-26 | 9:00 | 9.4 | 48.92 | [5 empty] | 4.4 | 39.92 |  |  |  | 9 | 48.2 |  |  |  |  | 5.6 | 42.08 |  |  |  |  | -1.7 | 28.94 | [5 empty] | 1.1 | 33.98 |  |  |  | 10.6 | 51.08 |  |  |  |  | 8.3 | 46.94 |  |  |  |  | -2.8 | 26.96
1994-11-26 | 10:00 | 6.7 | 44.06 | SATURDAY | #N/A | 1978-11-26 | 10:00 | -1.7 | 28.94 |  |  | 1998-11-26 | 10:00 | 10 | 50 |  |  | 2000-11-26 | 10:00 | 10 | 50 | [5 empty] | 5.6 | 42.08 |  |  |  | 9 | 48.2 |  |  |  |  | 6.1 | 42.98 |  |  |  |  | -0.6 | 30.92 | [5 empty] | 0.6 | 33.08 |  |  |  | 11.7 | 53.06 |  |  |  |  | 8.9 | 48.02 |  |  |  |  | -1.7 | 28.94
1994-11-26 | 11:00 | 7.2 | 44.96 | SATURDAY | #N/A | 1978-11-26 | 11:00 | -0.6 | 30.92 |  |  | 1998-11-26 | 11:00 | 10 | 50 |  |  | 2000-11-26 | 11:00 | 10.6 | 51.08 | [5 empty] | 7.8 | 46.04 |  |  |  | 10 | 50 |  |  |  |  | 7.2 | 44.96 |  |  |  |  | 0 | 32 | [5 empty] | 0.6 | 33.08 |  |  |  | 15 | 59 |  |  |  |  | 12.2 | 53.96 |  |  |  |  | -2.2 | 28.04
1994-11-26 | 12:00 | 7.2 | 44.96 | SATURDAY | #N/A | 1978-11-26 | 12:00 | 0.6 | 33.08 |  |  | 1998-11-26 | 12:00 | 11 | 51.8 |  |  | 2000-11-26 | 12:00 | 10.6 | 51.08 | [5 empty] | 7.8 | 46.04 |  |  |  | 10 | 50 |  |  |  |  | 10 | 50 |  |  |  |  | 0.6 | 33.08 | [5 empty] | 0.6 | 33.08 |  |  |  | 16.7 | 62.06 |  |  |  |  | 15.6 | 60.08 |  |  |  |  | -1.7 | 28.94
1994-11-26 | 13:00 | 6.7 | 44.06 | SATURDAY | #N/A | 1978-11-26 | 13:00 | 0.6 | 33.08 |  |  | 1998-11-26 | 13:00 | 11 | 51.8 |  |  | 2000-11-26 | 13:00 | 11.1 | 51.98 | [5 empty] | 7.8 | 46.04 |  |  |  | 11 | 51.8 |  |  |  |  | 12.2 | 53.96 |  |  |  |  | 2.8 | 37.04 | [5 empty] | 0.6 | 33.08 |  |  |  | 17.2 | 62.96 |  |  |  |  | 16.1 | 60.98 |  |  |  |  | -1.7 | 28.94
1994-11-26 | 14:00 | 7.2 | 44.96 | SATURDAY | #N/A | 1978-11-26 | 14:00 | 1.7 | 35.06 |  |  | 1998-11-26 | 14:00 | 10 | 50 |  |  | 2000-11-26 | 14:00 | 12.2 | 53.96 | [5 empty] | 7.2 | 44.96 |  |  |  | 12 | 53.6 |  |  |  |  | 12.8 | 55.04 |  |  |  |  | 2.8 | 37.04 | [5 empty] | 0.6 | 33.08 |  |  |  | 18.9 | 66.02 |  |  |  |  | 17.2 | 62.96 |  |  |  |  | -1.1 | 30.02
1994-11-26 | 15:00 | 6.7 | 44.06 | SATURDAY | #N/A | 1978-11-26 | 15:00 | 1.1 | 33.98 |  |  | 1998-11-26 | 15:00 | 9 | 48.2 |  |  | 2000-11-26 | 15:00 | 13.3 | 55.94 | [5 empty] | 7.2 | 44.96 |  |  |  | 12 | 53.6 |  |  |  |  | 12.2 | 53.96 |  |  |  |  | 2.8 | 37.04 | [5 empty] | 0 | 32 |  |  |  | 17.8 | 64.04 |  |  |  |  | 15.6 | 60.08 |  |  |  |  | -1.1 | 30.02
1994-11-26 | 16:00 | 6.7 | 44.06 | SATURDAY | #N/A | 1978-11-26 | 16:00 | 0.6 | 33.08 |  |  | 1998-11-26 | 16:00 | 9 | 48.2 |  |  | 2000-11-26 | 16:00 | 12.8 | 55.04 | [5 empty] | 6.7 | 44.06 |  |  |  | 12 | 53.6 |  |  |  |  | 11.1 | 51.98 |  |  |  |  | 2.2 | 35.96 | [5 empty] | 0 | 32 |  |  |  | 17.2 | 62.96 |  |  |  |  | 15 | 59 |  |  |  |  | -1.1 | 30.02
1994-11-26 | 17:00 | 5.6 | 42.08 | SATURDAY | #N/A | 1978-11-26 | 17:00 | -0.6 | 30.92 |  |  | 1998-11-26 | 17:00 | 9 | 48.2 |  |  | 2000-11-26 | 17:00 | 11.7 | 53.06 | [5 empty] | 5.6 | 42.08 |  |  |  | 11 | 51.8 |  |  |  |  | 9.4 | 48.92 |  |  |  |  | 1.1 | 33.98 | [5 empty] | 0 | 32 |  |  |  | 15.6 | 60.08 |  |  |  |  | 15 | 59 |  |  |  |  | -1.7 | 28.94
1994-11-26 | 18:00 | 5 | 41 | SATURDAY | #N/A | 1978-11-26 | 18:00 | -0.6 | 30.92 |  |  | 1998-11-26 | 18:00 | 9 | 48.2 |  |  | 2000-11-26 | 18:00 | 11.1 | 51.98 | [5 empty] | 5.6 | 42.08 |  |  |  | 11 | 51.8 |  |  |  |  | 10 | 50 |  |  |  |  | 0.6 | 33.08 | [5 empty] | 0 | 32 |  |  |  | 15 | 59 |  |  |  |  | 14.4 | 57.92 |  |  |  |  | -1.7 | 28.94
1994-11-26 | 19:00 | 3.9 | 39.02 | SATURDAY | #N/A | 1978-11-26 | 19:00 | -1.1 | 30.02 |  |  | 1998-11-26 | 19:00 | 9 | 48.2 |  |  | 2000-11-26 | 19:00 | 10.6 | 51.08 | [5 empty] | 6.1 | 42.98 |  |  |  | 9 | 48.2 |  |  |  |  | 8.3 | 46.94 |  |  |  |  | 0.6 | 33.08 | [5 empty] | -0.6 | 30.92 |  |  |  | 14.4 | 57.92 |  |  |  |  | 13.9 | 57.02 |  |  |  |  | -2.2 | 28.04
1994-11-26 | 20:00 | 3.3 | 37.94 | SATURDAY | #N/A | 1978-11-26 | 20:00 | -1.1 | 30.02 |  |  | 1998-11-26 | 20:00 | 9 | 48.2 |  |  | 2000-11-26 | 20:00 | 11 | 51.8 | [5 empty] | 2.2 | 35.96 |  |  |  | 9 | 48.2 |  |  |  |  | 10.6 | 51.08 |  |  |  |  | 1.1 | 33.98 | [5 empty] | -0.6 | 30.92 |  |  |  | 13.9 | 57.02 |  |  |  |  | 12.8 | 55.04 |  |  |  |  | -2.2 | 28.04
1994-11-26 | 21:00 | 2.2 | 35.96 | SATURDAY | #N/A | 1978-11-26 | 21:00 | -1.7 | 28.94 |  |  | 1998-11-26 | 21:00 | 9 | 48.2 |  |  | 2000-11-26 | 21:00 | 10 | 50 | [5 empty] | 1.7 | 35.06 |  |  |  | 8 | 46.4 |  |  |  |  | 9.4 | 48.92 |  |  |  |  | 0.6 | 33.08 | [5 empty] | -0.6 | 30.92 |  |  |  | 14.4 | 57.92 |  |  |  |  | 12.8 | 55.04 |  |  |  |  | -2.8 | 26.96
1994-11-26 | 22:00 | 1.7 | 35.06 | SATURDAY | #N/A | 1978-11-26 | 22:00 | -2.2 | 28.04 |  |  | 1998-11-26 | 22:00 | 9 | 48.2 |  |  | 2000-11-26 | 22:00 | 10 | 50 | [5 empty] | 1.7 | 35.06 |  |  |  | 7 | 44.6 |  |  |  |  | 9.4 | 48.92 |  |  |  |  | -0.6 | 30.92 | [5 empty] | -0.6 | 30.92 |  |  |  | 13.9 | 57.02 |  |  |  |  | 13.3 | 55.94 |  |  |  |  | -2.8 | 26.96
1994-11-26 | 23:00 | 1.1 | 33.98 | SATURDAY | #N/A | 1978-11-26 | 23:00 | -2.2 | 28.04 |  |  | 1998-11-26 | 23:00 | 8 | 46.4 |  |  | 2000-11-26 | 23:00 | 8.9 | 48.02 | [5 empty] | 2.8 | 37.04 |  |  |  | 6 | 42.8 |  |  |  |  | 10 | 50 |  |  |  |  | 0.6 | 33.08 | [5 empty] | -0.6 | 30.92 |  |  |  | 15 | 59 |  |  |  |  | 12.8 | 55.04 |  |  |  |  | -2.8 | 26.96
1994-11-26 | 24:00 | 0.6 | 33.08 | SATURDAY | #N/A | 1978-11-26 | 24:00 | -2.8 | 26.96 |  |  | 1998-11-26 | 24:00 | 8 | 46.4 |  |  | 2000-11-26 | 24:00 | 8.3 | 46.94 | [5 empty] | 3.3 | 37.94 |  |  |  | 5 | 41 |  |  |  |  | 9.4 | 48.92 |  |  |  |  | 0 | 32 | [5 empty] | 0 | 32 |  |  |  | 15.6 | 60.08 |  |  |  |  | 13.9 | 57.02 |  |  |  |  | -2.8 | 26.96
1994-11-27 | 1:00 | 0 | 32 | SUNDAY | #N/A | 1978-11-27 | 1:00 | -2.8 | 26.96 |  |  | 1998-11-27 | 1:00 | 7 | 44.6 |  |  | 2000-11-27 | 1:00 | 8.9 | 48.02 | [5 empty] | 3.9 | 39.02 |  |  |  | 4 | 39.2 |  |  |  |  | 9.4 | 48.92 |  |  |  |  | -1.1 | 30.02 | [5 empty] | -0.6 | 30.92 |  |  |  | 16.1 | 60.98 |  |  |  |  | 13.9 | 57.02 |  |  |  |  | -2.8 | 26.96
1994-11-27 | 2:00 | -0.6 | 30.92 | SUNDAY | #N/A | 1978-11-27 | 2:00 | -2.8 | 26.96 |  |  | 1998-11-27 | 2:00 | 6 | 42.8 |  |  | 2000-11-27 | 2:00 | 8.3 | 46.94 | [5 empty] | 3.3 | 37.94 |  |  |  | 4 | 39.2 |  |  |  |  | 9.4 | 48.92 |  |  |  |  | -1.1 | 30.02 | [5 empty] | -0.6 | 30.92 |  |  |  | 16.7 | 62.06 |  |  |  |  | 13.3 | 55.94 |  |  |  |  | -3.3 | 26.06
1994-11-27 | 3:00 | -1.1 | 30.02 | SUNDAY | #N/A | 1978-11-27 | 3:00 | -3.3 | 26.06 |  |  | 1998-11-27 | 3:00 | 6 | 42.8 |  |  | 2000-11-27 | 3:00 | 7.2 | 44.96 | [5 empty] | 4.4 | 39.92 |  |  |  | 3 | 37.4 |  |  |  |  | 10 | 50 |  |  |  |  | -1.1 | 30.02 | [5 empty] | -0.6 | 30.92 |  |  |  | 15.6 | 60.08 |  |  |  |  | 14.4 | 57.92 |  |  |  |  | -3.3 | 26.06
1994-11-27 | 4:00 | -2.2 | 28.04 | SUNDAY | #N/A | 1978-11-27 | 4:00 | -3.3 | 26.06 |  |  | 1998-11-27 | 4:00 | 5.9 | 42.62 |  |  | 2000-11-27 | 4:00 | 6.7 | 44.06 | [5 empty] | 3.3 | 37.94 |  |  |  | 2 | 35.6 |  |  |  |  | 9.4 | 48.92 |  |  |  |  | -1.1 | 30.02 | [5 empty] | -0.6 | 30.92 |  |  |  | 17.2 | 62.96 |  |  |  |  | 14.4 | 57.92 |  |  |  |  | -3.9 | 24.98
1994-11-27 | 5:00 | -2.2 | 28.04 | SUNDAY | #N/A | 1978-11-27 | 5:00 | -3.3 | 26.06 |  |  | 1998-11-27 | 5:00 | 6 | 42.8 |  |  | 2000-11-27 | 5:00 | 6.1 | 42.98 | [5 empty] | 1.7 | 35.06 |  |  |  | 1 | 33.8 |  |  |  |  | 10 | 50 |  |  |  |  | -1.1 | 30.02 | [5 empty] | -0.6 | 30.92 |  |  |  | 17.8 | 64.04 |  |  |  |  | 15 | 59 |  |  |  |  | -4.4 | 24.08
1994-11-27 | 6:00 | -2.8 | 26.96 | SUNDAY | #N/A | 1978-11-27 | 6:00 | -2.8 | 26.96 |  |  | 1998-11-27 | 6:00 | 6 | 42.8 |  |  | 2000-11-27 | 6:00 | 6.7 | 44.06 | [5 empty] | 0 | 32 |  |  |  | 0 | 32 |  |  |  |  | 11.1 | 51.98 |  |  |  |  | -0.6 | 30.92 | [5 empty] | -0.6 | 30.92 |  |  |  | 18.3 | 64.94 |  |  |  |  | 15 | 59 |  |  |  |  | -5 | 23
1994-11-27 | 7:00 | -2.8 | 26.96 | SUNDAY | #N/A | 1978-11-27 | 7:00 | -3.3 | 26.06 |  |  | 1998-11-27 | 7:00 | 9 | 48.2 |  |  | 2000-11-27 | 7:00 | 7.2 | 44.96 | [5 empty] | 1.1 | 33.98 |  |  |  | 0 | 32 |  |  |  |  | 11.7 | 53.06 |  |  |  |  | -0.6 | 30.92 | [5 empty] | 0 | 32 |  |  |  | 18.3 | 64.94 |  |  |  |  | 15.6 | 60.08 |  |  |  |  | -5.6 | 21.92
1994-11-27 | 8:00 | -2.8 | 26.96 | SUNDAY | #N/A | 1978-11-27 | 8:00 | -3.3 | 26.06 |  |  | 1998-11-27 | 8:00 | 6 | 42.8 |  |  | 2000-11-27 | 8:00 | 7.8 | 46.04 | [5 empty] | 3.3 | 37.94 |  |  |  | 1 | 33.8 |  |  |  |  | 11.7 | 53.06 |  |  |  |  | 0 | 32 | [5 empty] | 0 | 32 |  |  |  | 17.2 | 62.96 |  |  |  |  | 16.1 | 60.98 |  |  |  |  | -6.7 | 19.94
1994-11-27 | 9:00 | -2.2 | 28.04 | SUNDAY | #N/A | 1978-11-27 | 9:00 | -2.8 | 26.96 |  |  | 1998-11-27 | 9:00 | 7 | 44.6 |  |  | 2000-11-27 | 9:00 | 8.3 | 46.94 | [5 empty] | 8.3 | 46.94 |  |  |  | 3 | 37.4 |  |  |  |  | 12.2 | 53.96 |  |  |  |  | 0.6 | 33.08 | [5 empty] | 1.1 | 33.98 |  |  |  | 17.2 | 62.96 |  |  |  |  | 16.7 | 62.06 |  |  |  |  | -6.1 | 21.02
1994-11-27 | 10:00 | -1.1 | 30.02 | SUNDAY | #N/A | 1978-11-27 | 10:00 | -2.2 | 28.04 |  |  | 1998-11-27 | 10:00 | 8 | 46.4 |  |  | 2000-11-27 | 10:00 | 9.4 | 48.92 | [5 empty] | 10 | 50 |  |  |  | 6 | 42.8 |  |  |  |  | 12.8 | 55.04 |  |  |  |  | 1.1 | 33.98 | [5 empty] | 1.7 | 35.06 |  |  |  | 11.7 | 53.06 |  |  |  |  | 18.3 | 64.94 |  |  |  |  | -4.4 | 24.08
1994-11-27 | 11:00 | -0.6 | 30.92 | SUNDAY | #N/A | 1978-11-27 | 11:00 | -1.7 | 28.94 |  |  | 1998-11-27 | 11:00 | 8 | 46.4 |  |  | 2000-11-27 | 11:00 | 10.6 | 51.08 | [5 empty] | 10.6 | 51.08 |  |  |  | 8 | 46.4 |  |  |  |  | 15 | 59 |  |  |  |  | 2.8 | 37.04 | [5 empty] | 2.2 | 35.96 |  |  |  | 13.9 | 57.02 |  |  |  |  | 15.6 | 60.08 |  |  |  |  | -4.4 | 24.08
1994-11-27 | 12:00 | 0.6 | 33.08 | SUNDAY | #N/A | 1978-11-27 | 12:00 | -1.1 | 30.02 |  |  | 1998-11-27 | 12:00 | 8.7 | 47.66 |  |  | 2000-11-27 | 12:00 | 10.6 | 51.08 | [5 empty] | 11.1 | 51.98 |  |  |  | 9 | 48.2 |  |  |  |  | 15.6 | 60.08 |  |  |  |  | 5 | 41 | [5 empty] | 2.2 | 35.96 |  |  |  | 15 | 59 |  |  |  |  | 15.6 | 60.08 |  |  |  |  | -3.3 | 26.06
1994-11-27 | 13:00 | 1.1 | 33.98 | SUNDAY | #N/A | 1978-11-27 | 13:00 | -0.6 | 30.92 |  |  | 1998-11-27 | 13:00 | 9 | 48.2 |  |  | 2000-11-27 | 13:00 | 11.1 | 51.98 | [5 empty] | 11.7 | 53.06 |  |  |  | 10 | 50 |  |  |  |  | 15 | 59 |  |  |  |  | 7.2 | 44.96 | [5 empty] | 2.8 | 37.04 |  |  |  | 13.3 | 55.94 |  |  |  |  | 15 | 59 |  |  |  |  | -2.8 | 26.96
1994-11-27 | 14:00 | 1.7 | 35.06 | SUNDAY | #N/A | 1978-11-27 | 14:00 | -0.6 | 30.92 |  |  | 1998-11-27 | 14:00 | 8 | 46.4 |  |  | 2000-11-27 | 14:00 | 10.6 | 51.08 | [5 empty] | 11.1 | 51.98 |  |  |  | 11 | 51.8 |  |  |  |  | 15 | 59 |  |  |  |  | 7.8 | 46.04 | [5 empty] | 2.8 | 37.04 |  |  |  | 11.7 | 53.06 |  |  |  |  | 16.1 | 60.98 |  |  |  |  | -2.8 | 26.96
1994-11-27 | 15:00 | 2.2 | 35.96 | SUNDAY | #N/A | 1978-11-27 | 15:00 | 0.6 | 33.08 |  |  | 1998-11-27 | 15:00 | 7 | 44.6 |  |  | 2000-11-27 | 15:00 | 10 | 50 | [5 empty] | 11.1 | 51.98 |  |  |  | 11 | 51.8 |  |  |  |  | 14.4 | 57.92 |  |  |  |  | 7.8 | 46.04 | [5 empty] | 2.2 | 35.96 |  |  |  | 10.6 | 51.08 |  |  |  |  | 13.3 | 55.94 |  |  |  |  | -3.3 | 26.06
1994-11-27 | 16:00 | 2.8 | 37.04 | SUNDAY | #N/A | 1978-11-27 | 16:00 | 1.1 | 33.98 |  |  | 1998-11-27 | 16:00 | 7 | 44.6 |  |  | 2000-11-27 | 16:00 | 9.4 | 48.92 | [5 empty] | 10 | 50 |  |  |  | 11 | 51.8 |  |  |  |  | 13.9 | 57.02 |  |  |  |  | 8.9 | 48.02 | [5 empty] | 1.7 | 35.06 |  |  |  | 10.6 | 51.08 |  |  |  |  | 11.7 | 53.06 |  |  |  |  | -3.3 | 26.06
1994-11-27 | 17:00 | 3.3 | 37.94 | SUNDAY | #N/A | 1978-11-27 | 17:00 | 1.7 | 35.06 |  |  | 1998-11-27 | 17:00 | 6 | 42.8 |  |  | 2000-11-27 | 17:00 | 9.4 | 48.92 | [5 empty] | 9.4 | 48.92 |  |  |  | 11 | 51.8 |  |  |  |  | 13.3 | 55.94 |  |  |  |  | 8.3 | 46.94 | [5 empty] | 0.6 | 33.08 |  |  |  | 8.9 | 48.02 |  |  |  |  | 10.6 | 51.08 |  |  |  |  | -3.9 | 24.98
1994-11-27 | 18:00 | 3.9 | 39.02 | SUNDAY | #N/A | 1978-11-27 | 18:00 | 2.8 | 37.04 |  |  | 1998-11-27 | 18:00 | 5 | 41 |  |  | 2000-11-27 | 18:00 | 9.4 | 48.92 | [5 empty] | 8.3 | 46.94 |  |  |  | 10 | 50 |  |  |  |  | 13.3 | 55.94 |  |  |  |  | 7.8 | 46.04 | [5 empty] | 0 | 32 |  |  |  | 8.9 | 48.02 |  |  |  |  | 10 | 50 |  |  |  |  | -3.9 | 24.98
1994-11-27 | 19:00 | 5 | 41 | SUNDAY | #N/A | 1978-11-27 | 19:00 | 3.3 | 37.94 |  |  | 1998-11-27 | 19:00 | 5 | 41 |  |  | 2000-11-27 | 19:00 | 10 | 50 | [5 empty] | 8.3 | 46.94 |  |  |  | 11 | 51.8 |  |  |  |  | 12.8 | 55.04 |  |  |  |  | 7.2 | 44.96 | [5 empty] | -0.6 | 30.92 |  |  |  | 8.9 | 48.02 |  |  |  |  | 10 | 50 |  |  |  |  | -3.9 | 24.98
1994-11-27 | 20:00 | 5 | 41 | SUNDAY | #N/A | 1978-11-27 | 20:00 | 2.2 | 35.96 |  |  | 1998-11-27 | 20:00 | 5 | 41 |  |  | 2000-11-27 | 20:00 | 8.9 | 48.02 | [5 empty] | 8.3 | 46.94 |  |  |  | 10 | 50 |  |  |  |  | 12.8 | 55.04 |  |  |  |  | 6.7 | 44.06 | [5 empty] | -0.6 | 30.92 |  |  |  | 8.3 | 46.94 |  |  |  |  | 9.4 | 48.92 |  |  |  |  | -3.9 | 24.98
1994-11-27 | 21:00 | 5 | 41 | SUNDAY | #N/A | 1978-11-27 | 21:00 | 2.8 | 37.04 |  |  | 1998-11-27 | 21:00 | 5 | 41 |  |  | 2000-11-27 | 21:00 | 8.9 | 48.02 | [5 empty] | 7.8 | 46.04 |  |  |  | 9 | 48.2 |  |  |  |  | 12.8 | 55.04 |  |  |  |  | 6.7 | 44.06 | [5 empty] | -0.6 | 30.92 |  |  |  | 7.2 | 44.96 |  |  |  |  | 9.4 | 48.92 |  |  |  |  | -3.9 | 24.98
1994-11-27 | 22:00 | 6.7 | 44.06 | SUNDAY | #N/A | 1978-11-27 | 22:00 | 2.8 | 37.04 |  |  | 1998-11-27 | 22:00 | 5 | 41 |  |  | 2000-11-27 | 22:00 | 8.3 | 46.94 | [5 empty] | 8.9 | 48.02 |  |  |  | 8.9 | 48.02 |  |  |  |  | 13.3 | 55.94 |  |  |  |  | 6.1 | 42.98 | [5 empty] | 0 | 32 |  |  |  | 6.7 | 44.06 |  |  |  |  | 8.9 | 48.02 |  |  |  |  | -3.9 | 24.98
1994-11-27 | 23:00 | 6.7 | 44.06 | SUNDAY | #N/A | 1978-11-27 | 23:00 | 2.2 | 35.96 |  |  | 1998-11-27 | 23:00 | 5 | 41 |  |  | 2000-11-27 | 23:00 | 8.9 | 48.02 | [5 empty] | 10.6 | 51.08 |  |  |  | 9 | 48.2 |  |  |  |  | 12.2 | 53.96 |  |  |  |  | 6.1 | 42.98 | [5 empty] | 0.6 | 33.08 |  |  |  | 6.1 | 42.98 |  |  |  |  | 7.8 | 46.04 |  |  |  |  | -4.4 | 24.08
1994-11-27 | 24:00 | 6.7 | 44.06 | SUNDAY | #N/A | 1978-11-27 | 24:00 | 1.7 | 35.06 |  |  | 1998-11-27 | 24:00 | 4 | 39.2 |  |  | 2000-11-27 | 24:00 | 8.3 | 46.94 | [5 empty] | 10.6 | 51.08 |  |  |  | 9 | 48.2 |  |  |  |  | 12.2 | 53.96 |  |  |  |  | 7.2 | 44.96 | [5 empty] | 0.6 | 33.08 |  |  |  | 5 | 41 |  |  |  |  | 6.7 | 44.06 |  |  |  |  | -5 | 23
1994-11-28 | 1:00 | 6.7 | 44.06 | WEEKDAY | #N/A | 1978-11-28 | 1:00 | 1.7 | 35.06 |  |  | 1998-11-28 | 1:00 | 4 | 39.2 |  |  | 2000-11-28 | 1:00 | 8.3 | 46.94 | [5 empty] | 10.6 | 51.08 |  |  |  | 9 | 48.2 |  |  |  |  | 11.7 | 53.06 |  |  |  |  | 7.8 | 46.04 | [5 empty] | 0.6 | 33.08 |  |  |  | 4.4 | 39.92 |  |  |  |  | 6.1 | 42.98 |  |  |  |  | -5 | 23
1994-11-28 | 2:00 | 6.1 | 42.98 | WEEKDAY | #N/A | 1978-11-28 | 2:00 | 1.1 | 33.98 |  |  | 1998-11-28 | 2:00 | 3 | 37.4 |  |  | 2000-11-28 | 2:00 | 7.8 | 46.04 | [5 empty] | 11.1 | 51.98 |  |  |  | 9 | 48.2 |  |  |  |  | 10.6 | 51.08 |  |  |  |  | 7.8 | 46.04 | [5 empty] | 1.1 | 33.98 |  |  |  | 4.4 | 39.92 |  |  |  |  | 5 | 41 |  |  |  |  | -5 | 23
1994-11-28 | 3:00 | 7.2 | 44.96 | WEEKDAY | #N/A | 1978-11-28 | 3:00 | 1.7 | 35.06 |  |  | 1998-11-28 | 3:00 | 3 | 37.4 |  |  | 2000-11-28 | 3:00 | 6.7 | 44.06 | [5 empty] | 11.1 | 51.98 |  |  |  | 7 | 44.6 |  |  |  |  | 8.9 | 48.02 |  |  |  |  | 8.3 | 46.94 | [5 empty] | 1.1 | 33.98 |  |  |  | 4.4 | 39.92 |  |  |  |  | 4.4 | 39.92 |  |  |  |  | -5.6 | 21.92
1994-11-28 | 4:00 | 7.8 | 46.04 | WEEKDAY | #N/A | 1978-11-28 | 4:00 | 1.7 | 35.06 |  |  | 1998-11-28 | 4:00 | 3 | 37.4 |  |  | 2000-11-28 | 4:00 | 6.7 | 44.06 | [5 empty] | 11.1 | 51.98 |  |  |  | 6 | 42.8 |  |  |  |  | 7.8 | 46.04 |  |  |  |  | 8.3 | 46.94 | [5 empty] | 1.1 | 33.98 |  |  |  | 4.4 | 39.92 |  |  |  |  | 4.4 | 39.92 |  |  |  |  | -5.6 | 21.92
1994-11-28 | 5:00 | 8.3 | 46.94 | WEEKDAY | #N/A | 1978-11-28 | 5:00 | 1.7 | 35.06 |  |  | 1998-11-28 | 5:00 | 2.4 | 36.32 |  |  | 2000-11-28 | 5:00 | 6.1 | 42.98 | [5 empty] | 11.7 | 53.06 |  |  |  | 6 | 42.8 |  |  |  |  | 6.1 | 42.98 |  |  |  |  | 8.3 | 46.94 | [5 empty] | 1.1 | 33.98 |  |  |  | 4.4 | 39.92 |  |  |  |  | 4.4 | 39.92 |  |  |  |  | -6.1 | 21.02
1994-11-28 | 6:00 | 8.9 | 48.02 | WEEKDAY | #N/A | 1978-11-28 | 6:00 | 2.2 | 35.96 |  |  | 1998-11-28 | 6:00 | 2 | 35.6 |  |  | 2000-11-28 | 6:00 | 4.4 | 39.92 | [5 empty] | 11.7 | 53.06 |  |  |  | 9 | 48.2 |  |  |  |  | 4.4 | 39.92 |  |  |  |  | 8.3 | 46.94 | [5 empty] | 1.1 | 33.98 |  |  |  | 3.3 | 37.94 |  |  |  |  | 4.4 | 39.92 |  |  |  |  | -5.6 | 21.92
1994-11-28 | 7:00 | 9.4 | 48.92 | WEEKDAY | #N/A | 1978-11-28 | 7:00 | 2.8 | 37.04 |  |  | 1998-11-28 | 7:00 | 5 | 41 |  |  | 2000-11-28 | 7:00 | 3.9 | 39.02 | [5 empty] | 11.7 | 53.06 |  |  |  | 6 | 42.8 |  |  |  |  | 2.8 | 37.04 |  |  |  |  | 8.9 | 48.02 | [5 empty] | 1.7 | 35.06 |  |  |  | 3.9 | 39.02 |  |  |  |  | 3.9 | 39.02 |  |  |  |  | -5.6 | 21.92
1994-11-28 | 8:00 | 9.4 | 48.92 | WEEKDAY | #N/A | 1978-11-28 | 8:00 | 2.8 | 37.04 |  |  | 1998-11-28 | 8:00 | 5 | 41 |  |  | 2000-11-28 | 8:00 | 6.7 | 44.06 | [5 empty] | 11.7 | 53.06 |  |  |  | 6 | 42.8 |  |  |  |  | 2.2 | 35.96 |  |  |  |  | 9.4 | 48.92 | [5 empty] | 1.7 | 35.06 |  |  |  | 3.3 | 37.94 |  |  |  |  | 4.4 | 39.92 |  |  |  |  | -5.6 | 21.92
1994-11-28 | 9:00 | 10 | 50 | WEEKDAY | #N/A | 1978-11-28 | 9:00 | 2.8 | 37.04 |  |  | 1998-11-28 | 9:00 | 7 | 44.6 |  |  | 2000-11-28 | 9:00 | 7.2 | 44.96 | [5 empty] | 12.2 | 53.96 |  |  |  | 9 | 48.2 |  |  |  |  | 1.7 | 35.06 |  |  |  |  | 10 | 50 | [5 empty] | 2.2 | 35.96 |  |  |  | 2.2 | 35.96 |  |  |  |  | 3.9 | 39.02 |  |  |  |  | -6.7 | 19.94
1994-11-28 | 10:00 | 11.7 | 53.06 | WEEKDAY | #N/A | 1978-11-28 | 10:00 | 3.3 | 37.94 |  |  | 1998-11-28 | 10:00 | 7 | 44.6 |  |  | 2000-11-28 | 10:00 | 8.3 | 46.94 | [5 empty] | 12.8 | 55.04 |  |  |  | 12 | 53.6 |  |  |  |  | 1.7 | 35.06 |  |  |  |  | 11.1 | 51.98 | [5 empty] | 2.8 | 37.04 |  |  |  | 2.2 | 35.96 |  |  |  |  | 3.9 | 39.02 |  |  |  |  | -4.4 | 24.08
1994-11-28 | 11:00 | 14.4 | 57.92 | WEEKDAY | #N/A | 1978-11-28 | 11:00 | 3.3 | 37.94 |  |  | 1998-11-28 | 11:00 | 10 | 50 |  |  | 2000-11-28 | 11:00 | 8.9 | 48.02 | [5 empty] | 12.2 | 53.96 |  |  |  | 14 | 57.2 |  |  |  |  | 2.2 | 35.96 |  |  |  |  | 10.6 | 51.08 | [5 empty] | 4.4 | 39.92 |  |  |  | 3.3 | 37.94 |  |  |  |  | 3.3 | 37.94 |  |  |  |  | -3.3 | 26.06
1994-11-28 | 12:00 | 14.4 | 57.92 | WEEKDAY | #N/A | 1978-11-28 | 12:00 | 3.9 | 39.02 |  |  | 1998-11-28 | 12:00 | 13 | 55.4 |  |  | 2000-11-28 | 12:00 | 9.4 | 48.92 | [5 empty] | 12.8 | 55.04 |  |  |  | 15 | 59 |  |  |  |  | 2.8 | 37.04 |  |  |  |  | 10 | 50 | [5 empty] | 5.6 | 42.08 |  |  |  | 1.1 | 33.98 |  |  |  |  | 3.3 | 37.94 |  |  |  |  | -3.3 | 26.06
1994-11-28 | 13:00 | 15 | 59 | WEEKDAY | #N/A | 1978-11-28 | 13:00 | 3.9 | 39.02 |  |  | 1998-11-28 | 13:00 | 15 | 59 |  |  | 2000-11-28 | 13:00 | 8.3 | 46.94 | [5 empty] | 13.3 | 55.94 |  |  |  | 16 | 60.8 |  |  |  |  | 2.8 | 37.04 |  |  |  |  | 10.6 | 51.08 | [5 empty] | 5.6 | 42.08 |  |  |  | 1.1 | 33.98 |  |  |  |  | 3.3 | 37.94 |  |  |  |  | -2.8 | 26.96
1994-11-28 | 14:00 | 16.7 | 62.06 | WEEKDAY | #N/A | 1978-11-28 | 14:00 | 4.4 | 39.92 |  |  | 1998-11-28 | 14:00 | 16 | 60.8 |  |  | 2000-11-28 | 14:00 | 8.9 | 48.02 | [5 empty] | 13.9 | 57.02 |  |  |  | 16 | 60.8 |  |  |  |  | 3.9 | 39.02 |  |  |  |  | 10.6 | 51.08 | [5 empty] | 6.1 | 42.98 |  |  |  | 1.7 | 35.06 |  |  |  |  | 2.8 | 37.04 |  |  |  |  | -2.2 | 28.04
1994-11-28 | 15:00 | 16.1 | 60.98 | WEEKDAY | #N/A | 1978-11-28 | 15:00 | 5 | 41 |  |  | 1998-11-28 | 15:00 | 17 | 62.6 |  |  | 2000-11-28 | 15:00 | 9.4 | 48.92 | [5 empty] | 13.9 | 57.02 |  |  |  | 16 | 60.8 |  |  |  |  | 3.9 | 39.02 |  |  |  |  | 10.6 | 51.08 | [5 empty] | 5.6 | 42.08 |  |  |  | 2.2 | 35.96 |  |  |  |  | 2.8 | 37.04 |  |  |  |  | -2.2 | 28.04
1994-11-28 | 16:00 | 16.7 | 62.06 | WEEKDAY | #N/A | 1978-11-28 | 16:00 | 5.6 | 42.08 |  |  | 1998-11-28 | 16:00 | 16 | 60.8 |  |  | 2000-11-28 | 16:00 | 9.4 | 48.92 | [5 empty] | 13.9 | 57.02 |  |  |  | 14 | 57.2 |  |  |  |  | 0.6 | 33.08 |  |  |  |  | 10.6 | 51.08 | [5 empty] | 5 | 41 |  |  |  | 2.2 | 35.96 |  |  |  |  | 2.2 | 35.96 |  |  |  |  | -2.2 | 28.04
1994-11-28 | 17:00 | 17.2 | 62.96 | WEEKDAY | #N/A | 1978-11-28 | 17:00 | 5.6 | 42.08 |  |  | 1998-11-28 | 17:00 | 15 | 59 |  |  | 2000-11-28 | 17:00 | 8.9 | 48.02 | [5 empty] | 14.4 | 57.92 |  |  |  | 13 | 55.4 |  |  |  |  | 0.6 | 33.08 |  |  |  |  | 10 | 50 | [5 empty] | 5 | 41 |  |  |  | 1.7 | 35.06 |  |  |  |  | 1.7 | 35.06 |  |  |  |  | -2.8 | 26.96
1994-11-28 | 18:00 | 18.3 | 64.94 | WEEKDAY | #N/A | 1978-11-28 | 18:00 | 5 | 41 |  |  | 1998-11-28 | 18:00 | 12 | 53.6 |  |  | 2000-11-28 | 18:00 | 8.3 | 46.94 | [5 empty] | 15 | 59 |  |  |  | 12 | 53.6 |  |  |  |  | -0.6 | 30.92 |  |  |  |  | 8.3 | 46.94 | [5 empty] | 5 | 41 |  |  |  | 1.7 | 35.06 |  |  |  |  | 1.1 | 33.98 |  |  |  |  | -2.2 | 28.04
1994-11-28 | 19:00 | 15 | 59 | WEEKDAY | #N/A | 1978-11-28 | 19:00 | 5 | 41 |  |  | 1998-11-28 | 19:00 | 10 | 50 |  |  | 2000-11-28 | 19:00 | 7.8 | 46.04 | [5 empty] | 15.6 | 60.08 |  |  |  | 11 | 51.8 |  |  |  |  | 0 | 32 |  |  |  |  | 7.8 | 46.04 | [5 empty] | 4.4 | 39.92 |  |  |  | 1.7 | 35.06 |  |  |  |  | 1.1 | 33.98 |  |  |  |  | -2.8 | 26.96
1994-11-28 | 20:00 | 14.4 | 57.92 | WEEKDAY | #N/A | 1978-11-28 | 20:00 | 4.4 | 39.92 |  |  | 1998-11-28 | 20:00 | 11 | 51.8 |  |  | 2000-11-28 | 20:00 | 6.1 | 42.98 | [5 empty] | 16.1 | 60.98 |  |  |  | 8 | 46.4 |  |  |  |  | 0 | 32 |  |  |  |  | 6.1 | 42.98 | [5 empty] | 5 | 41 |  |  |  | 1.7 | 35.06 |  |  |  |  | 1.1 | 33.98 |  |  |  |  | -3.9 | 24.98
1994-11-28 | 21:00 | 13.9 | 57.02 | WEEKDAY | #N/A | 1978-11-28 | 21:00 | 4.4 | 39.92 |  |  | 1998-11-28 | 21:00 | 10 | 50 |  |  | 2000-11-28 | 21:00 | 6.1 | 42.98 | [5 empty] | 16.1 | 60.98 |  |  |  | 6 | 42.8 |  |  |  |  | 0 | 32 |  |  |  |  | 6.7 | 44.06 | [5 empty] | 4.4 | 39.92 |  |  |  | 1.7 | 35.06 |  |  |  |  | 1.1 | 33.98 |  |  |  |  | -5 | 23
1994-11-28 | 22:00 | 13.3 | 55.94 | WEEKDAY | #N/A | 1978-11-28 | 22:00 | 3.9 | 39.02 |  |  | 1998-11-28 | 22:00 | 10 | 50 |  |  | 2000-11-28 | 22:00 | 6.1 | 42.98 | [5 empty] | 16.1 | 60.98 |  |  |  | 6 | 42.8 |  |  |  |  | -0.6 | 30.92 |  |  |  |  | 5.6 | 42.08 | [5 empty] | 4.4 | 39.92 |  |  |  | 1.7 | 35.06 |  |  |  |  | 1.7 | 35.06 |  |  |  |  | -5.6 | 21.92
1994-11-28 | 23:00 | 12.8 | 55.04 | WEEKDAY | #N/A | 1978-11-28 | 23:00 | 3.9 | 39.02 |  |  | 1998-11-28 | 23:00 | 7 | 44.6 |  |  | 2000-11-28 | 23:00 | 7.2 | 44.96 | [5 empty] | 15.6 | 60.08 |  |  |  | 4 | 39.2 |  |  |  |  | -0.6 | 30.92 |  |  |  |  | 5.6 | 42.08 | [5 empty] | 4.4 | 39.92 |  |  |  | 2.2 | 35.96 |  |  |  |  | 1.7 | 35.06 |  |  |  |  | -5.6 | 21.92
1994-11-28 | 24:00 | 12.8 | 55.04 | WEEKDAY | #N/A | 1978-11-28 | 24:00 | 3.3 | 37.94 |  |  | 1998-11-28 | 24:00 | 7 | 44.6 |  |  | 2000-11-28 | 24:00 | 6.7 | 44.06 | [5 empty] | 12.8 | 55.04 |  |  |  | 3.4 | 38.12 |  |  |  |  | -0.6 | 30.92 |  |  |  |  | 5.6 | 42.08 | [5 empty] | 3.9 | 39.02 |  |  |  | 2.2 | 35.96 |  |  |  |  | 2.2 | 35.96 |  |  |  |  | -5 | 23
1994-11-29 | 1:00 | 12.8 | 55.04 | WEEKDAY | #N/A | 1978-11-29 | 1:00 | 2.8 | 37.04 |  |  | 1998-11-29 | 1:00 | 5 | 41 |  |  | 2000-11-29 | 1:00 | 5.6 | 42.08 | [5 empty] | 11.7 | 53.06 |  |  |  | 3 | 37.4 |  |  |  |  | -0.6 | 30.92 |  |  |  |  | 5 | 41 | [5 empty] | 3.3 | 37.94 |  |  |  | 2.2 | 35.96 |  |  |  |  | 2.2 | 35.96 |  |  |  |  | -5 | 23
1994-11-29 | 2:00 | 11.7 | 53.06 | WEEKDAY | #N/A | 1978-11-29 | 2:00 | 2.8 | 37.04 |  |  | 1998-11-29 | 2:00 | 6 | 42.8 |  |  | 2000-11-29 | 2:00 | 4.4 | 39.92 | [5 empty] | 8.9 | 48.02 |  |  |  | 3 | 37.4 |  |  |  |  | 0 | 32 |  |  |  |  | 5.6 | 42.08 | [5 empty] | 2.8 | 37.04 |  |  |  | 2.8 | 37.04 |  |  |  |  | 2.8 | 37.04 |  |  |  |  | -5 | 23
1994-11-29 | 3:00 | 11.1 | 51.98 | WEEKDAY | #N/A | 1978-11-29 | 3:00 | 2.2 | 35.96 |  |  | 1998-11-29 | 3:00 | 5 | 41 |  |  | 2000-11-29 | 3:00 | 4.4 | 39.92 | [5 empty] | 6.7 | 44.06 |  |  |  | 3 | 37.4 |  |  |  |  | 0.6 | 33.08 |  |  |  |  | 5.6 | 42.08 | [5 empty] | 2.8 | 37.04 |  |  |  | 2.2 | 35.96 |  |  |  |  | 2.8 | 37.04 |  |  |  |  | -5.6 | 21.92
1994-11-29 | 4:00 | 10.6 | 51.08 | WEEKDAY | #N/A | 1978-11-29 | 4:00 | 2.2 | 35.96 |  |  | 1998-11-29 | 4:00 | 5 | 41 |  |  | 2000-11-29 | 4:00 | 3.9 | 39.02 | [5 empty] | 6.7 | 44.06 |  |  |  | 3 | 37.4 |  |  |  |  | 0.6 | 33.08 |  |  |  |  | 3.9 | 39.02 | [5 empty] | 3.3 | 37.94 |  |  |  | 1.1 | 33.98 |  |  |  |  | 2.2 | 35.96 |  |  |  |  | -5.6 | 21.92
1994-11-29 | 5:00 | 10 | 50 | WEEKDAY | #N/A | 1978-11-29 | 5:00 | 1.7 | 35.06 |  |  | 1998-11-29 | 5:00 | 6 | 42.8 |  |  | 2000-11-29 | 5:00 | 3.9 | 39.02 | [5 empty] | 6.7 | 44.06 |  |  |  | 3 | 37.4 |  |  |  |  | 1.1 | 33.98 |  |  |  |  | 3.3 | 37.94 | [5 empty] | 2.8 | 37.04 |  |  |  | 1.7 | 35.06 |  |  |  |  | 1.1 | 33.98 |  |  |  |  | -5.6 | 21.92
1994-11-29 | 6:00 | 10 | 50 | WEEKDAY | #N/A | 1978-11-29 | 6:00 | 1.1 | 33.98 |  |  | 1998-11-29 | 6:00 | 6 | 42.8 |  |  | 2000-11-29 | 6:00 | 3.9 | 39.02 | [5 empty] | 6.7 | 44.06 |  |  |  | 3 | 37.4 |  |  |  |  | 1.1 | 33.98 |  |  |  |  | 2.8 | 37.04 | [5 empty] | 3.3 | 37.94 |  |  |  | 1.7 | 35.06 |  |  |  |  | 2.2 | 35.96 |  |  |  |  | -5.6 | 21.92
1994-11-29 | 7:00 | 8.9 | 48.02 | WEEKDAY | #N/A | 1978-11-29 | 7:00 | 1.1 | 33.98 |  |  | 1998-11-29 | 7:00 | 5 | 41 |  |  | 2000-11-29 | 7:00 | 3.3 | 37.94 | [5 empty] | 6.1 | 42.98 |  |  |  | 6 | 42.8 |  |  |  |  | 1.1 | 33.98 |  |  |  |  | 2.2 | 35.96 | [5 empty] | 3.3 | 37.94 |  |  |  | 1.7 | 35.06 |  |  |  |  | 2.2 | 35.96 |  |  |  |  | -5 | 23
1994-11-29 | 8:00 | 9.4 | 48.92 | WEEKDAY | #N/A | 1978-11-29 | 8:00 | 2.2 | 35.96 |  |  | 1998-11-29 | 8:00 | 6 | 42.8 |  |  | 2000-11-29 | 8:00 | 3.9 | 39.02 | [5 empty] | 5.6 | 42.08 |  |  |  | 6 | 42.8 |  |  |  |  | 1.1 | 33.98 |  |  |  |  | 2.2 | 35.96 | [5 empty] | 3.3 | 37.94 |  |  |  | 1.7 | 35.06 |  |  |  |  | 2.2 | 35.96 |  |  |  |  | -4.4 | 24.08
1994-11-29 | 9:00 | 10 | 50 | WEEKDAY | #N/A | 1978-11-29 | 9:00 | 2.8 | 37.04 |  |  | 1998-11-29 | 9:00 | 10 | 50 |  |  | 2000-11-29 | 9:00 | 5.6 | 42.08 | [5 empty] | 6.1 | 42.98 |  |  |  | 6 | 42.8 |  |  |  |  | 0.6 | 33.08 |  |  |  |  | 2.8 | 37.04 | [5 empty] | 3.3 | 37.94 |  |  |  | 1.7 | 35.06 |  |  |  |  | 2.2 | 35.96 |  |  |  |  | -4.4 | 24.08
1994-11-29 | 10:00 | 11.7 | 53.06 | WEEKDAY | #N/A | 1978-11-29 | 10:00 | 3.9 | 39.02 |  |  | 1998-11-29 | 10:00 | 13 | 55.4 |  |  | 2000-11-29 | 10:00 | 6.7 | 44.06 | [5 empty] | 6.7 | 44.06 |  |  |  | 6 | 42.8 |  |  |  |  | 1.1 | 33.98 |  |  |  |  | 4.4 | 39.92 | [5 empty] | 3.9 | 39.02 |  |  |  | 1.7 | 35.06 |  |  |  |  | 2.8 | 37.04 |  |  |  |  | -3.9 | 24.98
1994-11-29 | 11:00 | 12.2 | 53.96 | WEEKDAY | #N/A | 1978-11-29 | 11:00 | 5.6 | 42.08 |  |  | 1998-11-29 | 11:00 | 12 | 53.6 |  |  | 2000-11-29 | 11:00 | 7.2 | 44.96 | [5 empty] | 7.2 | 44.96 |  |  |  | 6 | 42.8 |  |  |  |  | 0.6 | 33.08 |  |  |  |  | 4.4 | 39.92 | [5 empty] | 4.4 | 39.92 |  |  |  | 2.2 | 35.96 |  |  |  |  | 3.3 | 37.94 |  |  |  |  | -2.2 | 28.04
1994-11-29 | 12:00 | 12.8 | 55.04 | WEEKDAY | #N/A | 1978-11-29 | 12:00 | 6.1 | 42.98 |  |  | 1998-11-29 | 12:00 | 13 | 55.4 |  |  | 2000-11-29 | 12:00 | 8.3 | 46.94 | [5 empty] | 7.8 | 46.04 |  |  |  | 7 | 44.6 |  |  |  |  | 1.1 | 33.98 |  |  |  |  | 3.9 | 39.02 | [5 empty] | 4.4 | 39.92 |  |  |  | 2.2 | 35.96 |  |  |  |  | 3.3 | 37.94 |  |  |  |  | -2.2 | 28.04
1994-11-29 | 13:00 | 12.8 | 55.04 | WEEKDAY | #N/A | 1978-11-29 | 13:00 | 6.7 | 44.06 |  |  | 1998-11-29 | 13:00 | 14 | 57.2 |  |  | 2000-11-29 | 13:00 | 8.3 | 46.94 | [5 empty] | 7.8 | 46.04 |  |  |  | 7 | 44.6 |  |  |  |  | 1.1 | 33.98 |  |  |  |  | 4.4 | 39.92 | [5 empty] | 4.4 | 39.92 |  |  |  | 2.8 | 37.04 |  |  |  |  | 3.3 | 37.94 |  |  |  |  | -0.6 | 30.92
1994-11-29 | 14:00 | 13.3 | 55.94 | WEEKDAY | #N/A | 1978-11-29 | 14:00 | 6.7 | 44.06 |  |  | 1998-11-29 | 14:00 | 15 | 59 |  |  | 2000-11-29 | 14:00 | 9.4 | 48.92 | [5 empty] | 8.3 | 46.94 |  |  |  | 7 | 44.6 |  |  |  |  | 1.7 | 35.06 |  |  |  |  | 5 | 41 | [5 empty] | 5 | 41 |  |  |  | 2.8 | 37.04 |  |  |  |  | 3.3 | 37.94 |  |  |  |  | -0.6 | 30.92
1994-11-29 | 15:00 | 12.8 | 55.04 | WEEKDAY | #N/A | 1978-11-29 | 15:00 | 6.7 | 44.06 |  |  | 1998-11-29 | 15:00 | 14 | 57.2 |  |  | 2000-11-29 | 15:00 | 8.9 | 48.02 | [5 empty] | 7.8 | 46.04 |  |  |  | 7 | 44.6 |  |  |  |  | 2.2 | 35.96 |  |  |  |  | 4.4 | 39.92 | [5 empty] | 5 | 41 |  |  |  | 2.8 | 37.04 |  |  |  |  | 2.2 | 35.96 |  |  |  |  | -0.6 | 30.92
1994-11-29 | 16:00 | 12.8 | 55.04 | WEEKDAY | #N/A | 1978-11-29 | 16:00 | 6.1 | 42.98 |  |  | 1998-11-29 | 16:00 | 13 | 55.4 |  |  | 2000-11-29 | 16:00 | 8.3 | 46.94 | [5 empty] | 7.2 | 44.96 |  |  |  | 7 | 44.6 |  |  |  |  | 2.2 | 35.96 |  |  |  |  | 3.9 | 39.02 | [5 empty] | 5 | 41 |  |  |  | 2.8 | 37.04 |  |  |  |  | 1.7 | 35.06 |  |  |  |  | 0 | 32
1994-11-29 | 17:00 | 12.2 | 53.96 | WEEKDAY | #N/A | 1978-11-29 | 17:00 | 5.6 | 42.08 |  |  | 1998-11-29 | 17:00 | 10 | 50 |  |  | 2000-11-29 | 17:00 | 6.7 | 44.06 | [5 empty] | 7.2 | 44.96 |  |  |  | 7 | 44.6 |  |  |  |  | 1.1 | 33.98 |  |  |  |  | 2.2 | 35.96 | [5 empty] | 4.4 | 39.92 |  |  |  | 2.8 | 37.04 |  |  |  |  | 2.2 | 35.96 |  |  |  |  | 0.6 | 33.08
1994-11-29 | 18:00 | 11.7 | 53.06 | WEEKDAY | #N/A | 1978-11-29 | 18:00 | 6.1 | 42.98 |  |  | 1998-11-29 | 18:00 | 9 | 48.2 |  |  | 2000-11-29 | 18:00 | 5.6 | 42.08 | [5 empty] | 6.7 | 44.06 |  |  |  | 7 | 44.6 |  |  |  |  | 0 | 32 |  |  |  |  | 1.7 | 35.06 | [5 empty] | 4.4 | 39.92 |  |  |  | 2.2 | 35.96 |  |  |  |  | 2.2 | 35.96 |  |  |  |  | 0.6 | 33.08
1994-11-29 | 19:00 | 11.7 | 53.06 | WEEKDAY | #N/A | 1978-11-29 | 19:00 | 6.7 | 44.06 |  |  | 1998-11-29 | 19:00 | 9 | 48.2 |  |  | 2000-11-29 | 19:00 | 6.1 | 42.98 | [5 empty] | 6.1 | 42.98 |  |  |  | 7 | 44.6 |  |  |  |  | 0.6 | 33.08 |  |  |  |  | 1.1 | 33.98 | [5 empty] | 5 | 41 |  |  |  | 2.2 | 35.96 |  |  |  |  | 2.2 | 35.96 |  |  |  |  | 0.6 | 33.08
1994-11-29 | 20:00 | 11.7 | 53.06 | WEEKDAY | #N/A | 1978-11-29 | 20:00 | 6.1 | 42.98 |  |  | 1998-11-29 | 20:00 | 8 | 46.4 |  |  | 2000-11-29 | 20:00 | 7.8 | 46.04 | [5 empty] | 6.1 | 42.98 |  |  |  | 7 | 44.6 |  |  |  |  | -0.6 | 30.92 |  |  |  |  | 1.1 | 33.98 | [5 empty] | 5 | 41 |  |  |  | 1.7 | 35.06 |  |  |  |  | 1.7 | 35.06 |  |  |  |  | 1.1 | 33.98
1994-11-29 | 21:00 | 11.1 | 51.98 | WEEKDAY | #N/A | 1978-11-29 | 21:00 | 5.6 | 42.08 |  |  | 1998-11-29 | 21:00 | 8 | 46.4 |  |  | 2000-11-29 | 21:00 | 5.6 | 42.08 | [5 empty] | 5.6 | 42.08 |  |  |  | 7 | 44.6 |  |  |  |  | -1.1 | 30.02 |  |  |  |  | 1.1 | 33.98 | [5 empty] | 5.6 | 42.08 |  |  |  | 1.1 | 33.98 |  |  |  |  | 1.1 | 33.98 |  |  |  |  | 1.1 | 33.98
1994-11-29 | 22:00 | 11.1 | 51.98 | WEEKDAY | #N/A | 1978-11-29 | 22:00 | 5.6 | 42.08 |  |  | 1998-11-29 | 22:00 | 9 | 48.2 |  |  | 2000-11-29 | 22:00 | 4 | 39.2 | [5 empty] | 4.4 | 39.92 |  |  |  | 7 | 44.6 |  |  |  |  | -1.1 | 30.02 |  |  |  |  | 1.1 | 33.98 | [5 empty] | 6.1 | 42.98 |  |  |  | 0.6 | 33.08 |  |  |  |  | 1.7 | 35.06 |  |  |  |  | 1.7 | 35.06
1994-11-29 | 23:00 | 11.1 | 51.98 | WEEKDAY | #N/A | 1978-11-29 | 23:00 | 4.4 | 39.92 |  |  | 1998-11-29 | 23:00 | 9 | 48.2 |  |  | 2000-11-29 | 23:00 | 4.4 | 39.92 | [5 empty] | 3.9 | 39.02 |  |  |  | 8 | 46.4 |  |  |  |  | -1.1 | 30.02 |  |  |  |  | 0 | 32 | [5 empty] | 6.1 | 42.98 |  |  |  | 0.6 | 33.08 |  |  |  |  | 1.7 | 35.06 |  |  |  |  | 1.7 | 35.06
1994-11-29 | 24:00 | 10.6 | 51.08 | WEEKDAY | #N/A | 1978-11-29 | 24:00 | 4.4 | 39.92 |  |  | 1998-11-29 | 24:00 | 9 | 48.2 |  |  | 2000-11-29 | 24:00 | 5 | 41 | [5 empty] | 2.8 | 37.04 |  |  |  | 8 | 46.4 |  |  |  |  | -1.1 | 30.02 |  |  |  |  | 1.1 | 33.98 | [5 empty] | 6.1 | 42.98 |  |  |  | 1.7 | 35.06 |  |  |  |  | 1.7 | 35.06 |  |  |  |  | 2.2 | 35.96
1994-11-30 | 1:00 | 10 | 50 | WEEKDAY | #N/A | 1978-11-30 | 1:00 | 4.4 | 39.92 |  |  | 1998-11-30 | 1:00 | 9 | 48.2 |  |  | 2000-11-30 | 1:00 | 5.6 | 42.08 | [5 empty] | 3.3 | 37.94 |  |  |  | 8 | 46.4 |  |  |  |  | -1.1 | 30.02 |  |  |  |  | 1.1 | 33.98 | [5 empty] | 6.1 | 42.98 |  |  |  | 1.7 | 35.06 |  |  |  |  | 2.2 | 35.96 |  |  |  |  | 2.2 | 35.96
1994-11-30 | 2:00 | 9.4 | 48.92 | WEEKDAY | #N/A | 1978-11-30 | 2:00 | 4.4 | 39.92 |  |  | 1998-11-30 | 2:00 | 9 | 48.2 |  |  | 2000-11-30 | 2:00 | 5 | 41 | [5 empty] | 3.9 | 39.02 |  |  |  | 8 | 46.4 |  |  |  |  | -1.1 | 30.02 |  |  |  |  | 1.1 | 33.98 | [5 empty] | 6.7 | 44.06 |  |  |  | 2.2 | 35.96 |  |  |  |  | 2.2 | 35.96 |  |  |  |  | 2.2 | 35.96
1994-11-30 | 3:00 | 8.9 | 48.02 | WEEKDAY | #N/A | 1978-11-30 | 3:00 | 4.4 | 39.92 |  |  | 1998-11-30 | 3:00 | 9 | 48.2 |  |  | 2000-11-30 | 3:00 | 5 | 41 | [5 empty] | 4.4 | 39.92 |  |  |  | 8 | 46.4 |  |  |  |  | -1.7 | 28.94 |  |  |  |  | 1.1 | 33.98 | [5 empty] | 6.7 | 44.06 |  |  |  | 3.3 | 37.94 |  |  |  |  | 2.2 | 35.96 |  |  |  |  | 2.2 | 35.96
1994-11-30 | 4:00 | 8.3 | 46.94 | WEEKDAY | #N/A | 1978-11-30 | 4:00 | 3.9 | 39.02 |  |  | 1998-11-30 | 4:00 | 8 | 46.4 |  |  | 2000-11-30 | 4:00 | 5 | 41 | [5 empty] | 3.9 | 39.02 |  |  |  | 9 | 48.2 |  |  |  |  | 0 | 32 |  |  |  |  | 1.1 | 33.98 | [5 empty] | 6.7 | 44.06 |  |  |  | 5 | 41 |  |  |  |  | 3.3 | 37.94 |  |  |  |  | 2.2 | 35.96
1994-11-30 | 5:00 | 8.3 | 46.94 | WEEKDAY | #N/A | 1978-11-30 | 5:00 | 3.9 | 39.02 |  |  | 1998-11-30 | 5:00 | 8 | 46.4 |  |  | 2000-11-30 | 5:00 | 5 | 41 | [5 empty] | 3.9 | 39.02 |  |  |  | 8 | 46.4 |  |  |  |  | 0 | 32 |  |  |  |  | 0.6 | 33.08 | [5 empty] | 6.7 | 44.06 |  |  |  | 5 | 41 |  |  |  |  | 3.9 | 39.02 |  |  |  |  | 2.2 | 35.96
1994-11-30 | 6:00 | 8.9 | 48.02 | WEEKDAY | #N/A | 1978-11-30 | 6:00 | 3.9 | 39.02 |  |  | 1998-11-30 | 6:00 | 8 | 46.4 |  |  | 2000-11-30 | 6:00 | 5 | 41 | [5 empty] | 3.9 | 39.02 |  |  |  | 9 | 48.2 |  |  |  |  | 0.6 | 33.08 |  |  |  |  | 1.1 | 33.98 | [5 empty] | 6.7 | 44.06 |  |  |  | 5 | 41 |  |  |  |  | 4.4 | 39.92 |  |  |  |  | 2.2 | 35.96
1994-11-30 | 7:00 | 8.9 | 48.02 | WEEKDAY | #N/A | 1978-11-30 | 7:00 | 4.4 | 39.92 |  |  | 1998-11-30 | 7:00 | 8 | 46.4 |  |  | 2000-11-30 | 7:00 | 5 | 41 | [5 empty] | 3.3 | 37.94 |  |  |  | 9 | 48.2 |  |  |  |  | 0.6 | 33.08 |  |  |  |  | 0.6 | 33.08 | [5 empty] | 6.7 | 44.06 |  |  |  | 5 | 41 |  |  |  |  | 4.4 | 39.92 |  |  |  |  | 2.8 | 37.04
1994-11-30 | 8:00 | 8.9 | 48.02 | WEEKDAY | #N/A | 1978-11-30 | 8:00 | 4.4 | 39.92 |  |  | 1998-11-30 | 8:00 | 8 | 46.4 |  |  | 2000-11-30 | 8:00 | 5 | 41 | [5 empty] | 3.9 | 39.02 |  |  |  | 9 | 48.2 |  |  |  |  | 0.6 | 33.08 |  |  |  |  | 0 | 32 | [5 empty] | 6.7 | 44.06 |  |  |  | 5.6 | 42.08 |  |  |  |  | 4.4 | 39.92 |  |  |  |  | 2.2 | 35.96
1994-11-30 | 9:00 | 8.9 | 48.02 | WEEKDAY | #N/A | 1978-11-30 | 9:00 | 5 | 41 |  |  | 1998-11-30 | 9:00 | 9 | 48.2 |  |  | 2000-11-30 | 9:00 | 5 | 41 | [5 empty] | 3.9 | 39.02 |  |  |  | 10 | 50 |  |  |  |  | 2.2 | 35.96 |  |  |  |  | 1.7 | 35.06 | [5 empty] | 6.7 | 44.06 |  |  |  | 5.6 | 42.08 |  |  |  |  | 5 | 41 |  |  |  |  | 5 | 41
1994-11-30 | 10:00 | 9.4 | 48.92 | WEEKDAY | #N/A | 1978-11-30 | 10:00 | 6.1 | 42.98 |  |  | 1998-11-30 | 10:00 | 9 | 48.2 |  |  | 2000-11-30 | 10:00 | 5 | 41 | [5 empty] | 4.4 | 39.92 |  |  |  | 14 | 57.2 |  |  |  |  | 2.8 | 37.04 |  |  |  |  | 2.2 | 35.96 | [5 empty] | 7.2 | 44.96 |  |  |  | 6.1 | 42.98 |  |  |  |  | 7.2 | 44.96 |  |  |  |  | 5 | 41
1994-11-30 | 11:00 | 10 | 50 | WEEKDAY | #N/A | 1978-11-30 | 11:00 | 6.7 | 44.06 |  |  | 1998-11-30 | 11:00 | 10 | 50 |  |  | 2000-11-30 | 11:00 | 5 | 41 | [5 empty] | 5.6 | 42.08 |  |  |  | 14 | 57.2 |  |  |  |  | 4.4 | 39.92 |  |  |  |  | 3.3 | 37.94 | [5 empty] | 6.7 | 44.06 |  |  |  | 6.1 | 42.98 |  |  |  |  | 7.2 | 44.96 |  |  |  |  | 5.6 | 42.08
1994-11-30 | 12:00 | 10.6 | 51.08 | WEEKDAY | #N/A | 1978-11-30 | 12:00 | 7.2 | 44.96 |  |  | 1998-11-30 | 12:00 | 12 | 53.6 |  |  | 2000-11-30 | 12:00 | 5.6 | 42.08 | [5 empty] | 6.7 | 44.06 |  |  |  | 17 | 62.6 |  |  |  |  | 5 | 41 |  |  |  |  | 2.8 | 37.04 | [5 empty] | 6.7 | 44.06 |  |  |  | 4.4 | 39.92 |  |  |  |  | 7.8 | 46.04 |  |  |  |  | 5.6 | 42.08
1994-11-30 | 13:00 | 10.6 | 51.08 | WEEKDAY | #N/A | 1978-11-30 | 13:00 | 7.8 | 46.04 |  |  | 1998-11-30 | 13:00 | 13 | 55.4 |  |  | 2000-11-30 | 13:00 | 7.2 | 44.96 | [5 empty] | 8.9 | 48.02 |  |  |  | 17 | 62.6 |  |  |  |  | 5.6 | 42.08 |  |  |  |  | 4.4 | 39.92 | [5 empty] | 7.2 | 44.96 |  |  |  | 4.4 | 39.92 |  |  |  |  | 7.2 | 44.96 |  |  |  |  | 6.1 | 42.98
1994-11-30 | 14:00 | 10.6 | 51.08 | WEEKDAY | #N/A | 1978-11-30 | 14:00 | 8.3 | 46.94 |  |  | 1998-11-30 | 14:00 | 14 | 57.2 |  |  | 2000-11-30 | 14:00 | 6.7 | 44.06 | [5 empty] | 9.4 | 48.92 |  |  |  | 17 | 62.6 |  |  |  |  | 7.2 | 44.96 |  |  |  |  | 5 | 41 | [5 empty] | 7.2 | 44.96 |  |  |  | 3.9 | 39.02 |  |  |  |  | 6.1 | 42.98 |  |  |  |  | 5.6 | 42.08
1994-11-30 | 15:00 | 10.6 | 51.08 | WEEKDAY | #N/A | 1978-11-30 | 15:00 | 8.3 | 46.94 |  |  | 1998-11-30 | 15:00 | 14 | 57.2 |  |  | 2000-11-30 | 15:00 | 5.6 | 42.08 | [5 empty] | 9.4 | 48.92 |  |  |  | 17 | 62.6 |  |  |  |  | 7.2 | 44.96 |  |  |  |  | 5 | 41 | [5 empty] | 6.7 | 44.06 |  |  |  | 3.9 | 39.02 |  |  |  |  | 5.6 | 42.08 |  |  |  |  | 5.6 | 42.08
1994-11-30 | 16:00 | 10 | 50 | WEEKDAY | #N/A | 1978-11-30 | 16:00 | 7.8 | 46.04 |  |  | 1998-11-30 | 16:00 | 12 | 53.6 |  |  | 2000-11-30 | 16:00 | 6.1 | 42.98 | [5 empty] | 8.3 | 46.94 |  |  |  | 17 | 62.6 |  |  |  |  | 6.1 | 42.98 |  |  |  |  | 4.4 | 39.92 | [5 empty] | 6.1 | 42.98 |  |  |  | 3.9 | 39.02 |  |  |  |  | 4.4 | 39.92 |  |  |  |  | 4.4 | 39.92
1994-11-30 | 17:00 | 8.9 | 48.02 | WEEKDAY | #N/A | 1978-11-30 | 17:00 | 7.2 | 44.96 |  |  | 1998-11-30 | 17:00 | 11 | 51.8 |  |  | 2000-11-30 | 17:00 | 5 | 41 | [5 empty] | 6.7 | 44.06 |  |  |  | 18 | 64.4 |  |  |  |  | 5.6 | 42.08 |  |  |  |  | 3.9 | 39.02 | [5 empty] | 5.6 | 42.08 |  |  |  | 3.9 | 39.02 |  |  |  |  | 3.9 | 39.02 |  |  |  |  | 3.3 | 37.94
1994-11-30 | 18:00 | 8.9 | 48.02 | WEEKDAY | #N/A | 1978-11-30 | 18:00 | 7.2 | 44.96 |  |  | 1998-11-30 | 18:00 | 10 | 50 |  |  | 2000-11-30 | 18:00 | 5 | 41 | [5 empty] | 6.7 | 44.06 |  |  |  | 18 | 64.4 |  |  |  |  | 5 | 41 |  |  |  |  | 3.9 | 39.02 | [5 empty] | 3.9 | 39.02 |  |  |  | 3.9 | 39.02 |  |  |  |  | 2.8 | 37.04 |  |  |  |  | 3.3 | 37.94
1994-11-30 | 19:00 | 7.8 | 46.04 | WEEKDAY | #N/A | 1978-11-30 | 19:00 | 7.8 | 46.04 |  |  | 1998-11-30 | 19:00 | 10 | 50 |  |  | 2000-11-30 | 19:00 | 5 | 41 | [5 empty] | 6.7 | 44.06 |  |  |  | 18 | 64.4 |  |  |  |  | 4.4 | 39.92 |  |  |  |  | 3.9 | 39.02 | [5 empty] | 4.4 | 39.92 |  |  |  | 2.8 | 37.04 |  |  |  |  | 3.3 | 37.94 |  |  |  |  | 2.8 | 37.04
1994-11-30 | 20:00 | 6.7 | 44.06 | WEEKDAY | #N/A | 1978-11-30 | 20:00 | 7.8 | 46.04 |  |  | 1998-11-30 | 20:00 | 10 | 50 |  |  | 2000-11-30 | 20:00 | 5 | 41 | [5 empty] | 6.7 | 44.06 |  |  |  | 18 | 64.4 |  |  |  |  | 4.4 | 39.92 |  |  |  |  | 3.3 | 37.94 | [5 empty] | 4.4 | 39.92 |  |  |  | 3.3 | 37.94 |  |  |  |  | 3.3 | 37.94 |  |  |  |  | 2.8 | 37.04
1994-11-30 | 21:00 | 5.6 | 42.08 | WEEKDAY | #N/A | 1978-11-30 | 21:00 | 7.8 | 46.04 |  |  | 1998-11-30 | 21:00 | 9 | 48.2 |  |  | 2000-11-30 | 21:00 | 4.4 | 39.92 | [5 empty] | 7.2 | 44.96 |  |  |  | 18 | 64.4 |  |  |  |  | 3.9 | 39.02 |  |  |  |  | 3.9 | 39.02 | [5 empty] | 5 | 41 |  |  |  | 2.2 | 35.96 |  |  |  |  | 2.8 | 37.04 |  |  |  |  | 2.2 | 35.96
1994-11-30 | 22:00 | 5.9 | 42.62 | WEEKDAY | #N/A | 1978-11-30 | 22:00 | 7.6 | 45.68 |  |  | 1998-11-30 | 22:00 | 7.9 | 46.22 |  |  | 2000-11-30 | 22:00 | 4.9 | 40.82 | [5 empty] | 7.2 | 44.96 |  |  |  | 16.4 | 61.52 |  |  |  |  | 2.6 | 36.68 |  |  |  |  | 2.8 | 37.04 | [5 empty] | 4.6 | 40.28 |  |  |  | 3.1 | 37.58 |  |  |  |  | 3.4 | 38.12 |  |  |  |  | 0.9 | 33.62
1994-11-30 | 23:00 | 6.2 | 43.16 | WEEKDAY | #N/A | 1978-11-30 | 23:00 | 7.5 | 45.5 |  |  | 1998-11-30 | 23:00 | 6.7 | 44.06 |  |  | 2000-11-30 | 23:00 | 5.4 | 41.72 | [5 empty] | 7.1 | 44.78 |  |  |  | 14.9 | 58.82 |  |  |  |  | 1.4 | 34.52 |  |  |  |  | 1.7 | 35.06 | [5 empty] | 4.2 | 39.56 |  |  |  | 3.9 | 39.02 |  |  |  |  | 4.1 | 39.38 |  |  |  |  | -0.2 | 31.64
1994-11-30 | 24:00 | 6.5 | 43.7 | WEEKDAY | #N/A | 1978-11-30 | 24:00 | 7.3 | 45.14 |  |  | 1998-11-30 | 24:00 | 5.6 | 42.08 |  |  | 2000-11-30 | 24:00 | 5.9 | 42.62 | [5 empty] | 7.1 | 44.78 |  |  |  | 13.3 | 55.94 |  |  |  |  | 0.1 | 32.18 |  |  |  |  | 0.6 | 33.08 | [5 empty] | 3.8 | 38.84 |  |  |  | 4.8 | 40.64 |  |  |  |  | 4.7 | 40.46 |  |  |  |  | -1.5 | 29.3
2003-12-01 | 1:00 | 6.9 | 44.42 | WEEKDAY | #N/A | 1977-12-01 | 1:00 | 7.2 | 44.96 |  |  | 2000-12-01 | 1:00 | 4.4 | 39.92 |  |  | 1997-12-01 | 1:00 | 6.3 | 43.34 | [5 empty] | 7.1 | 44.78 |  |  |  | 11.7 | 53.06 |  |  |  |  | -1.1 | 30.02 |  |  |  |  | -0.5 | 31.1 | [5 empty] | 3.4 | 38.12 |  |  |  | 5.7 | 42.26 |  |  |  |  | 5.3 | 41.54 |  |  |  |  | -2.8 | 26.96
2003-12-01 | 2:00 | 7.2 | 44.96 | WEEKDAY | #N/A | 1977-12-01 | 2:00 | 7 | 44.6 |  |  | 2000-12-01 | 2:00 | 3.3 | 37.94 |  |  | 1997-12-01 | 2:00 | 6.8 | 44.24 | [5 empty] | 7.1 | 44.78 |  |  |  | 10.1 | 50.18 |  |  |  |  | -2.4 | 27.68 |  |  |  |  | -1.6 | 29.12 | [5 empty] | 3 | 37.4 |  |  |  | 6.6 | 43.88 |  |  |  |  | 5.9 | 42.62 |  |  |  |  | -4.1 | 24.62
2003-12-01 | 3:00 | 7.5 | 45.5 | WEEKDAY | #N/A | 1977-12-01 | 3:00 | 6.9 | 44.42 |  |  | 2000-12-01 | 3:00 | 2.1 | 35.78 |  |  | 1997-12-01 | 3:00 | 7.3 | 45.14 | [5 empty] | 7 | 44.6 |  |  |  | 8.6 | 47.48 |  |  |  |  | -3.6 | 25.52 |  |  |  |  | -2.7 | 27.14 | [5 empty] | 2.6 | 36.68 |  |  |  | 7.4 | 45.32 |  |  |  |  | 6.6 | 43.88 |  |  |  |  | -5.3 | 22.46
2003-12-01 | 4:00 | 7.8 | 46.04 | WEEKDAY | #N/A | 1977-12-01 | 4:00 | 6.7 | 44.06 |  |  | 2000-12-01 | 4:00 | 1 | 33.8 |  |  | 1997-12-01 | 4:00 | 7.8 | 46.04 | [5 empty] | 7 | 44.6 |  |  |  | 7 | 44.6 |  |  |  |  | -5 | 23 |  |  |  |  | -3.9 | 24.98 | [5 empty] | 2.2 | 35.96 |  |  |  | 8.3 | 46.94 |  |  |  |  | 7.2 | 44.96 |  |  |  |  | -6.7 | 19.94
2003-12-01 | 5:00 | 8.3 | 46.94 | WEEKDAY | #N/A | 1977-12-01 | 5:00 | 6.7 | 44.06 |  |  | 2000-12-01 | 5:00 | 1 | 33.8 |  |  | 1997-12-01 | 5:00 | 6.1 | 42.98 | [5 empty] | 7 | 44.6 |  |  |  | 7 | 44.6 |  |  |  |  | -5.6 | 21.92 |  |  |  |  | -4.8 | 23.36 | [5 empty] | 2.4 | 36.32 |  |  |  | 8.9 | 48.02 |  |  |  |  | 7.2 | 44.96 |  |  |  |  | -7.8 | 17.96
2003-12-01 | 6:00 | 8.9 | 48.02 | WEEKDAY | #N/A | 1977-12-01 | 6:00 | 7.2 | 44.96 |  |  | 2000-12-01 | 6:00 | 1 | 33.8 |  |  | 1997-12-01 | 6:00 | 5 | 41 | [5 empty] | 7 | 44.6 |  |  |  | 8 | 46.4 |  |  |  |  | -5 | 23 |  |  |  |  | -5.8 | 21.56 | [5 empty] | 2.6 | 36.68 |  |  |  | 10 | 50 |  |  |  |  | 7.2 | 44.96 |  |  |  |  | -10.6 | 12.92
2003-12-01 | 7:00 | 8.9 | 48.02 | WEEKDAY | #N/A | 1977-12-01 | 7:00 | 7.2 | 44.96 |  |  | 2000-12-01 | 7:00 | 2 | 35.6 |  |  | 1997-12-01 | 7:00 | 5 | 41 | [5 empty] | 7 | 44.6 |  |  |  | 9 | 48.2 |  |  |  |  | -4.4 | 24.08 |  |  |  |  | -6.7 | 19.94 | [5 empty] | 2.8 | 37.04 |  |  |  | 10.6 | 51.08 |  |  |  |  | 7.8 | 46.04 |  |  |  |  | -9.4 | 15.08
2003-12-01 | 8:00 | 10 | 50 | WEEKDAY | #N/A | 1977-12-01 | 8:00 | 7.2 | 44.96 |  |  | 2000-12-01 | 8:00 | 1 | 33.8 |  |  | 1997-12-01 | 8:00 | 4.4 | 39.92 | [5 empty] | 6 | 42.8 |  |  |  | 10 | 50 |  |  |  |  | -3.9 | 24.98 |  |  |  |  | -4.3 | 24.26 | [5 empty] | 3.5 | 38.3 |  |  |  | 11.1 | 51.98 |  |  |  |  | 9.4 | 48.92 |  |  |  |  | -7.8 | 17.96
2003-12-01 | 9:00 | 10 | 50 | WEEKDAY | #N/A | 1977-12-01 | 9:00 | 7.2 | 44.96 |  |  | 2000-12-01 | 9:00 | 1 | 33.8 |  |  | 1997-12-01 | 9:00 | 5 | 41 | [5 empty] | 6 | 42.8 |  |  |  | 11 | 51.8 |  |  |  |  | -2.8 | 26.96 |  |  |  |  | -1.8 | 28.76 | [5 empty] | 4.3 | 39.74 |  |  |  | 13.3 | 55.94 |  |  |  |  | 9.4 | 48.92 |  |  |  |  | -3.9 | 24.98
2003-12-01 | 10:00 | 10.6 | 51.08 | WEEKDAY | #N/A | 1977-12-01 | 10:00 | 7.2 | 44.96 |  |  | 2000-12-01 | 10:00 | 3 | 37.4 |  |  | 1997-12-01 | 10:00 | 5.6 | 42.08 | [5 empty] | 5 | 41 |  |  |  | 12 | 53.6 |  |  |  |  | -1.1 | 30.02 |  |  |  |  | 0.6 | 33.08 | [5 empty] | 5 | 41 |  |  |  | 14.4 | 57.92 |  |  |  |  | 11.1 | 51.98 |  |  |  |  | -2.2 | 28.04
2003-12-01 | 11:00 | 8.3 | 46.94 | WEEKDAY | #N/A | 1977-12-01 | 11:00 | 7.2 | 44.96 |  |  | 2000-12-01 | 11:00 | 4 | 39.2 |  |  | 1997-12-01 | 11:00 | 5 | 41 | [5 empty] | 5 | 41 |  |  |  | 12 | 53.6 |  |  |  |  | 0 | 32 |  |  |  |  | 1.9 | 35.42 | [5 empty] | 7.2 | 44.96 |  |  |  | 15 | 59 |  |  |  |  | 13.9 | 57.02 |  |  |  |  | -1.1 | 30.02
2003-12-01 | 12:00 | 8.3 | 46.94 | WEEKDAY | #N/A | 1977-12-01 | 12:00 | 7.2 | 44.96 |  |  | 2000-12-01 | 12:00 | 5 | 41 |  |  | 1997-12-01 | 12:00 | 5 | 41 | [5 empty] | 5 | 41 |  |  |  | 11 | 51.8 |  |  |  |  | 1.7 | 35.06 |  |  |  |  | 3.1 | 37.58 | [5 empty] | 9.5 | 49.1 |  |  |  | 13.9 | 57.02 |  |  |  |  | 15 | 59 |  |  |  |  | -0.6 | 30.92
2003-12-01 | 13:00 | 10 | 50 | WEEKDAY | #N/A | 1977-12-01 | 13:00 | 7.2 | 44.96 |  |  | 2000-12-01 | 13:00 | 4 | 39.2 |  |  | 1997-12-01 | 13:00 | 5 | 41 | [5 empty] | 6 | 42.8 |  |  |  | 11 | 51.8 |  |  |  |  | 2.8 | 37.04 |  |  |  |  | 4.4 | 39.92 | [5 empty] | 11.7 | 53.06 |  |  |  | 13.9 | 57.02 |  |  |  |  | 15.6 | 60.08 |  |  |  |  | -0.6 | 30.92
2003-12-01 | 14:00 | 9.4 | 48.92 | WEEKDAY | #N/A | 1977-12-01 | 14:00 | 7.8 | 46.04 |  |  | 2000-12-01 | 14:00 | 4 | 39.2 |  |  | 1997-12-01 | 14:00 | 4.4 | 39.92 | [5 empty] | 6 | 42.8 |  |  |  | 12 | 53.6 |  |  |  |  | 3.9 | 39.02 |  |  |  |  | 4 | 39.2 | [5 empty] | 12.2 | 53.96 |  |  |  | 8.3 | 46.94 |  |  |  |  | 16.7 | 62.06 |  |  |  |  | 0 | 32
2003-12-01 | 15:00 | 6.1 | 42.98 | WEEKDAY | #N/A | 1977-12-01 | 15:00 | 7.8 | 46.04 |  |  | 2000-12-01 | 15:00 | 3.7 | 38.66 |  |  | 1997-12-01 | 15:00 | 5 | 41 | [5 empty] | 6 | 42.8 |  |  |  | 11 | 51.8 |  |  |  |  | 3.9 | 39.02 |  |  |  |  | 3.7 | 38.66 | [5 empty] | 12.8 | 55.04 |  |  |  | 7.2 | 44.96 |  |  |  |  | 10 | 50 |  |  |  |  | 0 | 32
2003-12-01 | 16:00 | 6.1 | 42.98 | WEEKDAY | #N/A | 1977-12-01 | 16:00 | 7.8 | 46.04 |  |  | 2000-12-01 | 16:00 | 3 | 37.4 |  |  | 1997-12-01 | 16:00 | 3.9 | 39.02 | [5 empty] | 5 | 41 |  |  |  | 9 | 48.2 |  |  |  |  | 2.8 | 37.04 |  |  |  |  | 3.3 | 37.94 | [5 empty] | 13.3 | 55.94 |  |  |  | 7.2 | 44.96 |  |  |  |  | 8.9 | 48.02 |  |  |  |  | -0.6 | 30.92
2003-12-01 | 17:00 | 5.6 | 42.08 | WEEKDAY | #N/A | 1977-12-01 | 17:00 | 7.8 | 46.04 |  |  | 2000-12-01 | 17:00 | 2 | 35.6 |  |  | 1997-12-01 | 17:00 | 3.3 | 37.94 | [5 empty] | 4 | 39.2 |  |  |  | 9 | 48.2 |  |  |  |  | 2.2 | 35.96 |  |  |  |  | 3.1 | 37.58 | [5 empty] | 11.6 | 52.88 |  |  |  | 7.2 | 44.96 |  |  |  |  | 8.3 | 46.94 |  |  |  |  | -1.1 | 30.02
2003-12-01 | 18:00 | 4.4 | 39.92 | WEEKDAY | #N/A | 1977-12-01 | 18:00 | 7.8 | 46.04 |  |  | 2000-12-01 | 18:00 | 2 | 35.6 |  |  | 1997-12-01 | 18:00 | 2.2 | 35.96 | [5 empty] | 3 | 37.4 |  |  |  | 8 | 46.4 |  |  |  |  | 1.7 | 35.06 |  |  |  |  | 3 | 37.4 | [5 empty] | 10 | 50 |  |  |  | 6.7 | 44.06 |  |  |  |  | 7.8 | 46.04 |  |  |  |  | -1.1 | 30.02
2003-12-01 | 19:00 | 4.4 | 39.92 | WEEKDAY | #N/A | 1977-12-01 | 19:00 | 8.3 | 46.94 |  |  | 2000-12-01 | 19:00 | 2 | 35.6 |  |  | 1997-12-01 | 19:00 | 1.7 | 35.06 | [5 empty] | 3 | 37.4 |  |  |  | 8 | 46.4 |  |  |  |  | 1.1 | 33.98 |  |  |  |  | 2.8 | 37.04 | [5 empty] | 8.3 | 46.94 |  |  |  | 6.7 | 44.06 |  |  |  |  | 7.8 | 46.04 |  |  |  |  | -0.6 | 30.92
2003-12-01 | 20:00 | 4.4 | 39.92 | WEEKDAY | #N/A | 1977-12-01 | 20:00 | 8.3 | 46.94 |  |  | 2000-12-01 | 20:00 | 1 | 33.8 |  |  | 1997-12-01 | 20:00 | 1.1 | 33.98 | [5 empty] | 2 | 35.6 |  |  |  | 8 | 46.4 |  |  |  |  | 1.1 | 33.98 |  |  |  |  | 2.8 | 37.04 | [5 empty] | 8.3 | 46.94 |  |  |  | 6.1 | 42.98 |  |  |  |  | 7.8 | 46.04 |  |  |  |  | -1.1 | 30.02
2003-12-01 | 21:00 | 3.3 | 37.94 | WEEKDAY | #N/A | 1977-12-01 | 21:00 | 8.3 | 46.94 |  |  | 2000-12-01 | 21:00 | 0 | 32 |  |  | 1997-12-01 | 21:00 | 1.1 | 33.98 | [5 empty] | 1 | 33.8 |  |  |  | 7 | 44.6 |  |  |  |  | 1.1 | 33.98 |  |  |  |  | 2.8 | 37.04 | [5 empty] | 8.3 | 46.94 |  |  |  | 6.1 | 42.98 |  |  |  |  | 7.8 | 46.04 |  |  |  |  | -1.1 | 30.02
2003-12-01 | 22:00 | 3.3 | 37.94 | WEEKDAY | #N/A | 1977-12-01 | 22:00 | 8.3 | 46.94 |  |  | 2000-12-01 | 22:00 | -0.6 | 30.92 |  |  | 1997-12-01 | 22:00 | 1.1 | 33.98 | [5 empty] | 2 | 35.6 |  |  |  | 7 | 44.6 |  |  |  |  | 1.1 | 33.98 |  |  |  |  | 2.8 | 37.04 | [5 empty] | 8.3 | 46.94 |  |  |  | 6.1 | 42.98 |  |  |  |  | 6.7 | 44.06 |  |  |  |  | 0.6 | 33.08
2003-12-01 | 23:00 | 2.8 | 37.04 | WEEKDAY | #N/A | 1977-12-01 | 23:00 | 8.3 | 46.94 |  |  | 2000-12-01 | 23:00 | -1 | 30.2 |  |  | 1997-12-01 | 23:00 | 1.7 | 35.06 | [5 empty] | 2 | 35.6 |  |  |  | 7 | 44.6 |  |  |  |  | 1.1 | 33.98 |  |  |  |  | 2.4 | 36.32 | [5 empty] | 7 | 44.6 |  |  |  | 5.6 | 42.08 |  |  |  |  | 6.1 | 42.98 |  |  |  |  | 0.6 | 33.08
2003-12-01 | 24:00 | 2.8 | 37.04 | WEEKDAY | #N/A | 1977-12-01 | 24:00 | 8.3 | 46.94 |  |  | 2000-12-01 | 24:00 | -1 | 30.2 |  |  | 1997-12-01 | 24:00 | 1.7 | 35.06 | [5 empty] | 2 | 35.6 |  |  |  | 6 | 42.8 |  |  |  |  | 0.6 | 33.08 |  |  |  |  | 2.1 | 35.78 | [5 empty] | 5.7 | 42.26 |  |  |  | 5 | 41 |  |  |  |  | 5.6 | 42.08 |  |  |  |  | 1.7 | 35.06
2003-12-02 | 1:00 | 2.8 | 37.04 | WEEKDAY | #N/A | 1977-12-02 | 1:00 | 7.8 | 46.04 |  |  | 2000-12-02 | 1:00 | -1 | 30.2 |  |  | 1997-12-02 | 1:00 | 1.7 | 35.06 | [5 empty] | 2 | 35.6 |  |  |  | 6 | 42.8 |  |  |  |  | 1.1 | 33.98 |  |  |  |  | 1.7 | 35.06 | [5 empty] | 4.4 | 39.92 |  |  |  | 5 | 41 |  |  |  |  | 5.6 | 42.08 |  |  |  |  | 1.1 | 33.98
2003-12-02 | 2:00 | 2.8 | 37.04 | WEEKDAY | #N/A | 1977-12-02 | 2:00 | 7.2 | 44.96 |  |  | 2000-12-02 | 2:00 | -2 | 28.4 |  |  | 1997-12-02 | 2:00 | 1.7 | 35.06 | [5 empty] | 2 | 35.6 |  |  |  | 6 | 42.8 |  |  |  |  | 1.1 | 33.98 |  |  |  |  | 1.9 | 35.42 | [5 empty] | 5 | 41 |  |  |  | 5 | 41 |  |  |  |  | 5.6 | 42.08 |  |  |  |  | 0 | 32
2003-12-02 | 3:00 | 2.2 | 35.96 | WEEKDAY | #N/A | 1977-12-02 | 3:00 | 7.2 | 44.96 |  |  | 2000-12-02 | 3:00 | -2 | 28.4 |  |  | 1997-12-02 | 3:00 | 1.1 | 33.98 | [5 empty] | 2 | 35.6 |  |  |  | 6 | 42.8 |  |  |  |  | 1.7 | 35.06 |  |  |  |  | 2 | 35.6 | [5 empty] | 5.5 | 41.9 |  |  |  | 5 | 41 |  |  |  |  | 5.6 | 42.08 |  |  |  |  | 0 | 32
2003-12-02 | 4:00 | 2.2 | 35.96 | WEEKDAY | #N/A | 1977-12-02 | 4:00 | 7.2 | 44.96 |  |  | 2000-12-02 | 4:00 | -3 | 26.6 |  |  | 1997-12-02 | 4:00 | 1.1 | 33.98 | [5 empty] | 2 | 35.6 |  |  |  | 5 | 41 |  |  |  |  | 1.7 | 35.06 |  |  |  |  | 2.2 | 35.96 | [5 empty] | 6.1 | 42.98 |  |  |  | 5.6 | 42.08 |  |  |  |  | 6.1 | 42.98 |  |  |  |  | -0.6 | 30.92
2003-12-02 | 5:00 | 1.7 | 35.06 | WEEKDAY | #N/A | 1977-12-02 | 5:00 | 6.7 | 44.06 |  |  | 2000-12-02 | 5:00 | -3 | 26.6 |  |  | 1997-12-02 | 5:00 | 1.1 | 33.98 | [5 empty] | 1 | 33.8 |  |  |  | 4 | 39.2 |  |  |  |  | 2.2 | 35.96 |  |  |  |  | 2.4 | 36.32 | [5 empty] | 6.3 | 43.34 |  |  |  | 5.6 | 42.08 |  |  |  |  | 6.1 | 42.98 |  |  |  |  | -2.2 | 28.04
2003-12-02 | 6:00 | 1.7 | 35.06 | WEEKDAY | #N/A | 1977-12-02 | 6:00 | 6.7 | 44.06 |  |  | 2000-12-02 | 6:00 | -3 | 26.6 |  |  | 1997-12-02 | 6:00 | 1.1 | 33.98 | [5 empty] | 1 | 33.8 |  |  |  | 5 | 41 |  |  |  |  | 2.2 | 35.96 |  |  |  |  | 2.6 | 36.68 | [5 empty] | 6.5 | 43.7 |  |  |  | 5 | 41 |  |  |  |  | 6.1 | 42.98 |  |  |  |  | -2.8 | 26.96
2003-12-02 | 7:00 | 1.7 | 35.06 | WEEKDAY | #N/A | 1977-12-02 | 7:00 | 6.7 | 44.06 |  |  | 2000-12-02 | 7:00 | -4 | 24.8 |  |  | 1997-12-02 | 7:00 | 1.1 | 33.98 | [5 empty] | 1 | 33.8 |  |  |  | 5 | 41 |  |  |  |  | 2.2 | 35.96 |  |  |  |  | 2.8 | 37.04 | [5 empty] | 6.7 | 44.06 |  |  |  | 4.4 | 39.92 |  |  |  |  | 5.6 | 42.08 |  |  |  |  | -3.3 | 26.06
2003-12-02 | 8:00 | -0.6 | 30.92 | WEEKDAY | #N/A | 1977-12-02 | 8:00 | 6.7 | 44.06 |  |  | 2000-12-02 | 8:00 | -3.4 | 25.88 |  |  | 1997-12-02 | 8:00 | 1.1 | 33.98 | [5 empty] | 2 | 35.6 |  |  |  | 4 | 39.2 |  |  |  |  | 0.6 | 33.08 |  |  |  |  | 3.2 | 37.76 | [5 empty] | 6.9 | 44.42 |  |  |  | 4.4 | 39.92 |  |  |  |  | 5.6 | 42.08 |  |  |  |  | -4.4 | 24.08
2003-12-02 | 9:00 | 1.1 | 33.98 | WEEKDAY | #N/A | 1977-12-02 | 9:00 | 7.2 | 44.96 |  |  | 2000-12-02 | 9:00 | -2 | 28.4 |  |  | 1997-12-02 | 9:00 | 2.2 | 35.96 | [5 empty] | 3 | 37.4 |  |  |  | 5 | 41 |  |  |  |  | 0.6 | 33.08 |  |  |  |  | 3.5 | 38.3 | [5 empty] | 7 | 44.6 |  |  |  | 4.4 | 39.92 |  |  |  |  | 5 | 41 |  |  |  |  | -5.6 | 21.92
2003-12-02 | 10:00 | 1.7 | 35.06 | WEEKDAY | #N/A | 1977-12-02 | 10:00 | 7.2 | 44.96 |  |  | 2000-12-02 | 10:00 | -1.1 | 30.02 |  |  | 1997-12-02 | 10:00 | 3.3 | 37.94 | [5 empty] | 4 | 39.2 |  |  |  | 5 | 41 |  |  |  |  | 0.6 | 33.08 |  |  |  |  | 3.9 | 39.02 | [5 empty] | 7.2 | 44.96 |  |  |  | 3.9 | 39.02 |  |  |  |  | 5 | 41 |  |  |  |  | -5.6 | 21.92
2003-12-02 | 11:00 | 2.2 | 35.96 | WEEKDAY | #N/A | 1977-12-02 | 11:00 | 7.8 | 46.04 |  |  | 2000-12-02 | 11:00 | 0 | 32 |  |  | 1997-12-02 | 11:00 | 4.4 | 39.92 | [5 empty] | 5 | 41 |  |  |  | 6 | 42.8 |  |  |  |  | 0 | 32 |  |  |  |  | 3.7 | 38.66 | [5 empty] | 7.2 | 44.96 |  |  |  | 2.8 | 37.04 |  |  |  |  | 5 | 41 |  |  |  |  | -5.6 | 21.92
2003-12-02 | 12:00 | 1.1 | 33.98 | WEEKDAY | #N/A | 1977-12-02 | 12:00 | 8.3 | 46.94 |  |  | 2000-12-02 | 12:00 | 0 | 32 |  |  | 1997-12-02 | 12:00 | 5 | 41 | [5 empty] | 5 | 41 |  |  |  | 6 | 42.8 |  |  |  |  | -0.6 | 30.92 |  |  |  |  | 3.5 | 38.3 | [5 empty] | 7.2 | 44.96 |  |  |  | 2.2 | 35.96 |  |  |  |  | 4.4 | 39.92 |  |  |  |  | -4.4 | 24.08
2003-12-02 | 13:00 | 2.2 | 35.96 | WEEKDAY | #N/A | 1977-12-02 | 13:00 | 8.3 | 46.94 |  |  | 2000-12-02 | 13:00 | 1 | 33.8 |  |  | 1997-12-02 | 13:00 | 6.1 | 42.98 | [5 empty] | 6 | 42.8 |  |  |  | 7 | 44.6 |  |  |  |  | -1.1 | 30.02 |  |  |  |  | 3.3 | 37.94 | [5 empty] | 7.2 | 44.96 |  |  |  | 2.8 | 37.04 |  |  |  |  | 5 | 41 |  |  |  |  | -3.9 | 24.98
2003-12-02 | 14:00 | 0.6 | 33.08 | WEEKDAY | #N/A | 1977-12-02 | 14:00 | 8.3 | 46.94 |  |  | 2000-12-02 | 14:00 | 1 | 33.8 |  |  | 1997-12-02 | 14:00 | 6.7 | 44.06 | [5 empty] | 6 | 42.8 |  |  |  | 7 | 44.6 |  |  |  |  | -1.1 | 30.02 |  |  |  |  | 2.6 | 36.68 | [5 empty] | 6.8 | 44.24 |  |  |  | 2.8 | 37.04 |  |  |  |  | 5 | 41 |  |  |  |  | -3.9 | 24.98
2003-12-02 | 15:00 | 1.1 | 33.98 | WEEKDAY | #N/A | 1977-12-02 | 15:00 | 8.3 | 46.94 |  |  | 2000-12-02 | 15:00 | 1 | 33.8 |  |  | 1997-12-02 | 15:00 | 6.7 | 44.06 | [5 empty] | 7 | 44.6 |  |  |  | 8 | 46.4 |  |  |  |  | -1.7 | 28.94 |  |  |  |  | 1.8 | 35.24 | [5 empty] | 6.5 | 43.7 |  |  |  | 2.8 | 37.04 |  |  |  |  | 4.4 | 39.92 |  |  |  |  | -4.4 | 24.08
2003-12-02 | 16:00 | 0 | 32 | WEEKDAY | #N/A | 1977-12-02 | 16:00 | 8.3 | 46.94 |  |  | 2000-12-02 | 16:00 | 1 | 33.8 |  |  | 1997-12-02 | 16:00 | 6.1 | 42.98 | [5 empty] | 6 | 42.8 |  |  |  | 7 | 44.6 |  |  |  |  | -1.1 | 30.02 |  |  |  |  | 1.1 | 33.98 | [5 empty] | 6.1 | 42.98 |  |  |  | 3.3 | 37.94 |  |  |  |  | 3.9 | 39.02 |  |  |  |  | -5.6 | 21.92
2003-12-02 | 17:00 | -0.6 | 30.92 | WEEKDAY | #N/A | 1977-12-02 | 17:00 | 8.3 | 46.94 |  |  | 2000-12-02 | 17:00 | 1 | 33.8 |  |  | 1997-12-02 | 17:00 | 5 | 41 | [5 empty] | 5 | 41 |  |  |  | 5 | 41 |  |  |  |  | -2.8 | 26.96 |  |  |  |  | 0.5 | 32.9 | [5 empty] | 5.4 | 41.72 |  |  |  | 2.8 | 37.04 |  |  |  |  | 3.9 | 39.02 |  |  |  |  | -6.7 | 19.94
2003-12-02 | 18:00 | -1.1 | 30.02 | WEEKDAY | #N/A | 1977-12-02 | 18:00 | 8.3 | 46.94 |  |  | 2000-12-02 | 18:00 | -1 | 30.2 |  |  | 1997-12-02 | 18:00 | 5 | 41 | [5 empty] | 4 | 39.2 |  |  |  | 2 | 35.6 |  |  |  |  | -3.3 | 26.06 |  |  |  |  | 0 | 32 | [5 empty] | 4.6 | 40.28 |  |  |  | 1.7 | 35.06 |  |  |  |  | 3.3 | 37.94 |  |  |  |  | -7.8 | 17.96
2003-12-02 | 19:00 | -1.7 | 28.94 | WEEKDAY | #N/A | 1977-12-02 | 19:00 | 8.3 | 46.94 |  |  | 2000-12-02 | 19:00 | -2.1 | 28.22 |  |  | 1997-12-02 | 19:00 | 4.4 | 39.92 | [5 empty] | 4 | 39.2 |  |  |  | 0 | 32 |  |  |  |  | -4.4 | 24.08 |  |  |  |  | -0.6 | 30.92 | [5 empty] | 3.9 | 39.02 |  |  |  | 1.1 | 33.98 |  |  |  |  | 2.8 | 37.04 |  |  |  |  | -8.3 | 17.06
2003-12-02 | 20:00 | -2.2 | 28.04 | WEEKDAY | #N/A | 1977-12-02 | 20:00 | 8.3 | 46.94 |  |  | 2000-12-02 | 20:00 | -3 | 26.6 |  |  | 1997-12-02 | 20:00 | 3.9 | 39.02 | [5 empty] | 3 | 37.4 |  |  |  | -1 | 30.2 |  |  |  |  | -5 | 23 |  |  |  |  | -1.3 | 29.66 | [5 empty] | 3.7 | 38.66 |  |  |  | 2.2 | 35.96 |  |  |  |  | 1.1 | 33.98 |  |  |  |  | -8.9 | 15.98
2003-12-02 | 21:00 | -3.3 | 26.06 | WEEKDAY | #N/A | 1977-12-02 | 21:00 | 8.3 | 46.94 |  |  | 2000-12-02 | 21:00 | -3.6 | 25.52 |  |  | 1997-12-02 | 21:00 | 2.8 | 37.04 | [5 empty] | 3 | 37.4 |  |  |  | -1 | 30.2 |  |  |  |  | -5 | 23 |  |  |  |  | -2.1 | 28.22 | [5 empty] | 3.5 | 38.3 |  |  |  | 1.7 | 35.06 |  |  |  |  | 1.7 | 35.06 |  |  |  |  | -12.2 | 10.04
2003-12-02 | 22:00 | -3.3 | 26.06 | WEEKDAY | #N/A | 1977-12-02 | 22:00 | 8.3 | 46.94 |  |  | 2000-12-02 | 22:00 | -4 | 24.8 |  |  | 1997-12-02 | 22:00 | 2.8 | 37.04 | [5 empty] | 3 | 37.4 |  |  |  | -1 | 30.2 |  |  |  |  | -5.6 | 21.92 |  |  |  |  | -2.8 | 26.96 | [5 empty] | 3.3 | 37.94 |  |  |  | 1.1 | 33.98 |  |  |  |  | 1.7 | 35.06 |  |  |  |  | -12.2 | 10.04
2003-12-02 | 23:00 | -3.9 | 24.98 | WEEKDAY | #N/A | 1977-12-02 | 23:00 | 7.2 | 44.96 |  |  | 2000-12-02 | 23:00 | -4.5 | 23.9 |  |  | 1997-12-02 | 23:00 | 2.2 | 35.96 | [5 empty] | 2 | 35.6 |  |  |  | -1 | 30.2 |  |  |  |  | -5.6 | 21.92 |  |  |  |  | -3.7 | 25.34 | [5 empty] | 2.8 | 37.04 |  |  |  | 1.7 | 35.06 |  |  |  |  | 1.7 | 35.06 |  |  |  |  | -12.8 | 8.96
2003-12-02 | 24:00 | -4.4 | 24.08 | WEEKDAY | #N/A | 1977-12-02 | 24:00 | 7.2 | 44.96 |  |  | 2000-12-02 | 24:00 | -5 | 23 |  |  | 1997-12-02 | 24:00 | 2.2 | 35.96 | [5 empty] | 2 | 35.6 |  |  |  | -2 | 28.4 |  |  |  |  | -5.6 | 21.92 |  |  |  |  | -4.7 | 23.54 | [5 empty] | 2.2 | 35.96 |  |  |  | 2.2 | 35.96 |  |  |  |  | 1.7 | 35.06 |  |  |  |  | -15.6 | 3.92
2003-12-03 | 1:00 | -4.4 | 24.08 | WEEKDAY | #N/A | 1977-12-03 | 1:00 | 7.2 | 44.96 |  |  | 2000-12-03 | 1:00 | -6 | 21.2 |  |  | 1997-12-03 | 1:00 | 1.7 | 35.06 | [5 empty] | 2 | 35.6 |  |  |  | -3 | 26.6 |  |  |  |  | -5.6 | 21.92 |  |  |  |  | -5.6 | 21.92 | [5 empty] | 1.7 | 35.06 |  |  |  | 2.2 | 35.96 |  |  |  |  | 1.7 | 35.06 |  |  |  |  | -17.8 | -0.04
2003-12-03 | 2:00 | -4.4 | 24.08 | WEEKDAY | #N/A | 1977-12-03 | 2:00 | 6.1 | 42.98 |  |  | 2000-12-03 | 2:00 | -6 | 21.2 |  |  | 1997-12-03 | 2:00 | 1.7 | 35.06 | [5 empty] | 1 | 33.8 |  |  |  | -3 | 26.6 |  |  |  |  | -7.8 | 17.96 |  |  |  |  | -6.7 | 19.94 | [5 empty] | 2.2 | 35.96 |  |  |  | 2.2 | 35.96 |  |  |  |  | 2.2 | 35.96 |  |  |  |  | -18.3 | -0.94
2003-12-03 | 3:00 | -5 | 23 | WEEKDAY | #N/A | 1977-12-03 | 3:00 | 5 | 41 |  |  | 2000-12-03 | 3:00 | -6.6 | 20.12 |  |  | 1997-12-03 | 3:00 | 1.1 | 33.98 | [5 empty] | 0 | 32 |  |  |  | -3 | 26.6 |  |  |  |  | -7.2 | 19.04 |  |  |  |  | -7.8 | 17.96 | [5 empty] | 2.8 | 37.04 |  |  |  | 2.2 | 35.96 |  |  |  |  | 1.7 | 35.06 |  |  |  |  | -20 | -4
2003-12-03 | 4:00 | -5 | 23 | WEEKDAY | #N/A | 1977-12-03 | 4:00 | 5.6 | 42.08 |  |  | 2000-12-03 | 4:00 | -7 | 19.4 |  |  | 1997-12-03 | 4:00 | 1.1 | 33.98 | [5 empty] | 0 | 32 |  |  |  | -3 | 26.6 |  |  |  |  | -7.8 | 17.96 |  |  |  |  | -8.9 | 15.98 | [5 empty] | 3.3 | 37.94 |  |  |  | 2.2 | 35.96 |  |  |  |  | 1.7 | 35.06 |  |  |  |  | -19.4 | -2.92
2003-12-03 | 5:00 | -5 | 23 | WEEKDAY | #N/A | 1977-12-03 | 5:00 | 5 | 41 |  |  | 2000-12-03 | 5:00 | -8 | 17.6 |  |  | 1997-12-03 | 5:00 | 0.6 | 33.08 | [5 empty] | 0 | 32 |  |  |  | -4 | 24.8 |  |  |  |  | -7.2 | 19.04 |  |  |  |  | -9.1 | 15.62 | [5 empty] | 2.9 | 37.22 |  |  |  | 1.7 | 35.06 |  |  |  |  | 1.7 | 35.06 |  |  |  |  | -18.9 | -2.02
2003-12-03 | 6:00 | -5 | 23 | WEEKDAY | #N/A | 1977-12-03 | 6:00 | 5 | 41 |  |  | 2000-12-03 | 6:00 | -7.5 | 18.5 |  |  | 1997-12-03 | 6:00 | 0 | 32 | [5 empty] | 1 | 33.8 |  |  |  | -4 | 24.8 |  |  |  |  | -6.7 | 19.94 |  |  |  |  | -9.2 | 15.44 | [5 empty] | 2.6 | 36.68 |  |  |  | 1.7 | 35.06 |  |  |  |  | 1.7 | 35.06 |  |  |  |  | -19.4 | -2.92
2003-12-03 | 7:00 | -5 | 23 | WEEKDAY | #N/A | 1977-12-03 | 7:00 | 5 | 41 |  |  | 2000-12-03 | 7:00 | -7 | 19.4 |  |  | 1997-12-03 | 7:00 | 1.1 | 33.98 | [5 empty] | 0 | 32 |  |  |  | -4 | 24.8 |  |  |  |  | -5.6 | 21.92 |  |  |  |  | -9.4 | 15.08 | [5 empty] | 2.2 | 35.96 |  |  |  | 1.1 | 33.98 |  |  |  |  | 1.1 | 33.98 |  |  |  |  | -18.3 | -0.94
2003-12-03 | 8:00 | -5 | 23 | WEEKDAY | #N/A | 1977-12-03 | 8:00 | 5 | 41 |  |  | 2000-12-03 | 8:00 | -6 | 21.2 |  |  | 1997-12-03 | 8:00 | 1.1 | 33.98 | [5 empty] | 1 | 33.8 |  |  |  | -2 | 28.4 |  |  |  |  | -5 | 23 |  |  |  |  | -8.7 | 16.34 | [5 empty] | 2.6 | 36.68 |  |  |  | 0.6 | 33.08 |  |  |  |  | 1.1 | 33.98 |  |  |  |  | -17.2 | 1.04
2003-12-03 | 9:00 | -4.4 | 24.08 | WEEKDAY | #N/A | 1977-12-03 | 9:00 | 5 | 41 |  |  | 2000-12-03 | 9:00 | -5 | 23 |  |  | 1997-12-03 | 9:00 | 2.8 | 37.04 | [5 empty] | 3 | 37.4 |  |  |  | -1 | 30.2 |  |  |  |  | -5 | 23 |  |  |  |  | -7.9 | 17.78 | [5 empty] | 2.9 | 37.22 |  |  |  | 1.1 | 33.98 |  |  |  |  | 1.1 | 33.98 |  |  |  |  | -16.1 | 3.02
2003-12-03 | 10:00 | -3.9 | 24.98 | WEEKDAY | #N/A | 1977-12-03 | 10:00 | 5.6 | 42.08 |  |  | 2000-12-03 | 10:00 | -3 | 26.6 |  |  | 1997-12-03 | 10:00 | 5 | 41 | [5 empty] | 5 | 41 |  |  |  | 2 | 35.6 |  |  |  |  | -4.4 | 24.08 |  |  |  |  | -7.2 | 19.04 | [5 empty] | 3.3 | 37.94 |  |  |  | 1.1 | 33.98 |  |  |  |  | 1.7 | 35.06 |  |  |  |  | -15 | 5
2003-12-03 | 11:00 | -3.3 | 26.06 | WEEKDAY | #N/A | 1977-12-03 | 11:00 | 6.7 | 44.06 |  |  | 2000-12-03 | 11:00 | -1 | 30.2 |  |  | 1997-12-03 | 11:00 | 6.1 | 42.98 | [5 empty] | 8 | 46.4 |  |  |  | 5 | 41 |  |  |  |  | -3.9 | 24.98 |  |  |  |  | -6.8 | 19.76 | [5 empty] | 3.7 | 38.66 |  |  |  | 1.1 | 33.98 |  |  |  |  | 1.7 | 35.06 |  |  |  |  | -12.8 | 8.96
2003-12-03 | 12:00 | -2.2 | 28.04 | WEEKDAY | #N/A | 1977-12-03 | 12:00 | 7.2 | 44.96 |  |  | 2000-12-03 | 12:00 | 0 | 32 |  |  | 1997-12-03 | 12:00 | 7.8 | 46.04 | [5 empty] | 10 | 50 |  |  |  | 6 | 42.8 |  |  |  |  | -3.3 | 26.06 |  |  |  |  | -6.5 | 20.3 | [5 empty] | 4 | 39.2 |  |  |  | 0.6 | 33.08 |  |  |  |  | 1.7 | 35.06 |  |  |  |  | -12.2 | 10.04
2003-12-03 | 13:00 | -1.1 | 30.02 | WEEKDAY | #N/A | 1977-12-03 | 13:00 | 7.8 | 46.04 |  |  | 2000-12-03 | 13:00 | 1 | 33.8 |  |  | 1997-12-03 | 13:00 | 8.3 | 46.94 | [5 empty] | 11 | 51.8 |  |  |  | 6 | 42.8 |  |  |  |  | -3.3 | 26.06 |  |  |  |  | -6.1 | 21.02 | [5 empty] | 4.4 | 39.92 |  |  |  | 0 | 32 |  |  |  |  | 1.7 | 35.06 |  |  |  |  | -12.2 | 10.04
2003-12-03 | 14:00 | -0.6 | 30.92 | WEEKDAY | #N/A | 1977-12-03 | 14:00 | 7.8 | 46.04 |  |  | 2000-12-03 | 14:00 | 2 | 35.6 |  |  | 1997-12-03 | 14:00 | 8.9 | 48.02 | [5 empty] | 12 | 53.6 |  |  |  | 7 | 44.6 |  |  |  |  | -2.8 | 26.96 |  |  |  |  | -5.2 | 22.64 | [5 empty] | 3.3 | 37.94 |  |  |  | 0 | 32 |  |  |  |  | 1.1 | 33.98 |  |  |  |  | -11.7 | 10.94
2003-12-03 | 15:00 | 0 | 32 | WEEKDAY | #N/A | 1977-12-03 | 15:00 | 8.3 | 46.94 |  |  | 2000-12-03 | 15:00 | 3 | 37.4 |  |  | 1997-12-03 | 15:00 | 8.3 | 46.94 | [5 empty] | 11 | 51.8 |  |  |  | 6 | 42.8 |  |  |  |  | -2.2 | 28.04 |  |  |  |  | -4.2 | 24.44 | [5 empty] | 2.2 | 35.96 |  |  |  | -0.6 | 30.92 |  |  |  |  | 1.1 | 33.98 |  |  |  |  | -12.2 | 10.04
2003-12-03 | 16:00 | 0 | 32 | WEEKDAY | #N/A | 1977-12-03 | 16:00 | 7.8 | 46.04 |  |  | 2000-12-03 | 16:00 | 1 | 33.8 |  |  | 1997-12-03 | 16:00 | 7.8 | 46.04 | [5 empty] | 9 | 48.2 |  |  |  | 6 | 42.8 |  |  |  |  | -0.6 | 30.92 |  |  |  |  | -3.3 | 26.06 | [5 empty] | 1.1 | 33.98 |  |  |  | 0 | 32 |  |  |  |  | 1.1 | 33.98 |  |  |  |  | -11.1 | 12.02
2003-12-03 | 17:00 | 0 | 32 | WEEKDAY | #N/A | 1977-12-03 | 17:00 | 7.2 | 44.96 |  |  | 2000-12-03 | 17:00 | 1 | 33.8 |  |  | 1997-12-03 | 17:00 | 7.8 | 46.04 | [5 empty] | 6 | 42.8 |  |  |  | 4 | 39.2 |  |  |  |  | 1.1 | 33.98 |  |  |  |  | -2.9 | 26.78 | [5 empty] | 1.1 | 33.98 |  |  |  | 0 | 32 |  |  |  |  | 0.6 | 33.08 |  |  |  |  | -11.1 | 12.02
2003-12-03 | 18:00 | -0.6 | 30.92 | WEEKDAY | #N/A | 1977-12-03 | 18:00 | 7.8 | 46.04 |  |  | 2000-12-03 | 18:00 | 0 | 32 |  |  | 1997-12-03 | 18:00 | 5 | 41 | [5 empty] | 6 | 42.8 |  |  |  | 3 | 37.4 |  |  |  |  | 2.2 | 35.96 |  |  |  |  | -2.6 | 27.32 | [5 empty] | 1.1 | 33.98 |  |  |  | -0.6 | 30.92 |  |  |  |  | 0.6 | 33.08 |  |  |  |  | -11.1 | 12.02
2003-12-03 | 19:00 | -0.6 | 30.92 | WEEKDAY | #N/A | 1977-12-03 | 19:00 | 7.8 | 46.04 |  |  | 2000-12-03 | 19:00 | -1 | 30.2 |  |  | 1997-12-03 | 19:00 | 5 | 41 | [5 empty] | 5 | 41 |  |  |  | 2 | 35.6 |  |  |  |  | 2.8 | 37.04 |  |  |  |  | -2.2 | 28.04 | [5 empty] | 1.1 | 33.98 |  |  |  | -1.1 | 30.02 |  |  |  |  | 0.6 | 33.08 |  |  |  |  | -10.6 | 12.92
2003-12-03 | 20:00 | -0.6 | 30.92 | WEEKDAY | #N/A | 1977-12-03 | 20:00 | 7.8 | 46.04 |  |  | 2000-12-03 | 20:00 | -1 | 30.2 |  |  | 1997-12-03 | 20:00 | 5.6 | 42.08 | [5 empty] | 5 | 41 |  |  |  | 2 | 35.6 |  |  |  |  | 3.3 | 37.94 |  |  |  |  | -1.3 | 29.66 | [5 empty] | 0.9 | 33.62 |  |  |  | -1.7 | 28.94 |  |  |  |  | 0 | 32 |  |  |  |  | -10 | 14
2003-12-03 | 21:00 | -1.1 | 30.02 | WEEKDAY | #N/A | 1977-12-03 | 21:00 | 7.2 | 44.96 |  |  | 2000-12-03 | 21:00 | -1 | 30.2 |  |  | 1997-12-03 | 21:00 | 5 | 41 | [5 empty] | 5 | 41 |  |  |  | 1 | 33.8 |  |  |  |  | 3.3 | 37.94 |  |  |  |  | -0.3 | 31.46 | [5 empty] | 0.8 | 33.44 |  |  |  | -2.2 | 28.04 |  |  |  |  | 0 | 32 |  |  |  |  | -10 | 14
2003-12-03 | 22:00 | -1.7 | 28.94 | WEEKDAY | #N/A | 1977-12-03 | 22:00 | 6.7 | 44.06 |  |  | 2000-12-03 | 22:00 | -1 | 30.2 |  |  | 1997-12-03 | 22:00 | 6.7 | 44.06 | [5 empty] | 2 | 35.6 |  |  |  | 1 | 33.8 |  |  |  |  | 3.9 | 39.02 |  |  |  |  | 0.6 | 33.08 | [5 empty] | 0.6 | 33.08 |  |  |  | -1.7 | 28.94 |  |  |  |  | -0.6 | 30.92 |  |  |  |  | -8.9 | 15.98
2003-12-03 | 23:00 | -1.7 | 28.94 | WEEKDAY | #N/A | 1977-12-03 | 23:00 | 6.1 | 42.98 |  |  | 2000-12-03 | 23:00 | -2 | 28.4 |  |  | 1997-12-03 | 23:00 | 6.7 | 44.06 | [5 empty] | 5 | 41 |  |  |  | 0 | 32 |  |  |  |  | 4.4 | 39.92 |  |  |  |  | 1.1 | 33.98 | [5 empty] | 0.2 | 32.36 |  |  |  | -1.7 | 28.94 |  |  |  |  | -1.1 | 30.02 |  |  |  |  | -7.8 | 17.96
2003-12-03 | 24:00 | -1.7 | 28.94 | WEEKDAY | #N/A | 1977-12-03 | 24:00 | 5 | 41 |  |  | 2000-12-03 | 24:00 | -2 | 28.4 |  |  | 1997-12-03 | 24:00 | 6.1 | 42.98 | [5 empty] | 7 | 44.6 |  |  |  | -1 | 30.2 |  |  |  |  | 5 | 41 |  |  |  |  | 1.7 | 35.06 | [5 empty] | -0.2 | 31.64 |  |  |  | -1.7 | 28.94 |  |  |  |  | -1.7 | 28.94 |  |  |  |  | -7.8 | 17.96
2003-12-04 | 1:00 | -1.7 | 28.94 | WEEKDAY | #N/A | 1977-12-04 | 1:00 | 5.6 | 42.08 |  |  | 2000-12-04 | 1:00 | -2 | 28.4 |  |  | 1997-12-04 | 1:00 | 5.6 | 42.08 | [5 empty] | 7 | 44.6 |  |  |  | -1 | 30.2 |  |  |  |  | 5 | 41 |  |  |  |  | 2.2 | 35.96 | [5 empty] | -0.6 | 30.92 |  |  |  | -1.7 | 28.94 |  |  |  |  | -1.7 | 28.94 |  |  |  |  | -6.7 | 19.94
2003-12-04 | 2:00 | -1.7 | 28.94 | WEEKDAY | #N/A | 1977-12-04 | 2:00 | 4.4 | 39.92 |  |  | 2000-12-04 | 2:00 | -3 | 26.6 |  |  | 1997-12-04 | 2:00 | 6.7 | 44.06 | [5 empty] | 8 | 46.4 |  |  |  | -2 | 28.4 |  |  |  |  | 6.1 | 42.98 |  |  |  |  | 2.6 | 36.68 | [5 empty] | -1 | 30.2 |  |  |  | -1.1 | 30.02 |  |  |  |  | -2.2 | 28.04 |  |  |  |  | -6.1 | 21.02
2003-12-04 | 3:00 | -1.7 | 28.94 | WEEKDAY | #N/A | 1977-12-04 | 3:00 | 3.9 | 39.02 |  |  | 2000-12-04 | 3:00 | -4 | 24.8 |  |  | 1997-12-04 | 3:00 | 5 | 41 | [5 empty] | 7 | 44.6 |  |  |  | -2 | 28.4 |  |  |  |  | 6.1 | 42.98 |  |  |  |  | 2.9 | 37.22 | [5 empty] | -1.3 | 29.66 |  |  |  | -1.1 | 30.02 |  |  |  |  | -3.3 | 26.06 |  |  |  |  | -5 | 23
2003-12-04 | 4:00 | -1.1 | 30.02 | WEEKDAY | #N/A | 1977-12-04 | 4:00 | 2.8 | 37.04 |  |  | 2000-12-04 | 4:00 | -4 | 24.8 |  |  | 1997-12-04 | 4:00 | 5.6 | 42.08 | [5 empty] | 7 | 44.6 |  |  |  | -4 | 24.8 |  |  |  |  | 6.1 | 42.98 |  |  |  |  | 3.3 | 37.94 | [5 empty] | -1.7 | 28.94 |  |  |  | -1.1 | 30.02 |  |  |  |  | -3.3 | 26.06 |  |  |  |  | -4.4 | 24.08
2003-12-04 | 5:00 | -1.1 | 30.02 | WEEKDAY | #N/A | 1977-12-04 | 5:00 | 2.8 | 37.04 |  |  | 2000-12-04 | 5:00 | -4 | 24.8 |  |  | 1997-12-04 | 5:00 | 5.6 | 42.08 | [5 empty] | 7 | 44.6 |  |  |  | -5 | 23 |  |  |  |  | 6.7 | 44.06 |  |  |  |  | 3.9 | 39.02 | [5 empty] | -1.9 | 28.58 |  |  |  | -2.2 | 28.04 |  |  |  |  | -2.8 | 26.96 |  |  |  |  | -3.3 | 26.06
2003-12-04 | 6:00 | -1.1 | 30.02 | WEEKDAY | #N/A | 1977-12-04 | 6:00 | 2.8 | 37.04 |  |  | 2000-12-04 | 6:00 | -4 | 24.8 |  |  | 1997-12-04 | 6:00 | 5.6 | 42.08 | [5 empty] | 7 | 44.6 |  |  |  | -6 | 21.2 |  |  |  |  | 6.7 | 44.06 |  |  |  |  | 4.4 | 39.92 | [5 empty] | -2 | 28.4 |  |  |  | -1.7 | 28.94 |  |  |  |  | -1.7 | 28.94 |  |  |  |  | -3.3 | 26.06
2003-12-04 | 7:00 | -1.1 | 30.02 | WEEKDAY | #N/A | 1977-12-04 | 7:00 | 1.7 | 35.06 |  |  | 2000-12-04 | 7:00 | -4 | 24.8 |  |  | 1997-12-04 | 7:00 | 6.1 | 42.98 | [5 empty] | 8 | 46.4 |  |  |  | -6 | 21.2 |  |  |  |  | 7.2 | 44.96 |  |  |  |  | 5 | 41 | [5 empty] | -2.2 | 28.04 |  |  |  | -2.2 | 28.04 |  |  |  |  | -1.7 | 28.94 |  |  |  |  | -2.2 | 28.04
2003-12-04 | 8:00 | 0 | 32 | WEEKDAY | #N/A | 1977-12-04 | 8:00 | 1.7 | 35.06 |  |  | 2000-12-04 | 8:00 | -3 | 26.6 |  |  | 1997-12-04 | 8:00 | 6.1 | 42.98 | [5 empty] | 8 | 46.4 |  |  |  | -6 | 21.2 |  |  |  |  | 7.8 | 46.04 |  |  |  |  | 6.1 | 42.98 | [5 empty] | -1.1 | 30.02 |  |  |  | -2.2 | 28.04 |  |  |  |  | -1.1 | 30.02 |  |  |  |  | -0.6 | 30.92
2003-12-04 | 9:00 | 1.1 | 33.98 | WEEKDAY | #N/A | 1977-12-04 | 9:00 | 1.7 | 35.06 |  |  | 2000-12-04 | 9:00 | -3 | 26.6 |  |  | 1997-12-04 | 9:00 | 7.2 | 44.96 | [5 empty] | 8 | 46.4 |  |  |  | -1 | 30.2 |  |  |  |  | 8.3 | 46.94 |  |  |  |  | 7.2 | 44.96 | [5 empty] | 0 | 32 |  |  |  | -2.2 | 28.04 |  |  |  |  | -1.1 | 30.02 |  |  |  |  | 0 | 32
2003-12-04 | 10:00 | 1.7 | 35.06 | WEEKDAY | #N/A | 1977-12-04 | 10:00 | 2.2 | 35.96 |  |  | 2000-12-04 | 10:00 | 0 | 32 |  |  | 1997-12-04 | 10:00 | 7.2 | 44.96 | [5 empty] | 9 | 48.2 |  |  |  | 0 | 32 |  |  |  |  | 9.4 | 48.92 |  |  |  |  | 8.3 | 46.94 | [5 empty] | 1.1 | 33.98 |  |  |  | -1.7 | 28.94 |  |  |  |  | -1.1 | 30.02 |  |  |  |  | 1.1 | 33.98
2003-12-04 | 11:00 | 2.2 | 35.96 | WEEKDAY | #N/A | 1977-12-04 | 11:00 | 2.8 | 37.04 |  |  | 2000-12-04 | 11:00 | 2 | 35.6 |  |  | 1997-12-04 | 11:00 | 7.8 | 46.04 | [5 empty] | 9 | 48.2 |  |  |  | 2 | 35.6 |  |  |  |  | 10.6 | 51.08 |  |  |  |  | 8.9 | 48.02 | [5 empty] | 0.7 | 33.26 |  |  |  | -1.1 | 30.02 |  |  |  |  | -0.6 | 30.92 |  |  |  |  | 8.3 | 46.94
2003-12-04 | 12:00 | 3.3 | 37.94 | WEEKDAY | #N/A | 1977-12-04 | 12:00 | 3.3 | 37.94 |  |  | 2000-12-04 | 12:00 | 3 | 37.4 |  |  | 1997-12-04 | 12:00 | 7.8 | 46.04 | [5 empty] | 9 | 48.2 |  |  |  | 3 | 37.4 |  |  |  |  | 12.2 | 53.96 |  |  |  |  | 9.4 | 48.92 | [5 empty] | 0.4 | 32.72 |  |  |  | 0 | 32 |  |  |  |  | 0 | 32 |  |  |  |  | 8.3 | 46.94
2003-12-04 | 13:00 | 4.4 | 39.92 | WEEKDAY | #N/A | 1977-12-04 | 13:00 | 3.9 | 39.02 |  |  | 2000-12-04 | 13:00 | 5 | 41 |  |  | 1997-12-04 | 13:00 | 8.9 | 48.02 | [5 empty] | 9 | 48.2 |  |  |  | 3 | 37.4 |  |  |  |  | 12.8 | 55.04 |  |  |  |  | 10 | 50 | [5 empty] | 0 | 32 |  |  |  | -0.6 | 30.92 |  |  |  |  | 0 | 32 |  |  |  |  | 7.2 | 44.96
2003-12-04 | 14:00 | 5 | 41 | WEEKDAY | #N/A | 1977-12-04 | 14:00 | 4.4 | 39.92 |  |  | 2000-12-04 | 14:00 | 6 | 42.8 |  |  | 1997-12-04 | 14:00 | 10 | 50 | [5 empty] | 9 | 48.2 |  |  |  | 4 | 39.2 |  |  |  |  | 12.8 | 55.04 |  |  |  |  | 9.3 | 48.74 | [5 empty] | -0.2 | 31.64 |  |  |  | 0 | 32 |  |  |  |  | 0.6 | 33.08 |  |  |  |  | 6.7 | 44.06
2003-12-04 | 15:00 | 5.6 | 42.08 | WEEKDAY | #N/A | 1977-12-04 | 15:00 | 4.4 | 39.92 |  |  | 2000-12-04 | 15:00 | 7 | 44.6 |  |  | 1997-12-04 | 15:00 | 10 | 50 | [5 empty] | 9 | 48.2 |  |  |  | 5 | 41 |  |  |  |  | 12.2 | 53.96 |  |  |  |  | 8.5 | 47.3 | [5 empty] | -0.4 | 31.28 |  |  |  | 0 | 32 |  |  |  |  | 0 | 32 |  |  |  |  | 3.9 | 39.02
2003-12-04 | 16:00 | 5 | 41 | WEEKDAY | #N/A | 1977-12-04 | 16:00 | 4.4 | 39.92 |  |  | 2000-12-04 | 16:00 | 6 | 42.8 |  |  | 1997-12-04 | 16:00 | 8.3 | 46.94 | [5 empty] | 9 | 48.2 |  |  |  | 4 | 39.2 |  |  |  |  | 9.4 | 48.92 |  |  |  |  | 7.8 | 46.04 | [5 empty] | -0.6 | 30.92 |  |  |  | -0.6 | 30.92 |  |  |  |  | -0.6 | 30.92 |  |  |  |  | 3.3 | 37.94
2003-12-04 | 17:00 | 5 | 41 | WEEKDAY | #N/A | 1977-12-04 | 17:00 | 4.4 | 39.92 |  |  | 2000-12-04 | 17:00 | 4 | 39.2 |  |  | 1997-12-04 | 17:00 | 7.2 | 44.96 | [5 empty] | 7 | 44.6 |  |  |  | 3 | 37.4 |  |  |  |  | 6.1 | 42.98 |  |  |  |  | 6.3 | 43.34 | [5 empty] | -0.6 | 30.92 |  |  |  | -2.2 | 28.04 |  |  |  |  | -1.7 | 28.94 |  |  |  |  | 1.7 | 35.06
2003-12-04 | 18:00 | 4.4 | 39.92 | WEEKDAY | #N/A | 1977-12-04 | 18:00 | 3.9 | 39.02 |  |  | 2000-12-04 | 18:00 | 0 | 32 |  |  | 1997-12-04 | 18:00 | 8.3 | 46.94 | [5 empty] | 7 | 44.6 |  |  |  | 4 | 39.2 |  |  |  |  | 4.4 | 39.92 |  |  |  |  | 4.8 | 40.64 | [5 empty] | -0.6 | 30.92 |  |  |  | -2.8 | 26.96 |  |  |  |  | -1.7 | 28.94 |  |  |  |  | 1.1 | 33.98
2003-12-04 | 19:00 | 3.9 | 39.02 | WEEKDAY | #N/A | 1977-12-04 | 19:00 | 3.3 | 37.94 |  |  | 2000-12-04 | 19:00 | 0 | 32 |  |  | 1997-12-04 | 19:00 | 8.9 | 48.02 | [5 empty] | 6 | 42.8 |  |  |  | 4 | 39.2 |  |  |  |  | 2.2 | 35.96 |  |  |  |  | 3.3 | 37.94 | [5 empty] | -0.6 | 30.92 |  |  |  | -2.8 | 26.96 |  |  |  |  | -1.1 | 30.02 |  |  |  |  | 0.6 | 33.08
2003-12-04 | 20:00 | 2.8 | 37.04 | WEEKDAY | #N/A | 1977-12-04 | 20:00 | 3.3 | 37.94 |  |  | 2000-12-04 | 20:00 | -1 | 30.2 |  |  | 1997-12-04 | 20:00 | 8.9 | 48.02 | [5 empty] | 7 | 44.6 |  |  |  | 4 | 39.2 |  |  |  |  | 1.1 | 33.98 |  |  |  |  | 2.9 | 37.22 | [5 empty] | -0.8 | 30.56 |  |  |  | -2.2 | 28.04 |  |  |  |  | -1.1 | 30.02 |  |  |  |  | 0.6 | 33.08
2003-12-04 | 21:00 | 3.3 | 37.94 | WEEKDAY | #N/A | 1977-12-04 | 21:00 | 3.3 | 37.94 |  |  | 2000-12-04 | 21:00 | -3 | 26.6 |  |  | 1997-12-04 | 21:00 | 8.9 | 48.02 | [5 empty] | 7 | 44.6 |  |  |  | 4 | 39.2 |  |  |  |  | 1.7 | 35.06 |  |  |  |  | 2.6 | 36.68 | [5 empty] | -0.9 | 30.38 |  |  |  | -2.2 | 28.04 |  |  |  |  | -1.1 | 30.02 |  |  |  |  | 0 | 32
2003-12-04 | 22:00 | 3.3 | 37.94 | WEEKDAY | #N/A | 1977-12-04 | 22:00 | 2.8 | 37.04 |  |  | 2000-12-04 | 22:00 | -3.2 | 26.24 |  |  | 1997-12-04 | 22:00 | 7.8 | 46.04 | [5 empty] | 7 | 44.6 |  |  |  | 5 | 41 |  |  |  |  | 1.7 | 35.06 |  |  |  |  | 2.2 | 35.96 | [5 empty] | -1.1 | 30.02 |  |  |  | -3.3 | 26.06 |  |  |  |  | -1.1 | 30.02 |  |  |  |  | -0.6 | 30.92
2003-12-04 | 23:00 | 2.8 | 37.04 | WEEKDAY | #N/A | 1977-12-04 | 23:00 | 2.8 | 37.04 |  |  | 2000-12-04 | 23:00 | -4 | 24.8 |  |  | 1997-12-04 | 23:00 | 8.3 | 46.94 | [5 empty] | 7 | 44.6 |  |  |  | 4 | 39.2 |  |  |  |  | 1.7 | 35.06 |  |  |  |  | 1.7 | 35.06 | [5 empty] | -1.8 | 28.76 |  |  |  | -3.9 | 24.98 |  |  |  |  | -1.1 | 30.02 |  |  |  |  | -0.6 | 30.92
2003-12-04 | 24:00 | 2.2 | 35.96 | WEEKDAY | #N/A | 1977-12-04 | 24:00 | 2.8 | 37.04 |  |  | 2000-12-04 | 24:00 | -4.2 | 24.44 |  |  | 1997-12-04 | 24:00 | 7.8 | 46.04 | [5 empty] | 6 | 42.8 |  |  |  | 4 | 39.2 |  |  |  |  | 1.1 | 33.98 |  |  |  |  | 1.1 | 33.98 | [5 empty] | -2.6 | 27.32 |  |  |  | -4.4 | 24.08 |  |  |  |  | -1.1 | 30.02 |  |  |  |  | -0.6 | 30.92
2003-12-05 | 1:00 | 2.8 | 37.04 | WEEKDAY | #N/A | 1977-12-05 | 1:00 | 2.8 | 37.04 |  |  | 2000-12-05 | 1:00 | -4.4 | 24.08 |  |  | 1997-12-05 | 1:00 | 7.2 | 44.96 | [5 empty] | 6 | 42.8 |  |  |  | 6 | 42.8 |  |  |  |  | 1.1 | 33.98 |  |  |  |  | 0.6 | 33.08 | [5 empty] | -3.3 | 26.06 |  |  |  | -5.6 | 21.92 |  |  |  |  | -2.2 | 28.04 |  |  |  |  | -1.1 | 30.02
2003-12-05 | 2:00 | 1.7 | 35.06 | WEEKDAY | #N/A | 1977-12-05 | 2:00 | 2.2 | 35.96 |  |  | 2000-12-05 | 2:00 | -4.7 | 23.54 |  |  | 1997-12-05 | 2:00 | 7.8 | 46.04 | [5 empty] | 7 | 44.6 |  |  |  | 6 | 42.8 |  |  |  |  | 1.1 | 33.98 |  |  |  |  | 0.4 | 32.72 | [5 empty] | -3.9 | 24.98 |  |  |  | -6.1 | 21.02 |  |  |  |  | -2.2 | 28.04 |  |  |  |  | -1.7 | 28.94
2003-12-05 | 3:00 | 1.7 | 35.06 | WEEKDAY | #N/A | 1977-12-05 | 3:00 | 2.2 | 35.96 |  |  | 2000-12-05 | 3:00 | -5.4 | 22.28 |  |  | 1997-12-05 | 3:00 | 7.8 | 46.04 | [5 empty] | 7 | 44.6 |  |  |  | 4 | 39.2 |  |  |  |  | 0 | 32 |  |  |  |  | 0.2 | 32.36 | [5 empty] | -4.4 | 24.08 |  |  |  | -5 | 23 |  |  |  |  | -2.2 | 28.04 |  |  |  |  | -1.1 | 30.02
2003-12-05 | 4:00 | 1.1 | 33.98 | WEEKDAY | #N/A | 1977-12-05 | 4:00 | 1.7 | 35.06 |  |  | 2000-12-05 | 4:00 | -5.2 | 22.64 |  |  | 1997-12-05 | 4:00 | 6.7 | 44.06 | [5 empty] | 6 | 42.8 |  |  |  | 4 | 39.2 |  |  |  |  | -1.1 | 30.02 |  |  |  |  | 0 | 32 | [5 empty] | -5 | 23 |  |  |  | -3.3 | 26.06 |  |  |  |  | -2.8 | 26.96 |  |  |  |  | -1.1 | 30.02
2003-12-05 | 5:00 | 1.1 | 33.98 | WEEKDAY | #N/A | 1977-12-05 | 5:00 | 1.7 | 35.06 |  |  | 2000-12-05 | 5:00 | -4.9 | 23.18 |  |  | 1997-12-05 | 5:00 | 6.1 | 42.98 | [5 empty] | 6 | 42.8 |  |  |  | 3 | 37.4 |  |  |  |  | 0 | 32 |  |  |  |  | -1.5 | 29.3 | [5 empty] | -4.8 | 23.36 |  |  |  | -3.3 | 26.06 |  |  |  |  | -2.2 | 28.04 |  |  |  |  | -1.1 | 30.02
2003-12-05 | 6:00 | 1.1 | 33.98 | WEEKDAY | #N/A | 1977-12-05 | 6:00 | 1.7 | 35.06 |  |  | 2000-12-05 | 6:00 | -5.1 | 22.82 |  |  | 1997-12-05 | 6:00 | 6.1 | 42.98 | [5 empty] | 6 | 42.8 |  |  |  | 2 | 35.6 |  |  |  |  | -0.6 | 30.92 |  |  |  |  | -2.9 | 26.78 | [5 empty] | -4.6 | 23.72 |  |  |  | -2.8 | 26.96 |  |  |  |  | -3.3 | 26.06 |  |  |  |  | -1.1 | 30.02
2003-12-05 | 7:00 | 1.7 | 35.06 | WEEKDAY | #N/A | 1977-12-05 | 7:00 | 1.7 | 35.06 |  |  | 2000-12-05 | 7:00 | -4.9 | 23.18 |  |  | 1997-12-05 | 7:00 | 5.6 | 42.08 | [5 empty] | 6 | 42.8 |  |  |  | 3 | 37.4 |  |  |  |  | -0.6 | 30.92 |  |  |  |  | -4.4 | 24.08 | [5 empty] | -4.4 | 24.08 |  |  |  | -3.3 | 26.06 |  |  |  |  | -3.3 | 26.06 |  |  |  |  | -1.1 | 30.02
2003-12-05 | 8:00 | 1.1 | 33.98 | WEEKDAY | #N/A | 1977-12-05 | 8:00 | 1.7 | 35.06 |  |  | 2000-12-05 | 8:00 | -4.1 | 24.62 |  |  | 1997-12-05 | 8:00 | 5.6 | 42.08 | [5 empty] | 6 | 42.8 |  |  |  | 4 | 39.2 |  |  |  |  | -1.7 | 28.94 |  |  |  |  | -2 | 28.4 | [5 empty] | -4 | 24.8 |  |  |  | -2.8 | 26.96 |  |  |  |  | -3.3 | 26.06 |  |  |  |  | -0.6 | 30.92
2003-12-05 | 9:00 | 1.1 | 33.98 | WEEKDAY | #N/A | 1977-12-05 | 9:00 | 1.7 | 35.06 |  |  | 2000-12-05 | 9:00 | -3.8 | 25.16 |  |  | 1997-12-05 | 9:00 | 6.1 | 42.98 | [5 empty] | 6 | 42.8 |  |  |  | 7 | 44.6 |  |  |  |  | 0 | 32 |  |  |  |  | 0.4 | 32.72 | [5 empty] | -3.7 | 25.34 |  |  |  | -2.8 | 26.96 |  |  |  |  | -2.8 | 26.96 |  |  |  |  | 0 | 32
2003-12-05 | 10:00 | 1.1 | 33.98 | WEEKDAY | #N/A | 1977-12-05 | 10:00 | 1.7 | 35.06 |  |  | 2000-12-05 | 10:00 | -1.6 | 29.12 |  |  | 1997-12-05 | 10:00 | 6.1 | 42.98 | [5 empty] | 6 | 42.8 |  |  |  | 9 | 48.2 |  |  |  |  | 0.6 | 33.08 |  |  |  |  | 2.8 | 37.04 | [5 empty] | -3.3 | 26.06 |  |  |  | -3.3 | 26.06 |  |  |  |  | -2.2 | 28.04 |  |  |  |  | 1.1 | 33.98
2003-12-05 | 11:00 | 0.6 | 33.08 | WEEKDAY | #N/A | 1977-12-05 | 11:00 | 1.1 | 33.98 |  |  | 2000-12-05 | 11:00 | 0.2 | 32.36 |  |  | 1997-12-05 | 11:00 | 5.6 | 42.08 | [5 empty] | 7 | 44.6 |  |  |  | 11 | 51.8 |  |  |  |  | 2.8 | 37.04 |  |  |  |  | 4.1 | 39.38 | [5 empty] | -3.3 | 26.06 |  |  |  | -3.9 | 24.98 |  |  |  |  | -2.2 | 28.04 |  |  |  |  | 2.2 | 35.96
2003-12-05 | 12:00 | 0 | 32 | WEEKDAY | #N/A | 1977-12-05 | 12:00 | 1.1 | 33.98 |  |  | 2000-12-05 | 12:00 | 0.9 | 33.62 |  |  | 1997-12-05 | 12:00 | 6.1 | 42.98 | [5 empty] | 7 | 44.6 |  |  |  | 11 | 51.8 |  |  |  |  | 3.3 | 37.94 |  |  |  |  | 5.4 | 41.72 | [5 empty] | -3.3 | 26.06 |  |  |  | -3.9 | 24.98 |  |  |  |  | -2.2 | 28.04 |  |  |  |  | 2.8 | 37.04
2003-12-05 | 13:00 | -1.1 | 30.02 | WEEKDAY | #N/A | 1977-12-05 | 13:00 | 1.7 | 35.06 |  |  | 2000-12-05 | 13:00 | 2.7 | 36.86 |  |  | 1997-12-05 | 13:00 | 5.6 | 42.08 | [5 empty] | 7 | 44.6 |  |  |  | 11 | 51.8 |  |  |  |  | 3.9 | 39.02 |  |  |  |  | 6.7 | 44.06 | [5 empty] | -3.3 | 26.06 |  |  |  | -3.9 | 24.98 |  |  |  |  | -2.8 | 26.96 |  |  |  |  | 4.4 | 39.92
2003-12-05 | 14:00 | -1.7 | 28.94 | WEEKDAY | #N/A | 1977-12-05 | 14:00 | 2.8 | 37.04 |  |  | 2000-12-05 | 14:00 | 3.5 | 38.3 |  |  | 1997-12-05 | 14:00 | 5 | 41 | [5 empty] | 6 | 42.8 |  |  |  | 11 | 51.8 |  |  |  |  | 4.4 | 39.92 |  |  |  |  | 6.3 | 43.34 | [5 empty] | -3.3 | 26.06 |  |  |  | -3.9 | 24.98 |  |  |  |  | -2.8 | 26.96 |  |  |  |  | 2.8 | 37.04
2003-12-05 | 15:00 | -1.7 | 28.94 | WEEKDAY | #N/A | 1977-12-05 | 15:00 | 2.8 | 37.04 |  |  | 2000-12-05 | 15:00 | 4.2 | 39.56 |  |  | 1997-12-05 | 15:00 | 4.4 | 39.92 | [5 empty] | 5 | 41 |  |  |  | 9 | 48.2 |  |  |  |  | 4.4 | 39.92 |  |  |  |  | 6 | 42.8 | [5 empty] | -3.3 | 26.06 |  |  |  | -3.9 | 24.98 |  |  |  |  | -2.8 | 26.96 |  |  |  |  | 4.4 | 39.92
2003-12-05 | 16:00 | -1.7 | 28.94 | WEEKDAY | #N/A | 1977-12-05 | 16:00 | 3.3 | 37.94 |  |  | 2000-12-05 | 16:00 | 4 | 39.2 |  |  | 1997-12-05 | 16:00 | 4.4 | 39.92 | [5 empty] | 4 | 39.2 |  |  |  | 8 | 46.4 |  |  |  |  | 5 | 41 |  |  |  |  | 5.6 | 42.08 | [5 empty] | -3.3 | 26.06 |  |  |  | -3.9 | 24.98 |  |  |  |  | -3.3 | 26.06 |  |  |  |  | 3.9 | 39.02
2003-12-05 | 17:00 | -2.2 | 28.04 | WEEKDAY | #N/A | 1977-12-05 | 17:00 | 3.9 | 39.02 |  |  | 2000-12-05 | 17:00 | 3 | 37.4 |  |  | 1997-12-05 | 17:00 | 4.4 | 39.92 | [5 empty] | 3 | 37.4 |  |  |  | 6 | 42.8 |  |  |  |  | 3.9 | 39.02 |  |  |  |  | 3.9 | 39.02 | [5 empty] | -3.3 | 26.06 |  |  |  | -4.4 | 24.08 |  |  |  |  | -3.3 | 26.06 |  |  |  |  | 2.8 | 37.04
2003-12-05 | 18:00 | -1.7 | 28.94 | WEEKDAY | #N/A | 1977-12-05 | 18:00 | 3.9 | 39.02 |  |  | 2000-12-05 | 18:00 | 3 | 37.4 |  |  | 1997-12-05 | 18:00 | 4.4 | 39.92 | [5 empty] | 3 | 37.4 |  |  |  | 4 | 39.2 |  |  |  |  | 2.2 | 35.96 |  |  |  |  | 2.3 | 36.14 | [5 empty] | -3.3 | 26.06 |  |  |  | -4.4 | 24.08 |  |  |  |  | -2.8 | 26.96 |  |  |  |  | 2.8 | 37.04
2003-12-05 | 19:00 | -2.8 | 26.96 | WEEKDAY | #N/A | 1977-12-05 | 19:00 | 3.9 | 39.02 |  |  | 2000-12-05 | 19:00 | 3 | 37.4 |  |  | 1997-12-05 | 19:00 | 3.9 | 39.02 | [5 empty] | 3 | 37.4 |  |  |  | 3 | 37.4 |  |  |  |  | 2.2 | 35.96 |  |  |  |  | 0.6 | 33.08 | [5 empty] | -3.3 | 26.06 |  |  |  | -4.4 | 24.08 |  |  |  |  | -2.8 | 26.96 |  |  |  |  | 3.3 | 37.94
2003-12-05 | 20:00 | -2.2 | 28.04 | WEEKDAY | #N/A | 1977-12-05 | 20:00 | 3.9 | 39.02 |  |  | 2000-12-05 | 20:00 | 2 | 35.6 |  |  | 1997-12-05 | 20:00 | 3.9 | 39.02 | [5 empty] | 3 | 37.4 |  |  |  | 2 | 35.6 |  |  |  |  | 1.7 | 35.06 |  |  |  |  | 1.5 | 34.7 | [5 empty] | -3.1 | 26.42 |  |  |  | -3.9 | 24.98 |  |  |  |  | -2.2 | 28.04 |  |  |  |  | 3.3 | 37.94
2003-12-05 | 21:00 | -1.1 | 30.02 | WEEKDAY | #N/A | 1977-12-05 | 21:00 | 3.9 | 39.02 |  |  | 2000-12-05 | 21:00 | 1 | 33.8 |  |  | 1997-12-05 | 21:00 | 3.3 | 37.94 | [5 empty] | 3 | 37.4 |  |  |  | -1 | 30.2 |  |  |  |  | 2.2 | 35.96 |  |  |  |  | 2.4 | 36.32 | [5 empty] | -3 | 26.6 |  |  |  | -3.9 | 24.98 |  |  |  |  | -2.2 | 28.04 |  |  |  |  | 2.8 | 37.04
2003-12-05 | 22:00 | 0 | 32 | WEEKDAY | #N/A | 1977-12-05 | 22:00 | 4.4 | 39.92 |  |  | 2000-12-05 | 22:00 | 0 | 32 |  |  | 1997-12-05 | 22:00 | 2.2 | 35.96 | [5 empty] | 3 | 37.4 |  |  |  | -2 | 28.4 |  |  |  |  | 2.2 | 35.96 |  |  |  |  | 3.3 | 37.94 | [5 empty] | -2.8 | 26.96 |  |  |  | -3.9 | 24.98 |  |  |  |  | -2.2 | 28.04 |  |  |  |  | 1.7 | 35.06
2003-12-05 | 23:00 | -0.6 | 30.92 | WEEKDAY | #N/A | 1977-12-05 | 23:00 | 4.4 | 39.92 |  |  | 2000-12-05 | 23:00 | -1 | 30.2 |  |  | 1997-12-05 | 23:00 | 2.2 | 35.96 | [5 empty] | 2 | 35.6 |  |  |  | -1 | 30.2 |  |  |  |  | 2.2 | 35.96 |  |  |  |  | 2.8 | 37.04 | [5 empty] | -2.6 | 27.32 |  |  |  | -3.9 | 24.98 |  |  |  |  | -1.7 | 28.94 |  |  |  |  | 2.2 | 35.96
2003-12-05 | 24:00 | -1.1 | 30.02 | WEEKDAY | #N/A | 1977-12-05 | 24:00 | 4.4 | 39.92 |  |  | 2000-12-05 | 24:00 | -2 | 28.4 |  |  | 1997-12-05 | 24:00 | 2.2 | 35.96 | [5 empty] | 2 | 35.6 |  |  |  | -2 | 28.4 |  |  |  |  | 2.8 | 37.04 |  |  |  |  | 2.2 | 35.96 | [5 empty] | -2.4 | 27.68 |  |  |  | -3.3 | 26.06 |  |  |  |  | -1.7 | 28.94 |  |  |  |  | 2.8 | 37.04
2003-12-06 | 1:00 | -1.1 | 30.02 | SATURDAY | #N/A | 1977-12-06 | 1:00 | 4.4 | 39.92 |  |  | 2000-12-06 | 1:00 | -3 | 26.6 |  |  | 1997-12-06 | 1:00 | 1.1 | 33.98 | [5 empty] | 1 | 33.8 |  |  |  | -3 | 26.6 |  |  |  |  | 2.8 | 37.04 |  |  |  |  | 1.7 | 35.06 | [5 empty] | -2.2 | 28.04 |  |  |  | -3.3 | 26.06 |  |  |  |  | -1.7 | 28.94 |  |  |  |  | 2.8 | 37.04
2003-12-06 | 2:00 | -1.7 | 28.94 | SATURDAY | #N/A | 1977-12-06 | 2:00 | 3.9 | 39.02 |  |  | 2000-12-06 | 2:00 | -3 | 26.6 |  |  | 1997-12-06 | 2:00 | 1.1 | 33.98 | [5 empty] | 0 | 32 |  |  |  | -3 | 26.6 |  |  |  |  | 2.2 | 35.96 |  |  |  |  | 1.7 | 35.06 | [5 empty] | -2 | 28.4 |  |  |  | -3.3 | 26.06 |  |  |  |  | -2.2 | 28.04 |  |  |  |  | 2.2 | 35.96
2003-12-06 | 3:00 | -1.7 | 28.94 | SATURDAY | #N/A | 1977-12-06 | 3:00 | 2.8 | 37.04 |  |  | 2000-12-06 | 3:00 | -4 | 24.8 |  |  | 1997-12-06 | 3:00 | 0.6 | 33.08 | [5 empty] | 0 | 32 |  |  |  | -4 | 24.8 |  |  |  |  | 2.2 | 35.96 |  |  |  |  | 1.7 | 35.06 | [5 empty] | -1.9 | 28.58 |  |  |  | -3.3 | 26.06 |  |  |  |  | -2.2 | 28.04 |  |  |  |  | 2.8 | 37.04
2003-12-06 | 4:00 | -1.7 | 28.94 | SATURDAY | #N/A | 1977-12-06 | 4:00 | 2.8 | 37.04 |  |  | 2000-12-06 | 4:00 | -4 | 24.8 |  |  | 1997-12-06 | 4:00 | 0.6 | 33.08 | [5 empty] | 0 | 32 |  |  |  | -4 | 24.8 |  |  |  |  | 0.6 | 33.08 |  |  |  |  | 1.7 | 35.06 | [5 empty] | -1.7 | 28.94 |  |  |  | -4.4 | 24.08 |  |  |  |  | -2.2 | 28.04 |  |  |  |  | 3.3 | 37.94
2003-12-06 | 5:00 | -1.7 | 28.94 | SATURDAY | #N/A | 1977-12-06 | 5:00 | 2.8 | 37.04 |  |  | 2000-12-06 | 5:00 | -4 | 24.8 |  |  | 1997-12-06 | 5:00 | 0 | 32 | [5 empty] | 0 | 32 |  |  |  | -3 | 26.6 |  |  |  |  | 1.7 | 35.06 |  |  |  |  | 0.8 | 33.44 | [5 empty] | -1.5 | 29.3 |  |  |  | -5 | 23 |  |  |  |  | -2.2 | 28.04 |  |  |  |  | 2.8 | 37.04
2003-12-06 | 6:00 | -2.2 | 28.04 | SATURDAY | #N/A | 1977-12-06 | 6:00 | 2.8 | 37.04 |  |  | 2000-12-06 | 6:00 | -5 | 23 |  |  | 1997-12-06 | 6:00 | 0 | 32 | [5 empty] | 0 | 32 |  |  |  | -4 | 24.8 |  |  |  |  | 1.1 | 33.98 |  |  |  |  | -0.2 | 31.64 | [5 empty] | -1.3 | 29.66 |  |  |  | -4.4 | 24.08 |  |  |  |  | -2.2 | 28.04 |  |  |  |  | 2.8 | 37.04
2003-12-06 | 7:00 | -2.2 | 28.04 | SATURDAY | #N/A | 1977-12-06 | 7:00 | 2.8 | 37.04 |  |  | 2000-12-06 | 7:00 | -5 | 23 |  |  | 1997-12-06 | 7:00 | 0 | 32 | [5 empty] | -1 | 30.2 |  |  |  | -3 | 26.6 |  |  |  |  | 1.1 | 33.98 |  |  |  |  | -1.1 | 30.02 | [5 empty] | -1.1 | 30.02 |  |  |  | -5 | 23 |  |  |  |  | -2.2 | 28.04 |  |  |  |  | 2.8 | 37.04
2003-12-06 | 8:00 | -2.2 | 28.04 | SATURDAY | #N/A | 1977-12-06 | 8:00 | 3.3 | 37.94 |  |  | 2000-12-06 | 8:00 | -5 | 23 |  |  | 1997-12-06 | 8:00 | 0.6 | 33.08 | [5 empty] | 1 | 33.8 |  |  |  | -2 | 28.4 |  |  |  |  | 1.1 | 33.98 |  |  |  |  | 1.3 | 34.34 | [5 empty] | -1.1 | 30.02 |  |  |  | -5 | 23 |  |  |  |  | -2.2 | 28.04 |  |  |  |  | 2.8 | 37.04
2003-12-06 | 9:00 | -3.3 | 26.06 | SATURDAY | #N/A | 1977-12-06 | 9:00 | 2.8 | 37.04 |  |  | 2000-12-06 | 9:00 | -5 | 23 |  |  | 1997-12-06 | 9:00 | 1.1 | 33.98 | [5 empty] | 1 | 33.8 |  |  |  | -2 | 28.4 |  |  |  |  | 3.3 | 37.94 |  |  |  |  | 3.7 | 38.66 | [5 empty] | -1.1 | 30.02 |  |  |  | -5 | 23 |  |  |  |  | -2.2 | 28.04 |  |  |  |  | 3.3 | 37.94
2003-12-06 | 10:00 | -3.9 | 24.98 | SATURDAY | #N/A | 1977-12-06 | 10:00 | 2.8 | 37.04 |  |  | 2000-12-06 | 10:00 | -4 | 24.8 |  |  | 1997-12-06 | 10:00 | 1.7 | 35.06 | [5 empty] | 3 | 37.4 |  |  |  | -1 | 30.2 |  |  |  |  | 4.4 | 39.92 |  |  |  |  | 6.1 | 42.98 | [5 empty] | -1.1 | 30.02 |  |  |  | -5 | 23 |  |  |  |  | -2.2 | 28.04 |  |  |  |  | 1.7 | 35.06
2003-12-06 | 11:00 | -3.9 | 24.98 | SATURDAY | #N/A | 1977-12-06 | 11:00 | 2.8 | 37.04 |  |  | 2000-12-06 | 11:00 | -3 | 26.6 |  |  | 1997-12-06 | 11:00 | 2.8 | 37.04 | [5 empty] | 3 | 37.4 |  |  |  | 0 | 32 |  |  |  |  | 6.1 | 42.98 |  |  |  |  | 7.8 | 46.04 | [5 empty] | -1.1 | 30.02 |  |  |  | -4.4 | 24.08 |  |  |  |  | -2.8 | 26.96 |  |  |  |  | 5.6 | 42.08
2003-12-06 | 12:00 | -3.3 | 26.06 | SATURDAY | #N/A | 1977-12-06 | 12:00 | 2.8 | 37.04 |  |  | 2000-12-06 | 12:00 | -3 | 26.6 |  |  | 1997-12-06 | 12:00 | 3.3 | 37.94 | [5 empty] | 4 | 39.2 |  |  |  | 1 | 33.8 |  |  |  |  | 7.8 | 46.04 |  |  |  |  | 9.4 | 48.92 | [5 empty] | -1.1 | 30.02 |  |  |  | -4.4 | 24.08 |  |  |  |  | -2.8 | 26.96 |  |  |  |  | 5.6 | 42.08
2003-12-06 | 13:00 | -3.9 | 24.98 | SATURDAY | #N/A | 1977-12-06 | 13:00 | 2.2 | 35.96 |  |  | 2000-12-06 | 13:00 | -2 | 28.4 |  |  | 1997-12-06 | 13:00 | 3.3 | 37.94 | [5 empty] | 5 | 41 |  |  |  | -1 | 30.2 |  |  |  |  | 4.4 | 39.92 |  |  |  |  | 11.1 | 51.98 | [5 empty] | -1.1 | 30.02 |  |  |  | -4.4 | 24.08 |  |  |  |  | -2.8 | 26.96 |  |  |  |  | 6.1 | 42.98
2003-12-06 | 14:00 | -3.3 | 26.06 | SATURDAY | #N/A | 1977-12-06 | 14:00 | 2.8 | 37.04 |  |  | 2000-12-06 | 14:00 | -2 | 28.4 |  |  | 1997-12-06 | 14:00 | 3.3 | 37.94 | [5 empty] | 5 | 41 |  |  |  | -2 | 28.4 |  |  |  |  | 8.3 | 46.94 |  |  |  |  | 10 | 50 | [5 empty] | -1.7 | 28.94 |  |  |  | -4.4 | 24.08 |  |  |  |  | -3.3 | 26.06 |  |  |  |  | 5 | 41
2003-12-06 | 15:00 | -3.3 | 26.06 | SATURDAY | #N/A | 1977-12-06 | 15:00 | 1.7 | 35.06 |  |  | 2000-12-06 | 15:00 | -2 | 28.4 |  |  | 1997-12-06 | 15:00 | 3.9 | 39.02 | [5 empty] | 4 | 39.2 |  |  |  | -1 | 30.2 |  |  |  |  | 8.3 | 46.94 |  |  |  |  | 8.9 | 48.02 | [5 empty] | -2.2 | 28.04 |  |  |  | -5 | 23 |  |  |  |  | -3.9 | 24.98 |  |  |  |  | 5.6 | 42.08
2003-12-06 | 16:00 | -3.3 | 26.06 | SATURDAY | #N/A | 1977-12-06 | 16:00 | 1.1 | 33.98 |  |  | 2000-12-06 | 16:00 | -2 | 28.4 |  |  | 1997-12-06 | 16:00 | 3.3 | 37.94 | [5 empty] | 3 | 37.4 |  |  |  | -1 | 30.2 |  |  |  |  | 7.2 | 44.96 |  |  |  |  | 7.8 | 46.04 | [5 empty] | -2.8 | 26.96 |  |  |  | -5.6 | 21.92 |  |  |  |  | -3.9 | 24.98 |  |  |  |  | 4.4 | 39.92
2003-12-06 | 17:00 | -2.8 | 26.96 | SATURDAY | #N/A | 1977-12-06 | 17:00 | 0.6 | 33.08 |  |  | 2000-12-06 | 17:00 | -3 | 26.6 |  |  | 1997-12-06 | 17:00 | 2.2 | 35.96 | [5 empty] | 3 | 37.4 |  |  |  | -1 | 30.2 |  |  |  |  | 5 | 41 |  |  |  |  | 7.1 | 44.78 | [5 empty] | -3.3 | 26.06 |  |  |  | -5.6 | 21.92 |  |  |  |  | -5 | 23 |  |  |  |  | 2.8 | 37.04
2003-12-06 | 18:00 | -2.8 | 26.96 | SATURDAY | #N/A | 1977-12-06 | 18:00 | 0.6 | 33.08 |  |  | 2000-12-06 | 18:00 | -4 | 24.8 |  |  | 1997-12-06 | 18:00 | 1.7 | 35.06 | [5 empty] | 2 | 35.6 |  |  |  | -1 | 30.2 |  |  |  |  | 4.4 | 39.92 |  |  |  |  | 6.3 | 43.34 | [5 empty] | -3.9 | 24.98 |  |  |  | -6.1 | 21.02 |  |  |  |  | -5 | 23 |  |  |  |  | 3.3 | 37.94
2003-12-06 | 19:00 | -2.2 | 28.04 | SATURDAY | #N/A | 1977-12-06 | 19:00 | 0.6 | 33.08 |  |  | 2000-12-06 | 19:00 | -3.6 | 25.52 |  |  | 1997-12-06 | 19:00 | 1.1 | 33.98 | [5 empty] | 2 | 35.6 |  |  |  | -1 | 30.2 |  |  |  |  | 3.9 | 39.02 |  |  |  |  | 5.6 | 42.08 | [5 empty] | -4.4 | 24.08 |  |  |  | -6.7 | 19.94 |  |  |  |  | -5 | 23 |  |  |  |  | 3.3 | 37.94
2003-12-06 | 20:00 | -2.8 | 26.96 | SATURDAY | #N/A | 1977-12-06 | 20:00 | 0 | 32 |  |  | 2000-12-06 | 20:00 | -3 | 26.6 |  |  | 1997-12-06 | 20:00 | 0 | 32 | [5 empty] | 1 | 33.8 |  |  |  | -1 | 30.2 |  |  |  |  | 3.9 | 39.02 |  |  |  |  | 3.4 | 38.12 | [5 empty] | -4.6 | 23.72 |  |  |  | -6.7 | 19.94 |  |  |  |  | -5.6 | 21.92 |  |  |  |  | 3.3 | 37.94
2003-12-06 | 21:00 | -2.8 | 26.96 | SATURDAY | #N/A | 1977-12-06 | 21:00 | -0.6 | 30.92 |  |  | 2000-12-06 | 21:00 | -3 | 26.6 |  |  | 1997-12-06 | 21:00 | 0 | 32 | [5 empty] | 0 | 32 |  |  |  | -1 | 30.2 |  |  |  |  | 2.8 | 37.04 |  |  |  |  | 1.1 | 33.98 | [5 empty] | -4.8 | 23.36 |  |  |  | -6.7 | 19.94 |  |  |  |  | -5.6 | 21.92 |  |  |  |  | 2.2 | 35.96
2003-12-06 | 22:00 | -2.8 | 26.96 | SATURDAY | #N/A | 1977-12-06 | 22:00 | -1.1 | 30.02 |  |  | 2000-12-06 | 22:00 | -3 | 26.6 |  |  | 1997-12-06 | 22:00 | -0.6 | 30.92 | [5 empty] | 0 | 32 |  |  |  | -1 | 30.2 |  |  |  |  | 2.2 | 35.96 |  |  |  |  | -1.1 | 30.02 | [5 empty] | -5 | 23 |  |  |  | -7.2 | 19.04 |  |  |  |  | -5.6 | 21.92 |  |  |  |  | 2.2 | 35.96
2003-12-06 | 23:00 | -2.2 | 28.04 | SATURDAY | #N/A | 1977-12-06 | 23:00 | -1.1 | 30.02 |  |  | 2000-12-06 | 23:00 | -4 | 24.8 |  |  | 1997-12-06 | 23:00 | -0.6 | 30.92 | [5 empty] | 0 | 32 |  |  |  | -1 | 30.2 |  |  |  |  | 2.8 | 37.04 |  |  |  |  | 0.2 | 32.36 | [5 empty] | -5 | 23 |  |  |  | -7.2 | 19.04 |  |  |  |  | -5.6 | 21.92 |  |  |  |  | 2.8 | 37.04
2003-12-06 | 24:00 | -2.2 | 28.04 | SATURDAY | #N/A | 1977-12-06 | 24:00 | -1.1 | 30.02 |  |  | 2000-12-06 | 24:00 | -4 | 24.8 |  |  | 1997-12-06 | 24:00 | -0.6 | 30.92 | [5 empty] | -1 | 30.2 |  |  |  | -1 | 30.2 |  |  |  |  | 2.8 | 37.04 |  |  |  |  | 1.5 | 34.7 | [5 empty] | -5 | 23 |  |  |  | -7.8 | 17.96 |  |  |  |  | -6.1 | 21.02 |  |  |  |  | 2.2 | 35.96
2003-12-07 | 1:00 | -2.2 | 28.04 | SUNDAY | #N/A | 1977-12-07 | 1:00 | -2.2 | 28.04 |  |  | 2000-12-07 | 1:00 | -3.9 | 24.98 |  |  | 1997-12-07 | 1:00 | -1.1 | 30.02 | [5 empty] | -1 | 30.2 |  |  |  | -1 | 30.2 |  |  |  |  | 10.6 | 51.08 |  |  |  |  | 2.8 | 37.04 | [5 empty] | -5 | 23 |  |  |  | -7.2 | 19.04 |  |  |  |  | -6.1 | 21.02 |  |  |  |  | 1.1 | 33.98
2003-12-07 | 2:00 | -2.2 | 28.04 | SUNDAY | #N/A | 1977-12-07 | 2:00 | -2.8 | 26.96 |  |  | 2000-12-07 | 2:00 | -4 | 24.8 |  |  | 1997-12-07 | 2:00 | -1.1 | 30.02 | [5 empty] | -1 | 30.2 |  |  |  | 0 | 32 |  |  |  |  | 2.8 | 37.04 |  |  |  |  | 3 | 37.4 | [5 empty] | -5.2 | 22.64 |  |  |  | -7.2 | 19.04 |  |  |  |  | -6.1 | 21.02 |  |  |  |  | 0 | 32
2003-12-07 | 3:00 | -2.8 | 26.96 | SUNDAY | #N/A | 1977-12-07 | 3:00 | -2.8 | 26.96 |  |  | 2000-12-07 | 3:00 | -4.1 | 24.62 |  |  | 1997-12-07 | 3:00 | -0.6 | 30.92 | [5 empty] | -1 | 30.2 |  |  |  | 0 | 32 |  |  |  |  | 2.2 | 35.96 |  |  |  |  | 3.1 | 37.58 | [5 empty] | -5.4 | 22.28 |  |  |  | -7.8 | 17.96 |  |  |  |  | -6.1 | 21.02 |  |  |  |  | 0 | 32
2003-12-07 | 4:00 | -3.3 | 26.06 | SUNDAY | #N/A | 1977-12-07 | 4:00 | -2.8 | 26.96 |  |  | 2000-12-07 | 4:00 | -4 | 24.8 |  |  | 1997-12-07 | 4:00 | -0.6 | 30.92 | [5 empty] | -1 | 30.2 |  |  |  | 0 | 32 |  |  |  |  | 1.7 | 35.06 |  |  |  |  | 3.3 | 37.94 | [5 empty] | -5.6 | 21.92 |  |  |  | -7.8 | 17.96 |  |  |  |  | -6.1 | 21.02 |  |  |  |  | -1.1 | 30.02
2003-12-07 | 5:00 | -2.8 | 26.96 | SUNDAY | #N/A | 1977-12-07 | 5:00 | -3.3 | 26.06 |  |  | 2000-12-07 | 5:00 | -4 | 24.8 |  |  | 1997-12-07 | 5:00 | 0 | 32 | [5 empty] | -1 | 30.2 |  |  |  | 0 | 32 |  |  |  |  | 1.1 | 33.98 |  |  |  |  | 2.8 | 37.04 | [5 empty] | -6 | 21.2 |  |  |  | -7.8 | 17.96 |  |  |  |  | -6.1 | 21.02 |  |  |  |  | -1.7 | 28.94
2003-12-07 | 6:00 | -3.3 | 26.06 | SUNDAY | #N/A | 1977-12-07 | 6:00 | -3.3 | 26.06 |  |  | 2000-12-07 | 6:00 | -3 | 26.6 |  |  | 1997-12-07 | 6:00 | 0 | 32 | [5 empty] | -1 | 30.2 |  |  |  | 0 | 32 |  |  |  |  | 0.6 | 33.08 |  |  |  |  | 2.2 | 35.96 | [5 empty] | -6.3 | 20.66 |  |  |  | -7.8 | 17.96 |  |  |  |  | -6.1 | 21.02 |  |  |  |  | -1.1 | 30.02
2003-12-07 | 7:00 | -3.3 | 26.06 | SUNDAY | #N/A | 1977-12-07 | 7:00 | -2.8 | 26.96 |  |  | 2000-12-07 | 7:00 | -3 | 26.6 |  |  | 1997-12-07 | 7:00 | 0.6 | 33.08 | [5 empty] | 0 | 32 |  |  |  | 0 | 32 |  |  |  |  | 1.1 | 33.98 |  |  |  |  | 1.7 | 35.06 | [5 empty] | -6.7 | 19.94 |  |  |  | -8.3 | 17.06 |  |  |  |  | -6.1 | 21.02 |  |  |  |  | -1.7 | 28.94
2003-12-07 | 8:00 | -3.3 | 26.06 | SUNDAY | #N/A | 1977-12-07 | 8:00 | -2.8 | 26.96 |  |  | 2000-12-07 | 8:00 | -3 | 26.6 |  |  | 1997-12-07 | 8:00 | 0 | 32 | [5 empty] | 0 | 32 |  |  |  | 1 | 33.8 |  |  |  |  | 1.1 | 33.98 |  |  |  |  | 2.6 | 36.68 | [5 empty] | -6.3 | 20.66 |  |  |  | -8.3 | 17.06 |  |  |  |  | -6.7 | 19.94 |  |  |  |  | -1.7 | 28.94
2003-12-07 | 9:00 | -4.4 | 24.08 | SUNDAY | #N/A | 1977-12-07 | 9:00 | -2.8 | 26.96 |  |  | 2000-12-07 | 9:00 | -3 | 26.6 |  |  | 1997-12-07 | 9:00 | 1.7 | 35.06 | [5 empty] | 2 | 35.6 |  |  |  | 1 | 33.8 |  |  |  |  | 2.2 | 35.96 |  |  |  |  | 3.5 | 38.3 | [5 empty] | -6 | 21.2 |  |  |  | -7.8 | 17.96 |  |  |  |  | -6.1 | 21.02 |  |  |  |  | -0.6 | 30.92
2003-12-07 | 10:00 | -3.3 | 26.06 | SUNDAY | #N/A | 1977-12-07 | 10:00 | -2.8 | 26.96 |  |  | 2000-12-07 | 10:00 | -3 | 26.6 |  |  | 1997-12-07 | 10:00 | 2.8 | 37.04 | [5 empty] | 3 | 37.4 |  |  |  | 1 | 33.8 |  |  |  |  | 2.8 | 37.04 |  |  |  |  | 4.4 | 39.92 | [5 empty] | -5.6 | 21.92 |  |  |  | -7.2 | 19.04 |  |  |  |  | -6.1 | 21.02 |  |  |  |  | -0.6 | 30.92
2003-12-07 | 11:00 | -2.8 | 26.96 | SUNDAY | #N/A | 1977-12-07 | 11:00 | -2.2 | 28.04 |  |  | 2000-12-07 | 11:00 | -2 | 28.4 |  |  | 1997-12-07 | 11:00 | 3.3 | 37.94 | [5 empty] | 3 | 37.4 |  |  |  | 1 | 33.8 |  |  |  |  | 3.3 | 37.94 |  |  |  |  | 4.8 | 40.64 | [5 empty] | -5.4 | 22.28 |  |  |  | -6.7 | 19.94 |  |  |  |  | -6.1 | 21.02 |  |  |  |  | -0.6 | 30.92
2003-12-07 | 12:00 | -1.7 | 28.94 | SUNDAY | #N/A | 1977-12-07 | 12:00 | -2.2 | 28.04 |  |  | 2000-12-07 | 12:00 | -1 | 30.2 |  |  | 1997-12-07 | 12:00 | 3.3 | 37.94 | [5 empty] | 4 | 39.2 |  |  |  | 1 | 33.8 |  |  |  |  | 3.9 | 39.02 |  |  |  |  | 5.2 | 41.36 | [5 empty] | -5.2 | 22.64 |  |  |  | -6.1 | 21.02 |  |  |  |  | -5.6 | 21.92 |  |  |  |  | -0.6 | 30.92
2003-12-07 | 13:00 | -1.1 | 30.02 | SUNDAY | #N/A | 1977-12-07 | 13:00 | -2.8 | 26.96 |  |  | 2000-12-07 | 13:00 | -1 | 30.2 |  |  | 1997-12-07 | 13:00 | 3.9 | 39.02 | [5 empty] | 4 | 39.2 |  |  |  | 1 | 33.8 |  |  |  |  | 4.4 | 39.92 |  |  |  |  | 5.6 | 42.08 | [5 empty] | -5 | 23 |  |  |  | -5 | 23 |  |  |  |  | -5.6 | 21.92 |  |  |  |  | 0 | 32
2003-12-07 | 14:00 | -0.6 | 30.92 | SUNDAY | #N/A | 1977-12-07 | 14:00 | -2.8 | 26.96 |  |  | 2000-12-07 | 14:00 | -1 | 30.2 |  |  | 1997-12-07 | 14:00 | 5 | 41 | [5 empty] | 4 | 39.2 |  |  |  | 1 | 33.8 |  |  |  |  | 5 | 41 |  |  |  |  | 5.6 | 42.08 | [5 empty] | -5.2 | 22.64 |  |  |  | -4.4 | 24.08 |  |  |  |  | -5 | 23 |  |  |  |  | 0 | 32
2003-12-07 | 15:00 | -0.6 | 30.92 | SUNDAY | #N/A | 1977-12-07 | 15:00 | -2.2 | 28.04 |  |  | 2000-12-07 | 15:00 | 0 | 32 |  |  | 1997-12-07 | 15:00 | 4.4 | 39.92 | [5 empty] | 5 | 41 |  |  |  | 1 | 33.8 |  |  |  |  | 5.6 | 42.08 |  |  |  |  | 5.6 | 42.08 | [5 empty] | -5.4 | 22.28 |  |  |  | -4.4 | 24.08 |  |  |  |  | -5 | 23 |  |  |  |  | -0.6 | 30.92
2003-12-07 | 16:00 | -0.6 | 30.92 | SUNDAY | #N/A | 1977-12-07 | 16:00 | -2.2 | 28.04 |  |  | 2000-12-07 | 16:00 | -1 | 30.2 |  |  | 1997-12-07 | 16:00 | 4.4 | 39.92 | [5 empty] | 5 | 41 |  |  |  | 2 | 35.6 |  |  |  |  | 4.4 | 39.92 |  |  |  |  | 5.6 | 42.08 | [5 empty] | -5.6 | 21.92 |  |  |  | -5 | 23 |  |  |  |  | -5 | 23 |  |  |  |  | -0.6 | 30.92
2003-12-07 | 17:00 | -1.1 | 30.02 | SUNDAY | #N/A | 1977-12-07 | 17:00 | -2.2 | 28.04 |  |  | 2000-12-07 | 17:00 | -2 | 28.4 |  |  | 1997-12-07 | 17:00 | 5 | 41 | [5 empty] | 4 | 39.2 |  |  |  | 4 | 39.2 |  |  |  |  | 3.9 | 39.02 |  |  |  |  | 5 | 41 | [5 empty] | -5.2 | 22.64 |  |  |  | -5.6 | 21.92 |  |  |  |  | -5 | 23 |  |  |  |  | -1.1 | 30.02
2003-12-07 | 18:00 | -1.1 | 30.02 | SUNDAY | #N/A | 1977-12-07 | 18:00 | -2.2 | 28.04 |  |  | 2000-12-07 | 18:00 | -2.6 | 27.32 |  |  | 1997-12-07 | 18:00 | 5 | 41 | [5 empty] | 4 | 39.2 |  |  |  | 2 | 35.6 |  |  |  |  | 3.9 | 39.02 |  |  |  |  | 4.5 | 40.1 | [5 empty] | -4.8 | 23.36 |  |  |  | -6.7 | 19.94 |  |  |  |  | -6.1 | 21.02 |  |  |  |  | -1.1 | 30.02
2003-12-07 | 19:00 | -1.1 | 30.02 | SUNDAY | #N/A | 1977-12-07 | 19:00 | -2.2 | 28.04 |  |  | 2000-12-07 | 19:00 | -3 | 26.6 |  |  | 1997-12-07 | 19:00 | 5 | 41 | [5 empty] | 5 | 41 |  |  |  | 2 | 35.6 |  |  |  |  | 5 | 41 |  |  |  |  | 3.9 | 39.02 | [5 empty] | -4.4 | 24.08 |  |  |  | -7.8 | 17.96 |  |  |  |  | -5 | 23 |  |  |  |  | -1.1 | 30.02
2003-12-07 | 20:00 | -2.2 | 28.04 | SUNDAY | #N/A | 1977-12-07 | 20:00 | -2.2 | 28.04 |  |  | 2000-12-07 | 20:00 | -3 | 26.6 |  |  | 1997-12-07 | 20:00 | 4.4 | 39.92 | [5 empty] | 4 | 39.2 |  |  |  | 2 | 35.6 |  |  |  |  | 5 | 41 |  |  |  |  | 2.6 | 36.68 | [5 empty] | -5.5 | 22.1 |  |  |  | -8.3 | 17.06 |  |  |  |  | -5.6 | 21.92 |  |  |  |  | -0.6 | 30.92
2003-12-07 | 21:00 | -2.2 | 28.04 | SUNDAY | #N/A | 1977-12-07 | 21:00 | -2.8 | 26.96 |  |  | 2000-12-07 | 21:00 | -3 | 26.6 |  |  | 1997-12-07 | 21:00 | 4.4 | 39.92 | [5 empty] | 3 | 37.4 |  |  |  | 3 | 37.4 |  |  |  |  | 6.1 | 42.98 |  |  |  |  | 1.3 | 34.34 | [5 empty] | -6.7 | 19.94 |  |  |  | -8.9 | 15.98 |  |  |  |  | -5.6 | 21.92 |  |  |  |  | -0.6 | 30.92
2003-12-07 | 22:00 | -2.8 | 26.96 | SUNDAY | #N/A | 1977-12-07 | 22:00 | -2.8 | 26.96 |  |  | 2000-12-07 | 22:00 | -4 | 24.8 |  |  | 1997-12-07 | 22:00 | 5 | 41 | [5 empty] | 4 | 39.2 |  |  |  | 3 | 37.4 |  |  |  |  | 7.8 | 46.04 |  |  |  |  | 0 | 32 | [5 empty] | -7.8 | 17.96 |  |  |  | -7.8 | 17.96 |  |  |  |  | -6.1 | 21.02 |  |  |  |  | -0.6 | 30.92
2003-12-07 | 23:00 | -2.8 | 26.96 | SUNDAY | #N/A | 1977-12-07 | 23:00 | -2.8 | 26.96 |  |  | 2000-12-07 | 23:00 | -3 | 26.6 |  |  | 1997-12-07 | 23:00 | 5 | 41 | [5 empty] | 4 | 39.2 |  |  |  | 3 | 37.4 |  |  |  |  | 7.8 | 46.04 |  |  |  |  | 2 | 35.6 | [5 empty] | -8 | 17.6 |  |  |  | -7.8 | 17.96 |  |  |  |  | -6.7 | 19.94 |  |  |  |  | -0.6 | 30.92
2003-12-07 | 24:00 | -2.8 | 26.96 | SUNDAY | #N/A | 1977-12-07 | 24:00 | -2.8 | 26.96 |  |  | 2000-12-07 | 24:00 | -4 | 24.8 |  |  | 1997-12-07 | 24:00 | 5 | 41 | [5 empty] | 4 | 39.2 |  |  |  | 3 | 37.4 |  |  |  |  | 7.2 | 44.96 |  |  |  |  | 4.1 | 39.38 | [5 empty] | -8.1 | 17.42 |  |  |  | -6.7 | 19.94 |  |  |  |  | -6.1 | 21.02 |  |  |  |  | -1.1 | 30.02
2003-12-08 | 1:00 | -3.3 | 26.06 | WEEKDAY | #N/A | 1977-12-08 | 1:00 | -3.3 | 26.06 |  |  | 2000-12-08 | 1:00 | -4 | 24.8 |  |  | 1997-12-08 | 1:00 | 5 | 41 | [5 empty] | 3 | 37.4 |  |  |  | 3 | 37.4 |  |  |  |  | 7.8 | 46.04 |  |  |  |  | 6.1 | 42.98 | [5 empty] | -8.3 | 17.06 |  |  |  | -6.7 | 19.94 |  |  |  |  | -6.7 | 19.94 |  |  |  |  | -1.1 | 30.02
2003-12-08 | 2:00 | -3.3 | 26.06 | WEEKDAY | #N/A | 1977-12-08 | 2:00 | -3.3 | 26.06 |  |  | 2000-12-08 | 2:00 | -4 | 24.8 |  |  | 1997-12-08 | 2:00 | 4.4 | 39.92 | [5 empty] | 2 | 35.6 |  |  |  | 3 | 37.4 |  |  |  |  | 7.8 | 46.04 |  |  |  |  | 6.5 | 43.7 | [5 empty] | -7.9 | 17.78 |  |  |  | -7.2 | 19.04 |  |  |  |  | -7.2 | 19.04 |  |  |  |  | -1.7 | 28.94
2003-12-08 | 3:00 | -3.9 | 24.98 | WEEKDAY | #N/A | 1977-12-08 | 3:00 | -3.3 | 26.06 |  |  | 2000-12-08 | 3:00 | -4 | 24.8 |  |  | 1997-12-08 | 3:00 | 3.9 | 39.02 | [5 empty] | 2 | 35.6 |  |  |  | 4 | 39.2 |  |  |  |  | 6.7 | 44.06 |  |  |  |  | 6.8 | 44.24 | [5 empty] | -7.6 | 18.32 |  |  |  | -8.3 | 17.06 |  |  |  |  | -8.9 | 15.98 |  |  |  |  | -1.7 | 28.94
2003-12-08 | 4:00 | -3.9 | 24.98 | WEEKDAY | #N/A | 1977-12-08 | 4:00 | -3.9 | 24.98 |  |  | 2000-12-08 | 4:00 | -4 | 24.8 |  |  | 1997-12-08 | 4:00 | 3.9 | 39.02 | [5 empty] | 1 | 33.8 |  |  |  | 4 | 39.2 |  |  |  |  | 6.7 | 44.06 |  |  |  |  | 7.2 | 44.96 | [5 empty] | -7.2 | 19.04 |  |  |  | -8.3 | 17.06 |  |  |  |  | -8.3 | 17.06 |  |  |  |  | -1.7 | 28.94
2003-12-08 | 5:00 | -3.9 | 24.98 | WEEKDAY | #N/A | 1977-12-08 | 5:00 | -3.9 | 24.98 |  |  | 2000-12-08 | 5:00 | -5 | 23 |  |  | 1997-12-08 | 5:00 | 5 | 41 | [5 empty] | 1 | 33.8 |  |  |  | 5 | 41 |  |  |  |  | 7.2 | 44.96 |  |  |  |  | 7.2 | 44.96 | [5 empty] | -7 | 19.4 |  |  |  | -8.3 | 17.06 |  |  |  |  | -11.1 | 12.02 |  |  |  |  | -1.7 | 28.94
2003-12-08 | 6:00 | -3.3 | 26.06 | WEEKDAY | #N/A | 1977-12-08 | 6:00 | -3.9 | 24.98 |  |  | 2000-12-08 | 6:00 | -5 | 23 |  |  | 1997-12-08 | 6:00 | 4.4 | 39.92 | [5 empty] | 1 | 33.8 |  |  |  | 6 | 42.8 |  |  |  |  | 7.2 | 44.96 |  |  |  |  | 7.2 | 44.96 | [5 empty] | -6.9 | 19.58 |  |  |  | -8.3 | 17.06 |  |  |  |  | -12.2 | 10.04 |  |  |  |  | -1.7 | 28.94
2003-12-08 | 7:00 | -3.3 | 26.06 | WEEKDAY | #N/A | 1977-12-08 | 7:00 | -3.9 | 24.98 |  |  | 2000-12-08 | 7:00 | -5 | 23 |  |  | 1997-12-08 | 7:00 | 3.9 | 39.02 | [5 empty] | 1 | 33.8 |  |  |  | 6 | 42.8 |  |  |  |  | 7.8 | 46.04 |  |  |  |  | 7.2 | 44.96 | [5 empty] | -6.7 | 19.94 |  |  |  | -10.6 | 12.92 |  |  |  |  | -13.9 | 6.98 |  |  |  |  | -1.7 | 28.94
2003-12-08 | 8:00 | -3.3 | 26.06 | WEEKDAY | #N/A | 1977-12-08 | 8:00 | -3.9 | 24.98 |  |  | 2000-12-08 | 8:00 | -4 | 24.8 |  |  | 1997-12-08 | 8:00 | 5 | 41 | [5 empty] | 2 | 35.6 |  |  |  | 7 | 44.6 |  |  |  |  | 7.8 | 46.04 |  |  |  |  | 7.4 | 45.32 | [5 empty] | -6.7 | 19.94 |  |  |  | -9.4 | 15.08 |  |  |  |  | -13.3 | 8.06 |  |  |  |  | -1.7 | 28.94
2003-12-08 | 9:00 | -2.2 | 28.04 | WEEKDAY | #N/A | 1977-12-08 | 9:00 | -3.9 | 24.98 |  |  | 2000-12-08 | 9:00 | -4 | 24.8 |  |  | 1997-12-08 | 9:00 | 5.6 | 42.08 | [5 empty] | 5 | 41 |  |  |  | 9 | 48.2 |  |  |  |  | 7.8 | 46.04 |  |  |  |  | 7.6 | 45.68 | [5 empty] | -6.7 | 19.94 |  |  |  | -8.3 | 17.06 |  |  |  |  | -12.2 | 10.04 |  |  |  |  | -1.1 | 30.02
2003-12-08 | 10:00 | -1.7 | 28.94 | WEEKDAY | #N/A | 1977-12-08 | 10:00 | -3.9 | 24.98 |  |  | 2000-12-08 | 10:00 | -4 | 24.8 |  |  | 1997-12-08 | 10:00 | 6.1 | 42.98 | [5 empty] | 7 | 44.6 |  |  |  | 13 | 55.4 |  |  |  |  | 8.3 | 46.94 |  |  |  |  | 7.8 | 46.04 | [5 empty] | -6.7 | 19.94 |  |  |  | -6.7 | 19.94 |  |  |  |  | -7.8 | 17.96 |  |  |  |  | -1.1 | 30.02
2003-12-08 | 11:00 | 0 | 32 | WEEKDAY | #N/A | 1977-12-08 | 11:00 | -1.7 | 28.94 |  |  | 2000-12-08 | 11:00 | -3 | 26.6 |  |  | 1997-12-08 | 11:00 | 7.2 | 44.96 | [5 empty] | 7 | 44.6 |  |  |  | 13 | 55.4 |  |  |  |  | 8.3 | 46.94 |  |  |  |  | 8.2 | 46.76 | [5 empty] | -5.8 | 21.56 |  |  |  | -6.1 | 21.02 |  |  |  |  | -6.7 | 19.94 |  |  |  |  | -0.6 | 30.92
2003-12-08 | 12:00 | 1.1 | 33.98 | WEEKDAY | #N/A | 1977-12-08 | 12:00 | -1.1 | 30.02 |  |  | 2000-12-08 | 12:00 | -3 | 26.6 |  |  | 1997-12-08 | 12:00 | 7.2 | 44.96 | [5 empty] | 8 | 46.4 |  |  |  | 14 | 57.2 |  |  |  |  | 8.9 | 48.02 |  |  |  |  | 8.5 | 47.3 | [5 empty] | -4.8 | 23.36 |  |  |  | -6.1 | 21.02 |  |  |  |  | -5.6 | 21.92 |  |  |  |  | 0 | 32
2003-12-08 | 13:00 | 1.7 | 35.06 | WEEKDAY | #N/A | 1977-12-08 | 13:00 | -0.6 | 30.92 |  |  | 2000-12-08 | 13:00 | -3 | 26.6 |  |  | 1997-12-08 | 13:00 | 7.2 | 44.96 | [5 empty] | 9 | 48.2 |  |  |  | 13 | 55.4 |  |  |  |  | 8.9 | 48.02 |  |  |  |  | 8.9 | 48.02 | [5 empty] | -3.9 | 24.98 |  |  |  | -5.6 | 21.92 |  |  |  |  | -5.6 | 21.92 |  |  |  |  | 0 | 32
2003-12-08 | 14:00 | 2.8 | 37.04 | WEEKDAY | #N/A | 1977-12-08 | 14:00 | 0 | 32 |  |  | 2000-12-08 | 14:00 | -3 | 26.6 |  |  | 1997-12-08 | 14:00 | 7.2 | 44.96 | [5 empty] | 8 | 46.4 |  |  |  | 14 | 57.2 |  |  |  |  | 9.4 | 48.92 |  |  |  |  | 8.9 | 48.02 | [5 empty] | -4.8 | 23.36 |  |  |  | -4.4 | 24.08 |  |  |  |  | -3.3 | 26.06 |  |  |  |  | 0.6 | 33.08
2003-12-08 | 15:00 | 2.8 | 37.04 | WEEKDAY | #N/A | 1977-12-08 | 15:00 | 1.1 | 33.98 |  |  | 2000-12-08 | 15:00 | -3 | 26.6 |  |  | 1997-12-08 | 15:00 | 6.7 | 44.06 | [5 empty] | 8 | 46.4 |  |  |  | 13 | 55.4 |  |  |  |  | 10 | 50 |  |  |  |  | 8.9 | 48.02 | [5 empty] | -5.8 | 21.56 |  |  |  | -3.9 | 24.98 |  |  |  |  | -3.3 | 26.06 |  |  |  |  | 0.6 | 33.08
2003-12-08 | 16:00 | 2.8 | 37.04 | WEEKDAY | #N/A | 1977-12-08 | 16:00 | 0 | 32 |  |  | 2000-12-08 | 16:00 | -3 | 26.6 |  |  | 1997-12-08 | 16:00 | 6.1 | 42.98 | [5 empty] | 7 | 44.6 |  |  |  | 12 | 53.6 |  |  |  |  | 10.6 | 51.08 |  |  |  |  | 8.9 | 48.02 | [5 empty] | -6.7 | 19.94 |  |  |  | -3.3 | 26.06 |  |  |  |  | -3.3 | 26.06 |  |  |  |  | 0 | 32
2003-12-08 | 17:00 | 2.8 | 37.04 | WEEKDAY | #N/A | 1977-12-08 | 17:00 | 0 | 32 |  |  | 2000-12-08 | 17:00 | -3 | 26.6 |  |  | 1997-12-08 | 17:00 | 5 | 41 | [5 empty] | 5 | 41 |  |  |  | 10 | 50 |  |  |  |  | 8.9 | 48.02 |  |  |  |  | 8.5 | 47.3 | [5 empty] | -6.7 | 19.94 |  |  |  | -3.3 | 26.06 |  |  |  |  | -3.3 | 26.06 |  |  |  |  | -0.6 | 30.92
2003-12-08 | 18:00 | 2.2 | 35.96 | WEEKDAY | #N/A | 1977-12-08 | 18:00 | 0 | 32 |  |  | 2000-12-08 | 18:00 | -4 | 24.8 |  |  | 1997-12-08 | 18:00 | 3.9 | 39.02 | [5 empty] | 3 | 37.4 |  |  |  | 9 | 48.2 |  |  |  |  | 5.6 | 42.08 |  |  |  |  | 8.2 | 46.76 | [5 empty] | -6.7 | 19.94 |  |  |  | -3.3 | 26.06 |  |  |  |  | -3.3 | 26.06 |  |  |  |  | -0.6 | 30.92
2003-12-08 | 19:00 | 2.2 | 35.96 | WEEKDAY | #N/A | 1977-12-08 | 19:00 | 0 | 32 |  |  | 2000-12-08 | 19:00 | -4 | 24.8 |  |  | 1997-12-08 | 19:00 | 3.9 | 39.02 | [5 empty] | 1 | 33.8 |  |  |  | 8 | 46.4 |  |  |  |  | 4.4 | 39.92 |  |  |  |  | 7.8 | 46.04 | [5 empty] | -6.7 | 19.94 |  |  |  | -3.9 | 24.98 |  |  |  |  | -3.3 | 26.06 |  |  |  |  | -0.6 | 30.92
2003-12-08 | 20:00 | 1.7 | 35.06 | WEEKDAY | #N/A | 1977-12-08 | 20:00 | -0.6 | 30.92 |  |  | 2000-12-08 | 20:00 | -4 | 24.8 |  |  | 1997-12-08 | 20:00 | 3.3 | 37.94 | [5 empty] | 1 | 33.8 |  |  |  | 6 | 42.8 |  |  |  |  | 3.9 | 39.02 |  |  |  |  | 7.4 | 45.32 | [5 empty] | -5.9 | 21.38 |  |  |  | -3.9 | 24.98 |  |  |  |  | -3.3 | 26.06 |  |  |  |  | -0.6 | 30.92
2003-12-08 | 21:00 | 2.8 | 37.04 | WEEKDAY | #N/A | 1977-12-08 | 21:00 | -0.6 | 30.92 |  |  | 2000-12-08 | 21:00 | -4 | 24.8 |  |  | 1997-12-08 | 21:00 | 2.8 | 37.04 | [5 empty] | 1 | 33.8 |  |  |  | 6 | 42.8 |  |  |  |  | 3.9 | 39.02 |  |  |  |  | 7.1 | 44.78 | [5 empty] | -5.2 | 22.64 |  |  |  | -4.4 | 24.08 |  |  |  |  | -4.4 | 24.08 |  |  |  |  | -0.6 | 30.92
2003-12-08 | 22:00 | 2.2 | 35.96 | WEEKDAY | #N/A | 1977-12-08 | 22:00 | -0.6 | 30.92 |  |  | 2000-12-08 | 22:00 | -4 | 24.8 |  |  | 1997-12-08 | 22:00 | 1.1 | 33.98 | [5 empty] | 1 | 33.8 |  |  |  | 4 | 39.2 |  |  |  |  | 3.3 | 37.94 |  |  |  |  | 6.7 | 44.06 | [5 empty] | -4.4 | 24.08 |  |  |  | -3.9 | 24.98 |  |  |  |  | -3.9 | 24.98 |  |  |  |  | -1.7 | 28.94
2003-12-08 | 23:00 | 1.7 | 35.06 | WEEKDAY | #N/A | 1977-12-08 | 23:00 | 0 | 32 |  |  | 2000-12-08 | 23:00 | -5 | 23 |  |  | 1997-12-08 | 23:00 | 1.1 | 33.98 | [5 empty] | -2 | 28.4 |  |  |  | 0 | 32 |  |  |  |  | 3.3 | 37.94 |  |  |  |  | 6.1 | 42.98 | [5 empty] | -3.9 | 24.98 |  |  |  | -3.9 | 24.98 |  |  |  |  | -3.3 | 26.06 |  |  |  |  | -1.7 | 28.94
2003-12-08 | 24:00 | 1.1 | 33.98 | WEEKDAY | #N/A | 1977-12-08 | 24:00 | 0 | 32 |  |  | 2000-12-08 | 24:00 | -6 | 21.2 |  |  | 1997-12-08 | 24:00 | 1.1 | 33.98 | [5 empty] | 0 | 32 |  |  |  | 0 | 32 |  |  |  |  | 1.7 | 35.06 |  |  |  |  | 5.6 | 42.08 | [5 empty] | -3.3 | 26.06 |  |  |  | -1.1 | 30.02 |  |  |  |  | -2.2 | 28.04 |  |  |  |  | -1.7 | 28.94
2003-12-09 | 1:00 | 0.6 | 33.08 | WEEKDAY | #N/A | 1977-12-09 | 1:00 | 1.1 | 33.98 |  |  | 2000-12-09 | 1:00 | -6 | 21.2 |  |  | 1997-12-09 | 1:00 | -0.6 | 30.92 | [5 empty] | 0 | 32 |  |  |  | -1 | 30.2 |  |  |  |  | 1.1 | 33.98 |  |  |  |  | 5 | 41 | [5 empty] | -2.8 | 26.96 |  |  |  | -0.6 | 30.92 |  |  |  |  | -1.7 | 28.94 |  |  |  |  | -2.2 | 28.04
2003-12-09 | 2:00 | 0.6 | 33.08 | WEEKDAY | #N/A | 1977-12-09 | 2:00 | 2.2 | 35.96 |  |  | 2000-12-09 | 2:00 | -5 | 23 |  |  | 1997-12-09 | 2:00 | -0.6 | 30.92 | [5 empty] | -1 | 30.2 |  |  |  | -1 | 30.2 |  |  |  |  | 0.6 | 33.08 |  |  |  |  | 4.1 | 39.38 | [5 empty] | -2.4 | 27.68 |  |  |  | -0.6 | 30.92 |  |  |  |  | -1.1 | 30.02 |  |  |  |  | -2.8 | 26.96
2003-12-09 | 3:00 | 0.6 | 33.08 | WEEKDAY | #N/A | 1977-12-09 | 3:00 | 3.9 | 39.02 |  |  | 2000-12-09 | 3:00 | -5 | 23 |  |  | 1997-12-09 | 3:00 | -1.1 | 30.02 | [5 empty] | -3 | 26.6 |  |  |  | -1 | 30.2 |  |  |  |  | 0.6 | 33.08 |  |  |  |  | 3.1 | 37.58 | [5 empty] | -2.1 | 28.22 |  |  |  | -0.6 | 30.92 |  |  |  |  | -1.1 | 30.02 |  |  |  |  | -2.8 | 26.96
2003-12-09 | 4:00 | 0.6 | 33.08 | WEEKDAY | #N/A | 1977-12-09 | 4:00 | 3.9 | 39.02 |  |  | 2000-12-09 | 4:00 | -4 | 24.8 |  |  | 1997-12-09 | 4:00 | -1.1 | 30.02 | [5 empty] | -3 | 26.6 |  |  |  | -1 | 30.2 |  |  |  |  | 0.6 | 33.08 |  |  |  |  | 2.2 | 35.96 | [5 empty] | -1.7 | 28.94 |  |  |  | 0 | 32 |  |  |  |  | -0.6 | 30.92 |  |  |  |  | -3.3 | 26.06
2003-12-09 | 5:00 | 0 | 32 | WEEKDAY | #N/A | 1977-12-09 | 5:00 | 5.6 | 42.08 |  |  | 2000-12-09 | 5:00 | -4 | 24.8 |  |  | 1997-12-09 | 5:00 | -0.6 | 30.92 | [5 empty] | -4 | 24.8 |  |  |  | -2 | 28.4 |  |  |  |  | 0 | 32 |  |  |  |  | 1.8 | 35.24 | [5 empty] | -0.8 | 30.56 |  |  |  | 0.6 | 33.08 |  |  |  |  | 0 | 32 |  |  |  |  | -3.9 | 24.98
2003-12-09 | 6:00 | 0 | 32 | WEEKDAY | #N/A | 1977-12-09 | 6:00 | 4.4 | 39.92 |  |  | 2000-12-09 | 6:00 | -3 | 26.6 |  |  | 1997-12-09 | 6:00 | -1.1 | 30.02 | [5 empty] | -3 | 26.6 |  |  |  | -2 | 28.4 |  |  |  |  | 0 | 32 |  |  |  |  | 1.5 | 34.7 | [5 empty] | 0.2 | 32.36 |  |  |  | 1.1 | 33.98 |  |  |  |  | 0.6 | 33.08 |  |  |  |  | -4.4 | 24.08
2003-12-09 | 7:00 | 0 | 32 | WEEKDAY | #N/A | 1977-12-09 | 7:00 | 3.3 | 37.94 |  |  | 2000-12-09 | 7:00 | -3 | 26.6 |  |  | 1997-12-09 | 7:00 | -1.1 | 30.02 | [5 empty] | -4 | 24.8 |  |  |  | -2 | 28.4 |  |  |  |  | -0.6 | 30.92 |  |  |  |  | 1.1 | 33.98 | [5 empty] | 1.1 | 33.98 |  |  |  | 0.6 | 33.08 |  |  |  |  | 1.1 | 33.98 |  |  |  |  | -4.4 | 24.08
2003-12-09 | 8:00 | 0 | 32 | WEEKDAY | #N/A | 1977-12-09 | 8:00 | 3.3 | 37.94 |  |  | 2000-12-09 | 8:00 | -3 | 26.6 |  |  | 1997-12-09 | 8:00 | -0.6 | 30.92 | [5 empty] | -2 | 28.4 |  |  |  | -2 | 28.4 |  |  |  |  | -1.1 | 30.02 |  |  |  |  | 0.9 | 33.62 | [5 empty] | 1.7 | 35.06 |  |  |  | 0.6 | 33.08 |  |  |  |  | 1.7 | 35.06 |  |  |  |  | -5 | 23
2003-12-09 | 9:00 | 0.6 | 33.08 | WEEKDAY | #N/A | 1977-12-09 | 9:00 | 3.9 | 39.02 |  |  | 2000-12-09 | 9:00 | -2 | 28.4 |  |  | 1997-12-09 | 9:00 | 0.6 | 33.08 | [5 empty] | 1 | 33.8 |  |  |  | -1 | 30.2 |  |  |  |  | -2.2 | 28.04 |  |  |  |  | 0.8 | 33.44 | [5 empty] | 2.2 | 35.96 |  |  |  | -1.7 | 28.94 |  |  |  |  | 1.1 | 33.98 |  |  |  |  | -5 | 23
2003-12-09 | 10:00 | 0.6 | 33.08 | WEEKDAY | #N/A | 1977-12-09 | 10:00 | 4.4 | 39.92 |  |  | 2000-12-09 | 10:00 | -1 | 30.2 |  |  | 1997-12-09 | 10:00 | 1.7 | 35.06 | [5 empty] | 3 | 37.4 |  |  |  | 2 | 35.6 |  |  |  |  | -2.2 | 28.04 |  |  |  |  | 0.6 | 33.08 | [5 empty] | 2.8 | 37.04 |  |  |  | -1.7 | 28.94 |  |  |  |  | -0.6 | 30.92 |  |  |  |  | -5.6 | 21.92
2003-12-09 | 11:00 | 1.1 | 33.98 | WEEKDAY | #N/A | 1977-12-09 | 11:00 | 5 | 41 |  |  | 2000-12-09 | 11:00 | -1 | 30.2 |  |  | 1997-12-09 | 11:00 | 3.3 | 37.94 | [5 empty] | 4 | 39.2 |  |  |  | 4 | 39.2 |  |  |  |  | -2.2 | 28.04 |  |  |  |  | 0.2 | 32.36 | [5 empty] | 1.9 | 35.42 |  |  |  | -2.8 | 26.96 |  |  |  |  | -0.6 | 30.92 |  |  |  |  | -5 | 23
2003-12-09 | 12:00 | 1.1 | 33.98 | WEEKDAY | #N/A | 1977-12-09 | 12:00 | 5 | 41 |  |  | 2000-12-09 | 12:00 | -1 | 30.2 |  |  | 1997-12-09 | 12:00 | 3.3 | 37.94 | [5 empty] | 6 | 42.8 |  |  |  | 5 | 41 |  |  |  |  | -2.2 | 28.04 |  |  |  |  | -0.2 | 31.64 | [5 empty] | 0.9 | 33.62 |  |  |  | -3.9 | 24.98 |  |  |  |  | -1.1 | 30.02 |  |  |  |  | -5.6 | 21.92
2003-12-09 | 13:00 | 1.7 | 35.06 | WEEKDAY | #N/A | 1977-12-09 | 13:00 | 5 | 41 |  |  | 2000-12-09 | 13:00 | 0 | 32 |  |  | 1997-12-09 | 13:00 | 3.9 | 39.02 | [5 empty] | 7 | 44.6 |  |  |  | 7 | 44.6 |  |  |  |  | -2.8 | 26.96 |  |  |  |  | -0.6 | 30.92 | [5 empty] | 0 | 32 |  |  |  | -5 | 23 |  |  |  |  | -2.2 | 28.04 |  |  |  |  | -5.6 | 21.92
2003-12-09 | 14:00 | 2.2 | 35.96 | WEEKDAY | #N/A | 1977-12-09 | 14:00 | 4.4 | 39.92 |  |  | 2000-12-09 | 14:00 | 0 | 32 |  |  | 1997-12-09 | 14:00 | 4.4 | 39.92 | [5 empty] | 6 | 42.8 |  |  |  | 7 | 44.6 |  |  |  |  | -2.8 | 26.96 |  |  |  |  | -0.6 | 30.92 | [5 empty] | -1.1 | 30.02 |  |  |  | -5 | 23 |  |  |  |  | -3.3 | 26.06 |  |  |  |  | -5.6 | 21.92
2003-12-09 | 15:00 | 2.2 | 35.96 | WEEKDAY | #N/A | 1977-12-09 | 15:00 | 4.4 | 39.92 |  |  | 2000-12-09 | 15:00 | -0.3 | 31.46 |  |  | 1997-12-09 | 15:00 | 4.4 | 39.92 | [5 empty] | 6 | 42.8 |  |  |  | 7 | 44.6 |  |  |  |  | -2.8 | 26.96 |  |  |  |  | -0.6 | 30.92 | [5 empty] | -2.2 | 28.04 |  |  |  | -5.6 | 21.92 |  |  |  |  | -5 | 23 |  |  |  |  | -5 | 23
2003-12-09 | 16:00 | 2.2 | 35.96 | WEEKDAY | #N/A | 1977-12-09 | 16:00 | 4.4 | 39.92 |  |  | 2000-12-09 | 16:00 | -1 | 30.2 |  |  | 1997-12-09 | 16:00 | 5.6 | 42.08 | [5 empty] | 4 | 39.2 |  |  |  | 7 | 44.6 |  |  |  |  | -3.3 | 26.06 |  |  |  |  | -0.6 | 30.92 | [5 empty] | -3.3 | 26.06 |  |  |  | -6.7 | 19.94 |  |  |  |  | -6.7 | 19.94 |  |  |  |  | -5.6 | 21.92
2003-12-09 | 17:00 | 2.8 | 37.04 | WEEKDAY | #N/A | 1977-12-09 | 17:00 | 4.4 | 39.92 |  |  | 2000-12-09 | 17:00 | -2 | 28.4 |  |  | 1997-12-09 | 17:00 | 4.4 | 39.92 | [5 empty] | 4 | 39.2 |  |  |  | 7 | 44.6 |  |  |  |  | -3.3 | 26.06 |  |  |  |  | -1.1 | 30.02 | [5 empty] | -4.8 | 23.36 |  |  |  | -7.2 | 19.04 |  |  |  |  | -7.8 | 17.96 |  |  |  |  | -5.6 | 21.92
2003-12-09 | 18:00 | 3.3 | 37.94 | WEEKDAY | #N/A | 1977-12-09 | 18:00 | 3.3 | 37.94 |  |  | 2000-12-09 | 18:00 | -3 | 26.6 |  |  | 1997-12-09 | 18:00 | 3.9 | 39.02 | [5 empty] | 3 | 37.4 |  |  |  | 7 | 44.6 |  |  |  |  | -4.4 | 24.08 |  |  |  |  | -1.7 | 28.94 | [5 empty] | -6.3 | 20.66 |  |  |  | -7.2 | 19.04 |  |  |  |  | -8.9 | 15.98 |  |  |  |  | -5.6 | 21.92
2003-12-09 | 19:00 | 2.8 | 37.04 | WEEKDAY | #N/A | 1977-12-09 | 19:00 | 2.2 | 35.96 |  |  | 2000-12-09 | 19:00 | -4 | 24.8 |  |  | 1997-12-09 | 19:00 | 2.8 | 37.04 | [5 empty] | 3 | 37.4 |  |  |  | 6 | 42.8 |  |  |  |  | -4.4 | 24.08 |  |  |  |  | -2.2 | 28.04 | [5 empty] | -7.8 | 17.96 |  |  |  | -8.3 | 17.06 |  |  |  |  | -8.9 | 15.98 |  |  |  |  | -6.7 | 19.94
2003-12-09 | 20:00 | 2.8 | 37.04 | WEEKDAY | #N/A | 1977-12-09 | 20:00 | -1.1 | 30.02 |  |  | 2000-12-09 | 20:00 | -4 | 24.8 |  |  | 1997-12-09 | 20:00 | 3.3 | 37.94 | [5 empty] | 1 | 33.8 |  |  |  | 6 | 42.8 |  |  |  |  | -4.4 | 24.08 |  |  |  |  | -2.6 | 27.32 | [5 empty] | -8.2 | 17.24 |  |  |  | -8.9 | 15.98 |  |  |  |  | -8.3 | 17.06 |  |  |  |  | -7.2 | 19.04
2003-12-09 | 21:00 | 2.8 | 37.04 | WEEKDAY | #N/A | 1977-12-09 | 21:00 | -2.2 | 28.04 |  |  | 2000-12-09 | 21:00 | -4 | 24.8 |  |  | 1997-12-09 | 21:00 | 3.3 | 37.94 | [5 empty] | 1 | 33.8 |  |  |  | 4 | 39.2 |  |  |  |  | -4.4 | 24.08 |  |  |  |  | -2.9 | 26.78 | [5 empty] | -8.5 | 16.7 |  |  |  | -8.3 | 17.06 |  |  |  |  | -8.3 | 17.06 |  |  |  |  | -7.2 | 19.04
2003-12-09 | 22:00 | 2.8 | 37.04 | WEEKDAY | #N/A | 1977-12-09 | 22:00 | -3.9 | 24.98 |  |  | 2000-12-09 | 22:00 | -4 | 24.8 |  |  | 1997-12-09 | 22:00 | 3.3 | 37.94 | [5 empty] | 1 | 33.8 |  |  |  | 4 | 39.2 |  |  |  |  | -5.6 | 21.92 |  |  |  |  | -3.3 | 26.06 | [5 empty] | -8.9 | 15.98 |  |  |  | -8.9 | 15.98 |  |  |  |  | -7.8 | 17.96 |  |  |  |  | -7.2 | 19.04
2003-12-09 | 23:00 | 2.8 | 37.04 | WEEKDAY | #N/A | 1977-12-09 | 23:00 | -5 | 23 |  |  | 2000-12-09 | 23:00 | -5 | 23 |  |  | 1997-12-09 | 23:00 | 3.3 | 37.94 | [5 empty] | 1 | 33.8 |  |  |  | 4 | 39.2 |  |  |  |  | -6.1 | 21.02 |  |  |  |  | -3.3 | 26.06 | [5 empty] | -8.9 | 15.98 |  |  |  | -8.9 | 15.98 |  |  |  |  | -8.3 | 17.06 |  |  |  |  | -6.1 | 21.02
2003-12-09 | 24:00 | 2.2 | 35.96 | WEEKDAY | #N/A | 1977-12-09 | 24:00 | -5 | 23 |  |  | 2000-12-09 | 24:00 | -6 | 21.2 |  |  | 1997-12-09 | 24:00 | 3.3 | 37.94 | [5 empty] | 2 | 35.6 |  |  |  | 4 | 39.2 |  |  |  |  | -7.2 | 19.04 |  |  |  |  | -3.3 | 26.06 | [5 empty] | -8.9 | 15.98 |  |  |  | -9.4 | 15.08 |  |  |  |  | -8.3 | 17.06 |  |  |  |  | -6.1 | 21.02
2003-12-10 | 1:00 | 2.8 | 37.04 | WEEKDAY | #N/A | 1977-12-10 | 1:00 | -6.1 | 21.02 |  |  | 2000-12-10 | 1:00 | -6 | 21.2 |  |  | 1997-12-10 | 1:00 | 3.3 | 37.94 | [5 empty] | 2 | 35.6 |  |  |  | 4 | 39.2 |  |  |  |  | -8.3 | 17.06 |  |  |  |  | -3.3 | 26.06 | [5 empty] | -8.9 | 15.98 |  |  |  | -10 | 14 |  |  |  |  | -8.3 | 17.06 |  |  |  |  | -6.1 | 21.02
2003-12-10 | 2:00 | 2.8 | 37.04 | WEEKDAY | #N/A | 1977-12-10 | 2:00 | -6.1 | 21.02 |  |  | 2000-12-10 | 2:00 | -5 | 23 |  |  | 1997-12-10 | 2:00 | 3.3 | 37.94 | [5 empty] | 2 | 35.6 |  |  |  | 4 | 39.2 |  |  |  |  | -8.9 | 15.98 |  |  |  |  | -3.9 | 24.98 | [5 empty] | -9.3 | 15.26 |  |  |  | -10 | 14 |  |  |  |  | -8.3 | 17.06 |  |  |  |  | -6.7 | 19.94
2003-12-10 | 3:00 | 2.8 | 37.04 | WEEKDAY | #N/A | 1977-12-10 | 3:00 | -6.7 | 19.94 |  |  | 2000-12-10 | 3:00 | -5 | 23 |  |  | 1997-12-10 | 3:00 | 3.3 | 37.94 | [5 empty] | 2 | 35.6 |  |  |  | 4 | 39.2 |  |  |  |  | -8.9 | 15.98 |  |  |  |  | -4.4 | 24.08 | [5 empty] | -9.6 | 14.72 |  |  |  | -10 | 14 |  |  |  |  | -8.3 | 17.06 |  |  |  |  | -8.9 | 15.98
2003-12-10 | 4:00 | 2.8 | 37.04 | WEEKDAY | #N/A | 1977-12-10 | 4:00 | -6.7 | 19.94 |  |  | 2000-12-10 | 4:00 | -6 | 21.2 |  |  | 1997-12-10 | 4:00 | 3.3 | 37.94 | [5 empty] | 3 | 37.4 |  |  |  | 5 | 41 |  |  |  |  | -8.9 | 15.98 |  |  |  |  | -5 | 23 | [5 empty] | -10 | 14 |  |  |  | -10.6 | 12.92 |  |  |  |  | -8.3 | 17.06 |  |  |  |  | -10 | 14
2003-12-10 | 5:00 | 2.2 | 35.96 | WEEKDAY | #N/A | 1977-12-10 | 5:00 | -6.7 | 19.94 |  |  | 2000-12-10 | 5:00 | -5 | 23 |  |  | 1997-12-10 | 5:00 | 3.3 | 37.94 | [5 empty] | 3 | 37.4 |  |  |  | 4.7 | 40.46 |  |  |  |  | -8.9 | 15.98 |  |  |  |  | -5.4 | 22.28 | [5 empty] | -10.2 | 13.64 |  |  |  | -13.3 | 8.06 |  |  |  |  | -9.4 | 15.08 |  |  |  |  | -8.9 | 15.98
2003-12-10 | 6:00 | 2.8 | 37.04 | WEEKDAY | #N/A | 1977-12-10 | 6:00 | -6.7 | 19.94 |  |  | 2000-12-10 | 6:00 | -6 | 21.2 |  |  | 1997-12-10 | 6:00 | 3.3 | 37.94 | [5 empty] | 3 | 37.4 |  |  |  | 4.4 | 39.92 |  |  |  |  | -9.4 | 15.08 |  |  |  |  | -5.7 | 21.74 | [5 empty] | -10.4 | 13.28 |  |  |  | -13.3 | 8.06 |  |  |  |  | -13.3 | 8.06 |  |  |  |  | -11.7 | 10.94
2003-12-10 | 7:00 | 3.3 | 37.94 | WEEKDAY | #N/A | 1977-12-10 | 7:00 | -6.1 | 21.02 |  |  | 2000-12-10 | 7:00 | -6 | 21.2 |  |  | 1997-12-10 | 7:00 | 3.9 | 39.02 | [5 empty] | 3 | 37.4 |  |  |  | 4 | 39.2 |  |  |  |  | -8.9 | 15.98 |  |  |  |  | -6.1 | 21.02 | [5 empty] | -10.6 | 12.92 |  |  |  | -12.8 | 8.96 |  |  |  |  | -15 | 5 |  |  |  |  | -13.3 | 8.06
2003-12-10 | 8:00 | 3.3 | 37.94 | WEEKDAY | #N/A | 1977-12-10 | 8:00 | -6.7 | 19.94 |  |  | 2000-12-10 | 8:00 | -5 | 23 |  |  | 1997-12-10 | 8:00 | 3.9 | 39.02 | [5 empty] | 3 | 37.4 |  |  |  | 4 | 39.2 |  |  |  |  | -9.4 | 15.08 |  |  |  |  | -5.7 | 21.74 | [5 empty] | -10 | 14 |  |  |  | -13.3 | 8.06 |  |  |  |  | -12.2 | 10.04 |  |  |  |  | -14.4 | 6.08
2003-12-10 | 9:00 | 4.4 | 39.92 | WEEKDAY | #N/A | 1977-12-10 | 9:00 | -6.1 | 21.02 |  |  | 2000-12-10 | 9:00 | -3 | 26.6 |  |  | 1997-12-10 | 9:00 | 4.4 | 39.92 | [5 empty] | 4 | 39.2 |  |  |  | 5 | 41 |  |  |  |  | -8.9 | 15.98 |  |  |  |  | -5.4 | 22.28 | [5 empty] | -9.5 | 14.9 |  |  |  | -11.7 | 10.94 |  |  |  |  | -12.2 | 10.04 |  |  |  |  | -15 | 5
2003-12-10 | 10:00 | 5 | 41 | WEEKDAY | #N/A | 1977-12-10 | 10:00 | -5 | 23 |  |  | 2000-12-10 | 10:00 | -1 | 30.2 |  |  | 1997-12-10 | 10:00 | 5 | 41 | [5 empty] | 5 | 41 |  |  |  | 5 | 41 |  |  |  |  | -8.3 | 17.06 |  |  |  |  | -5 | 23 | [5 empty] | -8.9 | 15.98 |  |  |  | -10 | 14 |  |  |  |  | -10 | 14 |  |  |  |  | -15.6 | 3.92
2003-12-10 | 11:00 | 6.1 | 42.98 | WEEKDAY | #N/A | 1977-12-10 | 11:00 | -4.4 | 24.08 |  |  | 2000-12-10 | 11:00 | 0 | 32 |  |  | 1997-12-10 | 11:00 | 5.6 | 42.08 | [5 empty] | 5 | 41 |  |  |  | 5 | 41 |  |  |  |  | -7.8 | 17.96 |  |  |  |  | -4.8 | 23.36 | [5 empty] | -8.9 | 15.98 |  |  |  | -9.4 | 15.08 |  |  |  |  | -8.3 | 17.06 |  |  |  |  | -16.1 | 3.02
2003-12-10 | 12:00 | 6.1 | 42.98 | WEEKDAY | #N/A | 1977-12-10 | 12:00 | -3.3 | 26.06 |  |  | 2000-12-10 | 12:00 | 1 | 33.8 |  |  | 1997-12-10 | 12:00 | 5 | 41 | [5 empty] | 6 | 42.8 |  |  |  | 5 | 41 |  |  |  |  | -7.8 | 17.96 |  |  |  |  | -4.6 | 23.72 | [5 empty] | -8.9 | 15.98 |  |  |  | -9.4 | 15.08 |  |  |  |  | -8.3 | 17.06 |  |  |  |  | -15.6 | 3.92
2003-12-10 | 13:00 | 6.7 | 44.06 | WEEKDAY | #N/A | 1977-12-10 | 13:00 | -3.3 | 26.06 |  |  | 2000-12-10 | 13:00 | 3 | 37.4 |  |  | 1997-12-10 | 13:00 | 4.4 | 39.92 | [5 empty] | 5 | 41 |  |  |  | 6 | 42.8 |  |  |  |  | -7.2 | 19.04 |  |  |  |  | -4.4 | 24.08 | [5 empty] | -8.9 | 15.98 |  |  |  | -8.9 | 15.98 |  |  |  |  | -8.3 | 17.06 |  |  |  |  | -15.6 | 3.92
2003-12-10 | 14:00 | 8.3 | 46.94 | WEEKDAY | #N/A | 1977-12-10 | 14:00 | -2.8 | 26.96 |  |  | 2000-12-10 | 14:00 | 3 | 37.4 |  |  | 1997-12-10 | 14:00 | 2.2 | 35.96 | [5 empty] | 2 | 35.6 |  |  |  | 6 | 42.8 |  |  |  |  | -7.2 | 19.04 |  |  |  |  | -4.8 | 23.36 | [5 empty] | -9.3 | 15.26 |  |  |  | -8.3 | 17.06 |  |  |  |  | -9.4 | 15.08 |  |  |  |  | -15 | 5
2003-12-10 | 15:00 | 9.4 | 48.92 | WEEKDAY | #N/A | 1977-12-10 | 15:00 | -2.8 | 26.96 |  |  | 2000-12-10 | 15:00 | 3 | 37.4 |  |  | 1997-12-10 | 15:00 | 2.2 | 35.96 | [5 empty] | 2 | 35.6 |  |  |  | 6 | 42.8 |  |  |  |  | -7.8 | 17.96 |  |  |  |  | -5.2 | 22.64 | [5 empty] | -9.6 | 14.72 |  |  |  | -9.4 | 15.08 |  |  |  |  | -10 | 14 |  |  |  |  | -15 | 5
2003-12-10 | 16:00 | 10 | 50 | WEEKDAY | #N/A | 1977-12-10 | 16:00 | -2.2 | 28.04 |  |  | 2000-12-10 | 16:00 | 3 | 37.4 |  |  | 1997-12-10 | 16:00 | 2.2 | 35.96 | [5 empty] | 2 | 35.6 |  |  |  | 6 | 42.8 |  |  |  |  | -7.8 | 17.96 |  |  |  |  | -5.6 | 21.92 | [5 empty] | -10 | 14 |  |  |  | -10.6 | 12.92 |  |  |  |  | -10.6 | 12.92 |  |  |  |  | -15 | 5
2003-12-10 | 17:00 | 10 | 50 | WEEKDAY | #N/A | 1977-12-10 | 17:00 | -3.3 | 26.06 |  |  | 2000-12-10 | 17:00 | 2 | 35.6 |  |  | 1997-12-10 | 17:00 | 2.2 | 35.96 | [5 empty] | 2 | 35.6 |  |  |  | 6 | 42.8 |  |  |  |  | -8.9 | 15.98 |  |  |  |  | -6.5 | 20.3 | [5 empty] | -10.6 | 12.92 |  |  |  | -11.7 | 10.94 |  |  |  |  | -12.2 | 10.04 |  |  |  |  | -16.7 | 1.94
2003-12-10 | 18:00 | 8.9 | 48.02 | WEEKDAY | #N/A | 1977-12-10 | 18:00 | -4.4 | 24.08 |  |  | 2000-12-10 | 18:00 | 2 | 35.6 |  |  | 1997-12-10 | 18:00 | 2.2 | 35.96 | [5 empty] | 2 | 35.6 |  |  |  | 6 | 42.8 |  |  |  |  | -9.4 | 15.08 |  |  |  |  | -7.4 | 18.68 | [5 empty] | -11.1 | 12.02 |  |  |  | -12.8 | 8.96 |  |  |  |  | -12.8 | 8.96 |  |  |  |  | -16.7 | 1.94
2003-12-10 | 19:00 | 9.4 | 48.92 | WEEKDAY | #N/A | 1977-12-10 | 19:00 | -5 | 23 |  |  | 2000-12-10 | 19:00 | 2 | 35.6 |  |  | 1997-12-10 | 19:00 | 2.2 | 35.96 | [5 empty] | 3 | 37.4 |  |  |  | 7 | 44.6 |  |  |  |  | -10 | 14 |  |  |  |  | -8.3 | 17.06 | [5 empty] | -11.7 | 10.94 |  |  |  | -13.3 | 8.06 |  |  |  |  | -13.3 | 8.06 |  |  |  |  | -17.8 | -0.04
2003-12-10 | 20:00 | 10 | 50 | WEEKDAY | #N/A | 1977-12-10 | 20:00 | -6.1 | 21.02 |  |  | 2000-12-10 | 20:00 | 2 | 35.6 |  |  | 1997-12-10 | 20:00 | 2.2 | 35.96 | [5 empty] | 3 | 37.4 |  |  |  | 7 | 44.6 |  |  |  |  | -10.6 | 12.92 |  |  |  |  | -7.9 | 17.78 | [5 empty] | -13.2 | 8.24 |  |  |  | -14.4 | 6.08 |  |  |  |  | -12.2 | 10.04 |  |  |  |  | -18.3 | -0.94
2003-12-10 | 21:00 | 10 | 50 | WEEKDAY | #N/A | 1977-12-10 | 21:00 | -6.1 | 21.02 |  |  | 2000-12-10 | 21:00 | 3 | 37.4 |  |  | 1997-12-10 | 21:00 | 2.2 | 35.96 | [5 empty] | 3 | 37.4 |  |  |  | 5 | 41 |  |  |  |  | -10 | 14 |  |  |  |  | -7.6 | 18.32 | [5 empty] | -14.6 | 5.72 |  |  |  | -14.4 | 6.08 |  |  |  |  | -15 | 5 |  |  |  |  | -18.9 | -2.02
2003-12-10 | 22:00 | 10.6 | 51.08 | WEEKDAY | #N/A | 1977-12-10 | 22:00 | -6.7 | 19.94 |  |  | 2000-12-10 | 22:00 | 2 | 35.6 |  |  | 1997-12-10 | 22:00 | 2.2 | 35.96 | [5 empty] | 3 | 37.4 |  |  |  | 5 | 41 |  |  |  |  | -10 | 14 |  |  |  |  | -7.2 | 19.04 | [5 empty] | -16.1 | 3.02 |  |  |  | -14.4 | 6.08 |  |  |  |  | -16.1 | 3.02 |  |  |  |  | -17.2 | 1.04
2003-12-10 | 23:00 | 11.1 | 51.98 | WEEKDAY | #N/A | 1977-12-10 | 23:00 | -6.7 | 19.94 |  |  | 2000-12-10 | 23:00 | 2 | 35.6 |  |  | 1997-12-10 | 23:00 | 2.2 | 35.96 | [5 empty] | 3 | 37.4 |  |  |  | 5 | 41 |  |  |  |  | -10 | 14 |  |  |  |  | -7.2 | 19.04 | [5 empty] | -16.3 | 2.66 |  |  |  | -13.9 | 6.98 |  |  |  |  | -17.8 | -0.04 |  |  |  |  | -16.7 | 1.94
2003-12-10 | 24:00 | 11.1 | 51.98 | WEEKDAY | #N/A | 1977-12-10 | 24:00 | -6.7 | 19.94 |  |  | 2000-12-10 | 24:00 | 2 | 35.6 |  |  | 1997-12-10 | 24:00 | 2.2 | 35.96 | [5 empty] | 3 | 37.4 |  |  |  | 5 | 41 |  |  |  |  | -9.4 | 15.08 |  |  |  |  | -7.2 | 19.04 | [5 empty] | -16.5 | 2.3 |  |  |  | -16.1 | 3.02 |  |  |  |  | -17.2 | 1.04 |  |  |  |  | -16.1 | 3.02
2003-12-11 | 1:00 | 11.1 | 51.98 | WEEKDAY | #N/A | 1977-12-11 | 1:00 | -7.2 | 19.04 |  |  | 2000-12-11 | 1:00 | 2 | 35.6 |  |  | 1997-12-11 | 1:00 | 1.1 | 33.98 | [5 empty] | 3 | 37.4 |  |  |  | 5 | 41 |  |  |  |  | -9.4 | 15.08 |  |  |  |  | -7.2 | 19.04 | [5 empty] | -16.7 | 1.94 |  |  |  | -16.1 | 3.02 |  |  |  |  | -17.8 | -0.04 |  |  |  |  | -16.1 | 3.02
2003-12-11 | 2:00 | 11.7 | 53.06 | WEEKDAY | #N/A | 1977-12-11 | 2:00 | -7.2 | 19.04 |  |  | 2000-12-11 | 2:00 | 2 | 35.6 |  |  | 1997-12-11 | 2:00 | 1.7 | 35.06 | [5 empty] | 2 | 35.6 |  |  |  | 5 | 41 |  |  |  |  | -9.4 | 15.08 |  |  |  |  | -7.4 | 18.68 | [5 empty] | -17.4 | 0.68 |  |  |  | -16.1 | 3.02 |  |  |  |  | -16.7 | 1.94 |  |  |  |  | -15.6 | 3.92
2003-12-11 | 3:00 | 11.7 | 53.06 | WEEKDAY | #N/A | 1977-12-11 | 3:00 | -8.3 | 17.06 |  |  | 2000-12-11 | 3:00 | 1.4 | 34.52 |  |  | 1997-12-11 | 3:00 | 1.7 | 35.06 | [5 empty] | 2 | 35.6 |  |  |  | 5 | 41 |  |  |  |  | -9.4 | 15.08 |  |  |  |  | -7.6 | 18.32 | [5 empty] | -18.2 | -0.76 |  |  |  | -16.1 | 3.02 |  |  |  |  | -19.4 | -2.92 |  |  |  |  | -15 | 5
2003-12-11 | 4:00 | 11.7 | 53.06 | WEEKDAY | #N/A | 1977-12-11 | 4:00 | -8.3 | 17.06 |  |  | 2000-12-11 | 4:00 | 1 | 33.8 |  |  | 1997-12-11 | 4:00 | 1.7 | 35.06 | [5 empty] | 2 | 35.6 |  |  |  | 5 | 41 |  |  |  |  | -9.4 | 15.08 |  |  |  |  | -7.8 | 17.96 | [5 empty] | -18.9 | -2.02 |  |  |  | -17.2 | 1.04 |  |  |  |  | -19.4 | -2.92 |  |  |  |  | -15 | 5
2003-12-11 | 5:00 | 12.2 | 53.96 | WEEKDAY | #N/A | 1977-12-11 | 5:00 | -8.3 | 17.06 |  |  | 2000-12-11 | 5:00 | 1 | 33.8 |  |  | 1997-12-11 | 5:00 | 1.7 | 35.06 | [5 empty] | 2 | 35.6 |  |  |  | 5 | 41 |  |  |  |  | -9.4 | 15.08 |  |  |  |  | -8.2 | 17.24 | [5 empty] | -19.8 | -3.64 |  |  |  | -17.2 | 1.04 |  |  |  |  | -20 | -4 |  |  |  |  | -13.9 | 6.98
2003-12-11 | 6:00 | 12.8 | 55.04 | WEEKDAY | #N/A | 1977-12-11 | 6:00 | -8.3 | 17.06 |  |  | 2000-12-11 | 6:00 | 0 | 32 |  |  | 1997-12-11 | 6:00 | 1.7 | 35.06 | [5 empty] | 2 | 35.6 |  |  |  | 5 | 41 |  |  |  |  | -9.4 | 15.08 |  |  |  |  | -8.5 | 16.7 | [5 empty] | -20.8 | -5.44 |  |  |  | -18.9 | -2.02 |  |  |  |  | -20.6 | -5.08 |  |  |  |  | -12.8 | 8.96
2003-12-11 | 7:00 | 13.3 | 55.94 | WEEKDAY | #N/A | 1977-12-11 | 7:00 | -9.4 | 15.08 |  |  | 2000-12-11 | 7:00 | 0 | 32 |  |  | 1997-12-11 | 7:00 | 1.7 | 35.06 | [5 empty] | 2 | 35.6 |  |  |  | 5 | 41 |  |  |  |  | -10 | 14 |  |  |  |  | -8.9 | 15.98 | [5 empty] | -21.7 | -7.06 |  |  |  | -16.7 | 1.94 |  |  |  |  | -20.6 | -5.08 |  |  |  |  | -11.7 | 10.94
2003-12-11 | 8:00 | 13.9 | 57.02 | WEEKDAY | #N/A | 1977-12-11 | 8:00 | -9.4 | 15.08 |  |  | 2000-12-11 | 8:00 | -1 | 30.2 |  |  | 1997-12-11 | 8:00 | 1.7 | 35.06 | [5 empty] | 2 | 35.6 |  |  |  | 6 | 42.8 |  |  |  |  | -10.6 | 12.92 |  |  |  |  | -8 | 17.6 | [5 empty] | -20.4 | -4.72 |  |  |  | -15 | 5 |  |  |  |  | -21.1 | -5.98 |  |  |  |  | -10.6 | 12.92
2003-12-11 | 9:00 | 14.4 | 57.92 | WEEKDAY | #N/A | 1977-12-11 | 9:00 | -9.4 | 15.08 |  |  | 2000-12-11 | 9:00 | 1 | 33.8 |  |  | 1997-12-11 | 9:00 | 1.1 | 33.98 | [5 empty] | 2 | 35.6 |  |  |  | 6 | 42.8 |  |  |  |  | -10 | 14 |  |  |  |  | -7 | 19.4 | [5 empty] | -19.1 | -2.38 |  |  |  | -13.9 | 6.98 |  |  |  |  | -17.8 | -0.04 |  |  |  |  | -7.8 | 17.96
2003-12-11 | 10:00 | 15 | 59 | WEEKDAY | #N/A | 1977-12-11 | 10:00 | -7.2 | 19.04 |  |  | 2000-12-11 | 10:00 | 3 | 37.4 |  |  | 1997-12-11 | 10:00 | 1.7 | 35.06 | [5 empty] | 1 | 33.8 |  |  |  | 7 | 44.6 |  |  |  |  | -9.4 | 15.08 |  |  |  |  | -6.1 | 21.02 | [5 empty] | -17.8 | -0.04 |  |  |  | -13.3 | 8.06 |  |  |  |  | -15 | 5 |  |  |  |  | -5.6 | 21.92
2003-12-11 | 11:00 | 14.4 | 57.92 | WEEKDAY | #N/A | 1977-12-11 | 11:00 | -6.1 | 21.02 |  |  | 2000-12-11 | 11:00 | 4 | 39.2 |  |  | 1997-12-11 | 11:00 | 1.7 | 35.06 | [5 empty] | 1 | 33.8 |  |  |  | 8 | 46.4 |  |  |  |  | -8.3 | 17.06 |  |  |  |  | -4.8 | 23.36 | [5 empty] | -15.6 | 3.92 |  |  |  | -12.2 | 10.04 |  |  |  |  | -13.3 | 8.06 |  |  |  |  | -4.4 | 24.08
2003-12-11 | 12:00 | 13.9 | 57.02 | WEEKDAY | #N/A | 1977-12-11 | 12:00 | -5.6 | 21.92 |  |  | 2000-12-11 | 12:00 | 4 | 39.2 |  |  | 1997-12-11 | 12:00 | 1.7 | 35.06 | [5 empty] | 1 | 33.8 |  |  |  | 8 | 46.4 |  |  |  |  | -7.8 | 17.96 |  |  |  |  | -3.5 | 25.7 | [5 empty] | -13.3 | 8.06 |  |  |  | -10.6 | 12.92 |  |  |  |  | -10.6 | 12.92 |  |  |  |  | -4.4 | 24.08
2003-12-11 | 13:00 | 11.7 | 53.06 | WEEKDAY | #N/A | 1977-12-11 | 13:00 | -4.4 | 24.08 |  |  | 2000-12-11 | 13:00 | 4 | 39.2 |  |  | 1997-12-11 | 13:00 | 1.7 | 35.06 | [5 empty] | 1 | 33.8 |  |  |  | 9 | 48.2 |  |  |  |  | -6.1 | 21.02 |  |  |  |  | -2.2 | 28.04 | [5 empty] | -11.1 | 12.02 |  |  |  | -9.4 | 15.08 |  |  |  |  | -9.4 | 15.08 |  |  |  |  | -3.9 | 24.98
2003-12-11 | 14:00 | 11.7 | 53.06 | WEEKDAY | #N/A | 1977-12-11 | 14:00 | -4.4 | 24.08 |  |  | 2000-12-11 | 14:00 | 4 | 39.2 |  |  | 1997-12-11 | 14:00 | 1.1 | 33.98 | [5 empty] | 1 | 33.8 |  |  |  | 9 | 48.2 |  |  |  |  | -6.1 | 21.02 |  |  |  |  | -2.4 | 27.68 | [5 empty] | -11.5 | 11.3 |  |  |  | -7.8 | 17.96 |  |  |  |  | -9.4 | 15.08 |  |  |  |  | -2.8 | 26.96
2003-12-11 | 15:00 | 13.3 | 55.94 | WEEKDAY | #N/A | 1977-12-11 | 15:00 | -4.4 | 24.08 |  |  | 2000-12-11 | 15:00 | 4 | 39.2 |  |  | 1997-12-11 | 15:00 | 1.1 | 33.98 | [5 empty] | 1 | 33.8 |  |  |  | 10 | 50 |  |  |  |  | -6.1 | 21.02 |  |  |  |  | -2.6 | 27.32 | [5 empty] | -11.8 | 10.76 |  |  |  | -8.3 | 17.06 |  |  |  |  | -10 | 14 |  |  |  |  | -3.3 | 26.06
2003-12-11 | 16:00 | 12.2 | 53.96 | WEEKDAY | #N/A | 1977-12-11 | 16:00 | -5.6 | 21.92 |  |  | 2000-12-11 | 16:00 | 3 | 37.4 |  |  | 1997-12-11 | 16:00 | 1.1 | 33.98 | [5 empty] | 1 | 33.8 |  |  |  | 9 | 48.2 |  |  |  |  | -6.7 | 19.94 |  |  |  |  | -2.8 | 26.96 | [5 empty] | -12.2 | 10.04 |  |  |  | -8.9 | 15.98 |  |  |  |  | -11.1 | 12.02 |  |  |  |  | -4.4 | 24.08
2003-12-11 | 17:00 | 11.7 | 53.06 | WEEKDAY | #N/A | 1977-12-11 | 17:00 | -5.6 | 21.92 |  |  | 2000-12-11 | 17:00 | 2 | 35.6 |  |  | 1997-12-11 | 17:00 | 1.1 | 33.98 | [5 empty] | 1 | 33.8 |  |  |  | 9 | 48.2 |  |  |  |  | -6.7 | 19.94 |  |  |  |  | -4.8 | 23.36 | [5 empty] | -12.6 | 9.32 |  |  |  | -11.1 | 12.02 |  |  |  |  | -10.6 | 12.92 |  |  |  |  | -5 | 23
2003-12-11 | 18:00 | 11.1 | 51.98 | WEEKDAY | #N/A | 1977-12-11 | 18:00 | -6.1 | 21.02 |  |  | 2000-12-11 | 18:00 | 1 | 33.8 |  |  | 1997-12-11 | 18:00 | 0.6 | 33.08 | [5 empty] | 1 | 33.8 |  |  |  | 9 | 48.2 |  |  |  |  | -7.2 | 19.04 |  |  |  |  | -6.9 | 19.58 | [5 empty] | -12.9 | 8.78 |  |  |  | -12.2 | 10.04 |  |  |  |  | -13.3 | 8.06 |  |  |  |  | -7.2 | 19.04
2003-12-11 | 19:00 | 9.4 | 48.92 | WEEKDAY | #N/A | 1977-12-11 | 19:00 | -6.7 | 19.94 |  |  | 2000-12-11 | 19:00 | 1 | 33.8 |  |  | 1997-12-11 | 19:00 | 0.6 | 33.08 | [5 empty] | 2 | 35.6 |  |  |  | 8 | 46.4 |  |  |  |  | -7.8 | 17.96 |  |  |  |  | -8.9 | 15.98 | [5 empty] | -13.3 | 8.06 |  |  |  | -12.2 | 10.04 |  |  |  |  | -13.9 | 6.98 |  |  |  |  | -7.8 | 17.96
2003-12-11 | 20:00 | 8.3 | 46.94 | WEEKDAY | #N/A | 1977-12-11 | 20:00 | -6.7 | 19.94 |  |  | 2000-12-11 | 20:00 | 1 | 33.8 |  |  | 1997-12-11 | 20:00 | 0.6 | 33.08 | [5 empty] | 2 | 35.6 |  |  |  | 8 | 46.4 |  |  |  |  | -8.3 | 17.06 |  |  |  |  | -10 | 14 | [5 empty] | -13.1 | 8.42 |  |  |  | -15.6 | 3.92 |  |  |  |  | -15.6 | 3.92 |  |  |  |  | -10 | 14
2003-12-11 | 21:00 | 6.7 | 44.06 | WEEKDAY | #N/A | 1977-12-11 | 21:00 | -7.2 | 19.04 |  |  | 2000-12-11 | 21:00 | 2 | 35.6 |  |  | 1997-12-11 | 21:00 | 1.1 | 33.98 | [5 empty] | 2 | 35.6 |  |  |  | 8 | 46.4 |  |  |  |  | -8.3 | 17.06 |  |  |  |  | -11.1 | 12.02 | [5 empty] | -13 | 8.6 |  |  |  | -13.9 | 6.98 |  |  |  |  | -17.2 | 1.04 |  |  |  |  | -10.6 | 12.92
2003-12-11 | 22:00 | 6.1 | 42.98 | WEEKDAY | #N/A | 1977-12-11 | 22:00 | -7.2 | 19.04 |  |  | 2000-12-11 | 22:00 | 3 | 37.4 |  |  | 1997-12-11 | 22:00 | 1.1 | 33.98 | [5 empty] | 2 | 35.6 |  |  |  | 7 | 44.6 |  |  |  |  | -7.2 | 19.04 |  |  |  |  | -12.2 | 10.04 | [5 empty] | -12.8 | 8.96 |  |  |  | -13.3 | 8.06 |  |  |  |  | -18.9 | -2.02 |  |  |  |  | -12.2 | 10.04
2003-12-11 | 23:00 | 5.6 | 42.08 | WEEKDAY | #N/A | 1977-12-11 | 23:00 | -7.2 | 19.04 |  |  | 2000-12-11 | 23:00 | 3 | 37.4 |  |  | 1997-12-11 | 23:00 | 1.1 | 33.98 | [5 empty] | 2 | 35.6 |  |  |  | 7 | 44.6 |  |  |  |  | -6.7 | 19.94 |  |  |  |  | -11.1 | 12.02 | [5 empty] | -14.5 | 5.9 |  |  |  | -15.6 | 3.92 |  |  |  |  | -18.3 | -0.94 |  |  |  |  | -9.4 | 15.08
2003-12-11 | 24:00 | 5 | 41 | WEEKDAY | #N/A | 1977-12-11 | 24:00 | -7.2 | 19.04 |  |  | 2000-12-11 | 24:00 | 4 | 39.2 |  |  | 1997-12-11 | 24:00 | 1.7 | 35.06 | [5 empty] | 2 | 35.6 |  |  |  | 7 | 44.6 |  |  |  |  | -5.6 | 21.92 |  |  |  |  | -10 | 14 | [5 empty] | -16.1 | 3.02 |  |  |  | -15 | 5 |  |  |  |  | -18.9 | -2.02 |  |  |  |  | -7.8 | 17.96
2003-12-12 | 1:00 | 5 | 41 | WEEKDAY | #N/A | 1977-12-12 | 1:00 | -7.8 | 17.96 |  |  | 2000-12-12 | 1:00 | 4 | 39.2 |  |  | 1997-12-12 | 1:00 | 0.6 | 33.08 | [5 empty] | 2 | 35.6 |  |  |  | 6 | 42.8 |  |  |  |  | -6.1 | 21.02 |  |  |  |  | -8.9 | 15.98 | [5 empty] | -17.8 | -0.04 |  |  |  | -13.3 | 8.06 |  |  |  |  | -18.3 | -0.94 |  |  |  |  | -5.6 | 21.92
2003-12-12 | 2:00 | 5 | 41 | WEEKDAY | #N/A | 1977-12-12 | 2:00 | -7.8 | 17.96 |  |  | 2000-12-12 | 2:00 | 7 | 44.6 |  |  | 1997-12-12 | 2:00 | 1.1 | 33.98 | [5 empty] | 2 | 35.6 |  |  |  | 6 | 42.8 |  |  |  |  | -6.1 | 21.02 |  |  |  |  | -8.5 | 16.7 | [5 empty] | -18.5 | -1.3 |  |  |  | -13.3 | 8.06 |  |  |  |  | -15.6 | 3.92 |  |  |  |  | -5 | 23
2003-12-12 | 3:00 | 4.4 | 39.92 | WEEKDAY | #N/A | 1977-12-12 | 3:00 | -7.8 | 17.96 |  |  | 2000-12-12 | 3:00 | 7 | 44.6 |  |  | 1997-12-12 | 3:00 | 1.7 | 35.06 | [5 empty] | 3 | 37.4 |  |  |  | 5 | 41 |  |  |  |  | -6.1 | 21.02 |  |  |  |  | -8.2 | 17.24 | [5 empty] | -19.3 | -2.74 |  |  |  | -12.2 | 10.04 |  |  |  |  | -15.6 | 3.92 |  |  |  |  | -4.4 | 24.08
2003-12-12 | 4:00 | 3.9 | 39.02 | WEEKDAY | #N/A | 1977-12-12 | 4:00 | -8.3 | 17.06 |  |  | 2000-12-12 | 4:00 | 8 | 46.4 |  |  | 1997-12-12 | 4:00 | 1.1 | 33.98 | [5 empty] | 3 | 37.4 |  |  |  | 4 | 39.2 |  |  |  |  | -5.6 | 21.92 |  |  |  |  | -7.8 | 17.96 | [5 empty] | -20 | -4 |  |  |  | -11.1 | 12.02 |  |  |  |  | -15 | 5 |  |  |  |  | -3.9 | 24.98
2003-12-12 | 5:00 | 3.9 | 39.02 | WEEKDAY | #N/A | 1977-12-12 | 5:00 | -8.3 | 17.06 |  |  | 2000-12-12 | 5:00 | 8 | 46.4 |  |  | 1997-12-12 | 5:00 | 1.1 | 33.98 | [5 empty] | 3 | 37.4 |  |  |  | 4 | 39.2 |  |  |  |  | -5.6 | 21.92 |  |  |  |  | -7.4 | 18.68 | [5 empty] | -19.1 | -2.38 |  |  |  | -10 | 14 |  |  |  |  | -13.3 | 8.06 |  |  |  |  | -3.9 | 24.98
2003-12-12 | 6:00 | 3.9 | 39.02 | WEEKDAY | #N/A | 1977-12-12 | 6:00 | -7.8 | 17.96 |  |  | 2000-12-12 | 6:00 | 9 | 48.2 |  |  | 1997-12-12 | 6:00 | 1.7 | 35.06 | [5 empty] | 3 | 37.4 |  |  |  | 4 | 39.2 |  |  |  |  | -5.6 | 21.92 |  |  |  |  | -7.1 | 19.22 | [5 empty] | -18.1 | -0.58 |  |  |  | -9.4 | 15.08 |  |  |  |  | -13.3 | 8.06 |  |  |  |  | -3.3 | 26.06
2003-12-12 | 7:00 | 3.3 | 37.94 | WEEKDAY | #N/A | 1977-12-12 | 7:00 | -8.3 | 17.06 |  |  | 2000-12-12 | 7:00 | 10 | 50 |  |  | 1997-12-12 | 7:00 | 1.7 | 35.06 | [5 empty] | 3 | 37.4 |  |  |  | 4 | 39.2 |  |  |  |  | -5 | 23 |  |  |  |  | -6.7 | 19.94 | [5 empty] | -17.2 | 1.04 |  |  |  | -9.4 | 15.08 |  |  |  |  | -11.7 | 10.94 |  |  |  |  | -3.3 | 26.06
2003-12-12 | 8:00 | 3.3 | 37.94 | WEEKDAY | #N/A | 1977-12-12 | 8:00 | -8.3 | 17.06 |  |  | 2000-12-12 | 8:00 | 10 | 50 |  |  | 1997-12-12 | 8:00 | 2.2 | 35.96 | [5 empty] | 3 | 37.4 |  |  |  | 3 | 37.4 |  |  |  |  | -4.4 | 24.08 |  |  |  |  | -5.9 | 21.38 | [5 empty] | -15.9 | 3.38 |  |  |  | -8.9 | 15.98 |  |  |  |  | -11.1 | 12.02 |  |  |  |  | -3.3 | 26.06
2003-12-12 | 9:00 | 3.3 | 37.94 | WEEKDAY | #N/A | 1977-12-12 | 9:00 | -7.8 | 17.96 |  |  | 2000-12-12 | 9:00 | 10 | 50 |  |  | 1997-12-12 | 9:00 | 2.2 | 35.96 | [5 empty] | 4 | 39.2 |  |  |  | 4 | 39.2 |  |  |  |  | -3.9 | 24.98 |  |  |  |  | -5.2 | 22.64 | [5 empty] | -14.6 | 5.72 |  |  |  | -8.9 | 15.98 |  |  |  |  | -10 | 14 |  |  |  |  | -2.2 | 28.04
2003-12-12 | 10:00 | 3.9 | 39.02 | WEEKDAY | #N/A | 1977-12-12 | 10:00 | -5.6 | 21.92 |  |  | 2000-12-12 | 10:00 | 7 | 44.6 |  |  | 1997-12-12 | 10:00 | 2.8 | 37.04 | [5 empty] | 4 | 39.2 |  |  |  | 4 | 39.2 |  |  |  |  | -2.8 | 26.96 |  |  |  |  | -4.4 | 24.08 | [5 empty] | -13.3 | 8.06 |  |  |  | -7.8 | 17.96 |  |  |  |  | -8.9 | 15.98 |  |  |  |  | -1.7 | 28.94
2003-12-12 | 11:00 | 4.4 | 39.92 | WEEKDAY | #N/A | 1977-12-12 | 11:00 | -5 | 23 |  |  | 2000-12-12 | 11:00 | 4 | 39.2 |  |  | 1997-12-12 | 11:00 | 3.3 | 37.94 | [5 empty] | 4 | 39.2 |  |  |  | 4 | 39.2 |  |  |  |  | -1.1 | 30.02 |  |  |  |  | -3.5 | 25.7 | [5 empty] | -11.8 | 10.76 |  |  |  | -5.6 | 21.92 |  |  |  |  | -7.8 | 17.96 |  |  |  |  | -1.1 | 30.02
2003-12-12 | 12:00 | 5 | 41 | WEEKDAY | #N/A | 1977-12-12 | 12:00 | -5 | 23 |  |  | 2000-12-12 | 12:00 | 4 | 39.2 |  |  | 1997-12-12 | 12:00 | 3.3 | 37.94 | [5 empty] | 5 | 41 |  |  |  | 5 | 41 |  |  |  |  | -1.1 | 30.02 |  |  |  |  | -2.6 | 27.32 | [5 empty] | -10.4 | 13.28 |  |  |  | -5.6 | 21.92 |  |  |  |  | -7.8 | 17.96 |  |  |  |  | -0.6 | 30.92
2003-12-12 | 13:00 | 5 | 41 | WEEKDAY | #N/A | 1977-12-12 | 13:00 | -5 | 23 |  |  | 2000-12-12 | 13:00 | 4 | 39.2 |  |  | 1997-12-12 | 13:00 | 3.3 | 37.94 | [5 empty] | 5 | 41 |  |  |  | 6 | 42.8 |  |  |  |  | -0.6 | 30.92 |  |  |  |  | -1.7 | 28.94 | [5 empty] | -8.9 | 15.98 |  |  |  | -5 | 23 |  |  |  |  | -7.8 | 17.96 |  |  |  |  | 0.6 | 33.08
2003-12-12 | 14:00 | 5 | 41 | WEEKDAY | #N/A | 1977-12-12 | 14:00 | -5 | 23 |  |  | 2000-12-12 | 14:00 | 3 | 37.4 |  |  | 1997-12-12 | 14:00 | 3.9 | 39.02 | [5 empty] | 5 | 41 |  |  |  | 5 | 41 |  |  |  |  | 0 | 32 |  |  |  |  | -1.5 | 29.3 | [5 empty] | -8.7 | 16.34 |  |  |  | -4.4 | 24.08 |  |  |  |  | -6.1 | 21.02 |  |  |  |  | 0 | 32
2003-12-12 | 15:00 | 5 | 41 | WEEKDAY | #N/A | 1977-12-12 | 15:00 | -5 | 23 |  |  | 2000-12-12 | 15:00 | 3 | 37.4 |  |  | 1997-12-12 | 15:00 | 5 | 41 | [5 empty] | 4 | 39.2 |  |  |  | 5 | 41 |  |  |  |  | 0.6 | 33.08 |  |  |  |  | -1.3 | 29.66 | [5 empty] | -8.5 | 16.7 |  |  |  | -3.3 | 26.06 |  |  |  |  | -3.9 | 24.98 |  |  |  |  | 0 | 32
2003-12-12 | 16:00 | 5 | 41 | WEEKDAY | #N/A | 1977-12-12 | 16:00 | -2.8 | 26.96 |  |  | 2000-12-12 | 16:00 | 2 | 35.6 |  |  | 1997-12-12 | 16:00 | 5 | 41 | [5 empty] | 4 | 39.2 |  |  |  | 4 | 39.2 |  |  |  |  | 0.6 | 33.08 |  |  |  |  | -1.1 | 30.02 | [5 empty] | -8.3 | 17.06 |  |  |  | -2.8 | 26.96 |  |  |  |  | -2.8 | 26.96 |  |  |  |  | 0 | 32
2003-12-12 | 17:00 | 3.9 | 39.02 | WEEKDAY | #N/A | 1977-12-12 | 17:00 | -2.2 | 28.04 |  |  | 2000-12-12 | 17:00 | 0 | 32 |  |  | 1997-12-12 | 17:00 | 3.9 | 39.02 | [5 empty] | 3 | 37.4 |  |  |  | 4 | 39.2 |  |  |  |  | 0 | 32 |  |  |  |  | -1.1 | 30.02 | [5 empty] | -8.3 | 17.06 |  |  |  | -0.6 | 30.92 |  |  |  |  | -2.2 | 28.04 |  |  |  |  | 0 | 32
2003-12-12 | 18:00 | 3.9 | 39.02 | WEEKDAY | #N/A | 1977-12-12 | 18:00 | -2.8 | 26.96 |  |  | 2000-12-12 | 18:00 | 0 | 32 |  |  | 1997-12-12 | 18:00 | 3.9 | 39.02 | [5 empty] | 3 | 37.4 |  |  |  | 3 | 37.4 |  |  |  |  | -0.6 | 30.92 |  |  |  |  | -1.1 | 30.02 | [5 empty] | -8.3 | 17.06 |  |  |  | 0 | 32 |  |  |  |  | -1.1 | 30.02 |  |  |  |  | 0.6 | 33.08
2003-12-12 | 19:00 | 3.3 | 37.94 | WEEKDAY | #N/A | 1977-12-12 | 19:00 | -2.8 | 26.96 |  |  | 2000-12-12 | 19:00 | -2 | 28.4 |  |  | 1997-12-12 | 19:00 | 3.9 | 39.02 | [5 empty] | 2 | 35.6 |  |  |  | 4 | 39.2 |  |  |  |  | -1.7 | 28.94 |  |  |  |  | -1.1 | 30.02 | [5 empty] | -8.3 | 17.06 |  |  |  | -0.6 | 30.92 |  |  |  |  | -1.1 | 30.02 |  |  |  |  | 0 | 32
2003-12-12 | 20:00 | 3.3 | 37.94 | WEEKDAY | #N/A | 1977-12-12 | 20:00 | -2.2 | 28.04 |  |  | 2000-12-12 | 20:00 | -2 | 28.4 |  |  | 1997-12-12 | 20:00 | 2.8 | 37.04 | [5 empty] | 1 | 33.8 |  |  |  | 4 | 39.2 |  |  |  |  | -1.7 | 28.94 |  |  |  |  | -1.3 | 29.66 | [5 empty] | -7.9 | 17.78 |  |  |  | -1.1 | 30.02 |  |  |  |  | -0.6 | 30.92 |  |  |  |  | -0.6 | 30.92
2003-12-12 | 21:00 | 3.3 | 37.94 | WEEKDAY | #N/A | 1977-12-12 | 21:00 | -0.6 | 30.92 |  |  | 2000-12-12 | 21:00 | -3 | 26.6 |  |  | 1997-12-12 | 21:00 | 2.8 | 37.04 | [5 empty] | 1 | 33.8 |  |  |  | 5 | 41 |  |  |  |  | -1.7 | 28.94 |  |  |  |  | -1.5 | 29.3 | [5 empty] | -7.6 | 18.32 |  |  |  | -1.1 | 30.02 |  |  |  |  | 0 | 32 |  |  |  |  | -1.1 | 30.02
2003-12-12 | 22:00 | 2.8 | 37.04 | WEEKDAY | #N/A | 1977-12-12 | 22:00 | 0 | 32 |  |  | 2000-12-12 | 22:00 | -4 | 24.8 |  |  | 1997-12-12 | 22:00 | 2.8 | 37.04 | [5 empty] | 1 | 33.8 |  |  |  | 4 | 39.2 |  |  |  |  | -1.1 | 30.02 |  |  |  |  | -1.7 | 28.94 | [5 empty] | -7.2 | 19.04 |  |  |  | 0 | 32 |  |  |  |  | 1.7 | 35.06 |  |  |  |  | -1.1 | 30.02
2003-12-12 | 23:00 | 2.2 | 35.96 | WEEKDAY | #N/A | 1977-12-12 | 23:00 | 0 | 32 |  |  | 2000-12-12 | 23:00 | -4 | 24.8 |  |  | 1997-12-12 | 23:00 | 2.8 | 37.04 | [5 empty] | 1 | 33.8 |  |  |  | 4 | 39.2 |  |  |  |  | -1.1 | 30.02 |  |  |  |  | -1.7 | 28.94 | [5 empty] | -7.2 | 19.04 |  |  |  | 0 | 32 |  |  |  |  | 1.7 | 35.06 |  |  |  |  | -0.6 | 30.92
2003-12-12 | 24:00 | 2.2 | 35.96 | WEEKDAY | #N/A | 1977-12-12 | 24:00 | 0 | 32 |  |  | 2000-12-12 | 24:00 | -5 | 23 |  |  | 1997-12-12 | 24:00 | 3.3 | 37.94 | [5 empty] | 1 | 33.8 |  |  |  | 4 | 39.2 |  |  |  |  | -1.1 | 30.02 |  |  |  |  | -1.7 | 28.94 | [5 empty] | -7.2 | 19.04 |  |  |  | 1.1 | 33.98 |  |  |  |  | 1.1 | 33.98 |  |  |  |  | -0.6 | 30.92
2003-12-13 | 1:00 | 1.1 | 33.98 | SATURDAY | #N/A | 1977-12-13 | 1:00 | 1.1 | 33.98 |  |  | 2000-12-13 | 1:00 | -6 | 21.2 |  |  | 1997-12-13 | 1:00 | 2.8 | 37.04 | [5 empty] | -1 | 30.2 |  |  |  | 4 | 39.2 |  |  |  |  | -2.2 | 28.04 |  |  |  |  | -1.7 | 28.94 | [5 empty] | -7.2 | 19.04 |  |  |  | 1.7 | 35.06 |  |  |  |  | 1.1 | 33.98 |  |  |  |  | 0 | 32
2003-12-13 | 2:00 | 1.1 | 33.98 | SATURDAY | #N/A | 1977-12-13 | 2:00 | 1.1 | 33.98 |  |  | 2000-12-13 | 2:00 | -6 | 21.2 |  |  | 1997-12-13 | 2:00 | 2.2 | 35.96 | [5 empty] | 0 | 32 |  |  |  | 4 | 39.2 |  |  |  |  | -1.7 | 28.94 |  |  |  |  | -1.3 | 29.66 | [5 empty] | -7 | 19.4 |  |  |  | 1.1 | 33.98 |  |  |  |  | 1.1 | 33.98 |  |  |  |  | 0.6 | 33.08
2003-12-13 | 3:00 | 0.6 | 33.08 | SATURDAY | #N/A | 1977-12-13 | 3:00 | 1.1 | 33.98 |  |  | 2000-12-13 | 3:00 | -6 | 21.2 |  |  | 1997-12-13 | 3:00 | 2.2 | 35.96 | [5 empty] | 2 | 35.6 |  |  |  | 5 | 41 |  |  |  |  | -1.7 | 28.94 |  |  |  |  | -1 | 30.2 | [5 empty] | -6.9 | 19.58 |  |  |  | 1.7 | 35.06 |  |  |  |  | 1.7 | 35.06 |  |  |  |  | 0.6 | 33.08
2003-12-13 | 4:00 | 0 | 32 | SATURDAY | #N/A | 1977-12-13 | 4:00 | 1.1 | 33.98 |  |  | 2000-12-13 | 4:00 | -7 | 19.4 |  |  | 1997-12-13 | 4:00 | 1.7 | 35.06 | [5 empty] | 2 | 35.6 |  |  |  | 5 | 41 |  |  |  |  | -1.1 | 30.02 |  |  |  |  | -0.6 | 30.92 | [5 empty] | -6.7 | 19.94 |  |  |  | 1.1 | 33.98 |  |  |  |  | 1.7 | 35.06 |  |  |  |  | 0.6 | 33.08
2003-12-13 | 5:00 | 0 | 32 | SATURDAY | #N/A | 1977-12-13 | 5:00 | 0.6 | 33.08 |  |  | 2000-12-13 | 5:00 | -7 | 19.4 |  |  | 1997-12-13 | 5:00 | 1.7 | 35.06 | [5 empty] | 1 | 33.8 |  |  |  | 3 | 37.4 |  |  |  |  | -1.1 | 30.02 |  |  |  |  | -0.4 | 31.28 | [5 empty] | -6.3 | 20.66 |  |  |  | 1.1 | 33.98 |  |  |  |  | 2.2 | 35.96 |  |  |  |  | -0.6 | 30.92
2003-12-13 | 6:00 | -0.6 | 30.92 | SATURDAY | #N/A | 1977-12-13 | 6:00 | 1.7 | 35.06 |  |  | 2000-12-13 | 6:00 | -7 | 19.4 |  |  | 1997-12-13 | 6:00 | 1.7 | 35.06 | [5 empty] | 2 | 35.6 |  |  |  | 5 | 41 |  |  |  |  | -0.6 | 30.92 |  |  |  |  | -0.2 | 31.64 | [5 empty] | -6 | 21.2 |  |  |  | 1.1 | 33.98 |  |  |  |  | 2.2 | 35.96 |  |  |  |  | -1.1 | 30.02
2003-12-13 | 7:00 | -0.6 | 30.92 | SATURDAY | #N/A | 1977-12-13 | 7:00 | 2.2 | 35.96 |  |  | 2000-12-13 | 7:00 | -8 | 17.6 |  |  | 1997-12-13 | 7:00 | 1.1 | 33.98 | [5 empty] | 1 | 33.8 |  |  |  | 4 | 39.2 |  |  |  |  | -0.6 | 30.92 |  |  |  |  | 0 | 32 | [5 empty] | -5.6 | 21.92 |  |  |  | 1.7 | 35.06 |  |  |  |  | 2.2 | 35.96 |  |  |  |  | -0.6 | 30.92
2003-12-13 | 8:00 | -0.6 | 30.92 | SATURDAY | #N/A | 1977-12-13 | 8:00 | 2.2 | 35.96 |  |  | 2000-12-13 | 8:00 | -8 | 17.6 |  |  | 1997-12-13 | 8:00 | 1.1 | 33.98 | [5 empty] | 0 | 32 |  |  |  | 5 | 41 |  |  |  |  | -0.6 | 30.92 |  |  |  |  | 0.2 | 32.36 | [5 empty] | -5.2 | 22.64 |  |  |  | 1.7 | 35.06 |  |  |  |  | 2.8 | 37.04 |  |  |  |  | 0.6 | 33.08
2003-12-13 | 9:00 | -0.6 | 30.92 | SATURDAY | #N/A | 1977-12-13 | 9:00 | 2.2 | 35.96 |  |  | 2000-12-13 | 9:00 | -7 | 19.4 |  |  | 1997-12-13 | 9:00 | 1.1 | 33.98 | [5 empty] | 2 | 35.6 |  |  |  | 5 | 41 |  |  |  |  | 0 | 32 |  |  |  |  | 0.4 | 32.72 | [5 empty] | -4.8 | 23.36 |  |  |  | 1.7 | 35.06 |  |  |  |  | 2.8 | 37.04 |  |  |  |  | 1.7 | 35.06
2003-12-13 | 10:00 | 0 | 32 | SATURDAY | #N/A | 1977-12-13 | 10:00 | 1.7 | 35.06 |  |  | 2000-12-13 | 10:00 | -5 | 23 |  |  | 1997-12-13 | 10:00 | 2.2 | 35.96 | [5 empty] | 4 | 39.2 |  |  |  | 5 | 41 |  |  |  |  | 1.1 | 33.98 |  |  |  |  | 0.6 | 33.08 | [5 empty] | -4.4 | 24.08 |  |  |  | 2.8 | 37.04 |  |  |  |  | 2.8 | 37.04 |  |  |  |  | 1.7 | 35.06
2003-12-13 | 11:00 | 0 | 32 | SATURDAY | #N/A | 1977-12-13 | 11:00 | 2.2 | 35.96 |  |  | 2000-12-13 | 11:00 | -4 | 24.8 |  |  | 1997-12-13 | 11:00 | 3.2 | 37.76 | [5 empty] | 4 | 39.2 |  |  |  | 6 | 42.8 |  |  |  |  | 2.2 | 35.96 |  |  |  |  | 1 | 33.8 | [5 empty] | -4.2 | 24.44 |  |  |  | 2.8 | 37.04 |  |  |  |  | 2.8 | 37.04 |  |  |  |  | 3.3 | 37.94
2003-12-13 | 12:00 | 0.6 | 33.08 | SATURDAY | #N/A | 1977-12-13 | 12:00 | 3.3 | 37.94 |  |  | 2000-12-13 | 12:00 | -3 | 26.6 |  |  | 1997-12-13 | 12:00 | 3.3 | 37.94 | [5 empty] | 5 | 41 |  |  |  | 7 | 44.6 |  |  |  |  | 3.3 | 37.94 |  |  |  |  | 1.3 | 34.34 | [5 empty] | -4.1 | 24.62 |  |  |  | 2.8 | 37.04 |  |  |  |  | 2.8 | 37.04 |  |  |  |  | 3.3 | 37.94
2003-12-13 | 13:00 | 0.6 | 33.08 | SATURDAY | #N/A | 1977-12-13 | 13:00 | 3.3 | 37.94 |  |  | 2000-12-13 | 13:00 | -2 | 28.4 |  |  | 1997-12-13 | 13:00 | 3.9 | 39.02 | [5 empty] | 5 | 41 |  |  |  | 7 | 44.6 |  |  |  |  | 3.3 | 37.94 |  |  |  |  | 1.7 | 35.06 | [5 empty] | -3.9 | 24.98 |  |  |  | 3.3 | 37.94 |  |  |  |  | 2.8 | 37.04 |  |  |  |  | 2.2 | 35.96
2003-12-13 | 14:00 | 0.6 | 33.08 | SATURDAY | #N/A | 1977-12-13 | 14:00 | 2.2 | 35.96 |  |  | 2000-12-13 | 14:00 | -1 | 30.2 |  |  | 1997-12-13 | 14:00 | 3.9 | 39.02 | [5 empty] | 5 | 41 |  |  |  | 4 | 39.2 |  |  |  |  | 3.3 | 37.94 |  |  |  |  | 2.4 | 36.32 | [5 empty] | -3.5 | 25.7 |  |  |  | 2.8 | 37.04 |  |  |  |  | 2.8 | 37.04 |  |  |  |  | 1.7 | 35.06
2003-12-13 | 15:00 | 0.6 | 33.08 | SATURDAY | #N/A | 1977-12-13 | 15:00 | 1.7 | 35.06 |  |  | 2000-12-13 | 15:00 | -1 | 30.2 |  |  | 1997-12-13 | 15:00 | 3.3 | 37.94 | [5 empty] | 4 | 39.2 |  |  |  | 6 | 42.8 |  |  |  |  | 3.3 | 37.94 |  |  |  |  | 3.2 | 37.76 | [5 empty] | -3.2 | 26.24 |  |  |  | 2.8 | 37.04 |  |  |  |  | 2.8 | 37.04 |  |  |  |  | 1.7 | 35.06
2003-12-13 | 16:00 | 0.6 | 33.08 | SATURDAY | #N/A | 1977-12-13 | 16:00 | 1.7 | 35.06 |  |  | 2000-12-13 | 16:00 | -1.2 | 29.84 |  |  | 1997-12-13 | 16:00 | 3.3 | 37.94 | [5 empty] | 4 | 39.2 |  |  |  | 5 | 41 |  |  |  |  | 3.3 | 37.94 |  |  |  |  | 3.9 | 39.02 | [5 empty] | -2.8 | 26.96 |  |  |  | 2.8 | 37.04 |  |  |  |  | 2.8 | 37.04 |  |  |  |  | 2.2 | 35.96
2003-12-13 | 17:00 | 0.6 | 33.08 | SATURDAY | #N/A | 1977-12-13 | 17:00 | 1.7 | 35.06 |  |  | 2000-12-13 | 17:00 | -2 | 28.4 |  |  | 1997-12-13 | 17:00 | 2.8 | 37.04 | [5 empty] | 3 | 37.4 |  |  |  | 4 | 39.2 |  |  |  |  | 2.8 | 37.04 |  |  |  |  | 3.7 | 38.66 | [5 empty] | -2.8 | 26.96 |  |  |  | 2.8 | 37.04 |  |  |  |  | 2.8 | 37.04 |  |  |  |  | 2.2 | 35.96
2003-12-13 | 18:00 | 0 | 32 | SATURDAY | #N/A | 1977-12-13 | 18:00 | 1.7 | 35.06 |  |  | 2000-12-13 | 18:00 | -2 | 28.4 |  |  | 1997-12-13 | 18:00 | 2.8 | 37.04 | [5 empty] | 3 | 37.4 |  |  |  | 3 | 37.4 |  |  |  |  | 1.7 | 35.06 |  |  |  |  | 3.5 | 38.3 | [5 empty] | -2.8 | 26.96 |  |  |  | 3.3 | 37.94 |  |  |  |  | 2.8 | 37.04 |  |  |  |  | 2.8 | 37.04
2003-12-13 | 19:00 | 0 | 32 | SATURDAY | #N/A | 1977-12-13 | 19:00 | 1.7 | 35.06 |  |  | 2000-12-13 | 19:00 | -2 | 28.4 |  |  | 1997-12-13 | 19:00 | 3.3 | 37.94 | [5 empty] | 2 | 35.6 |  |  |  | 3 | 37.4 |  |  |  |  | 0 | 32 |  |  |  |  | 3.3 | 37.94 | [5 empty] | -2.8 | 26.96 |  |  |  | 3.9 | 39.02 |  |  |  |  | 2.8 | 37.04 |  |  |  |  | 2.8 | 37.04
2003-12-13 | 20:00 | -0.6 | 30.92 | SATURDAY | #N/A | 1977-12-13 | 20:00 | 1.7 | 35.06 |  |  | 2000-12-13 | 20:00 | -2 | 28.4 |  |  | 1997-12-13 | 20:00 | 3.3 | 37.94 | [5 empty] | 2 | 35.6 |  |  |  | 3 | 37.4 |  |  |  |  | 0 | 32 |  |  |  |  | 2.6 | 36.68 | [5 empty] | -1.9 | 28.58 |  |  |  | 3.9 | 39.02 |  |  |  |  | 2.8 | 37.04 |  |  |  |  | 1.7 | 35.06
2003-12-13 | 21:00 | -0.6 | 30.92 | SATURDAY | #N/A | 1977-12-13 | 21:00 | 1.7 | 35.06 |  |  | 2000-12-13 | 21:00 | -3 | 26.6 |  |  | 1997-12-13 | 21:00 | 3.3 | 37.94 | [5 empty] | 3 | 37.4 |  |  |  | 3 | 37.4 |  |  |  |  | -0.6 | 30.92 |  |  |  |  | 1.8 | 35.24 | [5 empty] | -0.9 | 30.38 |  |  |  | 4.4 | 39.92 |  |  |  |  | 2.8 | 37.04 |  |  |  |  | 1.7 | 35.06
2003-12-13 | 22:00 | -0.6 | 30.92 | SATURDAY | #N/A | 1977-12-13 | 22:00 | 1.7 | 35.06 |  |  | 2000-12-13 | 22:00 | -3 | 26.6 |  |  | 1997-12-13 | 22:00 | 3.3 | 37.94 | [5 empty] | 3 | 37.4 |  |  |  | 2 | 35.6 |  |  |  |  | -0.6 | 30.92 |  |  |  |  | 1.1 | 33.98 | [5 empty] | 0 | 32 |  |  |  | 4.4 | 39.92 |  |  |  |  | 2.8 | 37.04 |  |  |  |  | 1.7 | 35.06
2003-12-13 | 23:00 | -0.6 | 30.92 | SATURDAY | #N/A | 1977-12-13 | 23:00 | 3.3 | 37.94 |  |  | 2000-12-13 | 23:00 | -3 | 26.6 |  |  | 1997-12-13 | 23:00 | 3.3 | 37.94 | [5 empty] | 3 | 37.4 |  |  |  | 2 | 35.6 |  |  |  |  | -1.1 | 30.02 |  |  |  |  | 1.3 | 34.34 | [5 empty] | 0.6 | 33.08 |  |  |  | 4.4 | 39.92 |  |  |  |  | 3.3 | 37.94 |  |  |  |  | 1.1 | 33.98
2003-12-13 | 24:00 | -1.1 | 30.02 | SATURDAY | #N/A | 1977-12-13 | 24:00 | 2.2 | 35.96 |  |  | 2000-12-13 | 24:00 | -2 | 28.4 |  |  | 1997-12-13 | 24:00 | 2.8 | 37.04 | [5 empty] | 3 | 37.4 |  |  |  | 2 | 35.6 |  |  |  |  | -1.1 | 30.02 |  |  |  |  | 1.5 | 34.7 | [5 empty] | 1.1 | 33.98 |  |  |  | 5.6 | 42.08 |  |  |  |  | 3.3 | 37.94 |  |  |  |  | 1.1 | 33.98
2003-12-14 | 1:00 | -1.1 | 30.02 | SUNDAY | #N/A | 1977-12-14 | 1:00 | 1.7 | 35.06 |  |  | 2000-12-14 | 1:00 | -2 | 28.4 |  |  | 1997-12-14 | 1:00 | 2.8 | 37.04 | [5 empty] | 3 | 37.4 |  |  |  | 2 | 35.6 |  |  |  |  | -1.7 | 28.94 |  |  |  |  | 1.7 | 35.06 | [5 empty] | 1.7 | 35.06 |  |  |  | 5.6 | 42.08 |  |  |  |  | 3.3 | 37.94 |  |  |  |  | 1.1 | 33.98
2003-12-14 | 2:00 | -1.7 | 28.94 | SUNDAY | #N/A | 1977-12-14 | 2:00 | 1.7 | 35.06 |  |  | 2000-12-14 | 2:00 | -1 | 30.2 |  |  | 1997-12-14 | 2:00 | 2.2 | 35.96 | [5 empty] | 2 | 35.6 |  |  |  | 2 | 35.6 |  |  |  |  | -1.7 | 28.94 |  |  |  |  | 1.5 | 34.7 | [5 empty] | 2.1 | 35.78 |  |  |  | 5.6 | 42.08 |  |  |  |  | 4.4 | 39.92 |  |  |  |  | 0 | 32
2003-12-14 | 3:00 | -1.7 | 28.94 | SUNDAY | #N/A | 1977-12-14 | 3:00 | 1.7 | 35.06 |  |  | 2000-12-14 | 3:00 | 0 | 32 |  |  | 1997-12-14 | 3:00 | 2.2 | 35.96 | [5 empty] | 0 | 32 |  |  |  | 2 | 35.6 |  |  |  |  | -2.2 | 28.04 |  |  |  |  | 1.3 | 34.34 | [5 empty] | 2.4 | 36.32 |  |  |  | 5.6 | 42.08 |  |  |  |  | 5 | 41 |  |  |  |  | -0.6 | 30.92
2003-12-14 | 4:00 | -2.2 | 28.04 | SUNDAY | #N/A | 1977-12-14 | 4:00 | 1.7 | 35.06 |  |  | 2000-12-14 | 4:00 | 0 | 32 |  |  | 1997-12-14 | 4:00 | 1.1 | 33.98 | [5 empty] | 0 | 32 |  |  |  | 2 | 35.6 |  |  |  |  | -2.2 | 28.04 |  |  |  |  | 1.1 | 33.98 | [5 empty] | 2.8 | 37.04 |  |  |  | 5.6 | 42.08 |  |  |  |  | 5.6 | 42.08 |  |  |  |  | -1.1 | 30.02
2003-12-14 | 5:00 | -1.7 | 28.94 | SUNDAY | #N/A | 1977-12-14 | 5:00 | 1.1 | 33.98 |  |  | 2000-12-14 | 5:00 | 1 | 33.8 |  |  | 1997-12-14 | 5:00 | 1.1 | 33.98 | [5 empty] | 0 | 32 |  |  |  | 2 | 35.6 |  |  |  |  | -2.8 | 26.96 |  |  |  |  | 0.9 | 33.62 | [5 empty] | 3 | 37.4 |  |  |  | 5.6 | 42.08 |  |  |  |  | 5 | 41 |  |  |  |  | -3.9 | 24.98
2003-12-14 | 6:00 | -1.7 | 28.94 | SUNDAY | #N/A | 1977-12-14 | 6:00 | 1.7 | 35.06 |  |  | 2000-12-14 | 6:00 | 2 | 35.6 |  |  | 1997-12-14 | 6:00 | 1.1 | 33.98 | [5 empty] | -1 | 30.2 |  |  |  | 2 | 35.6 |  |  |  |  | -3.9 | 24.98 |  |  |  |  | 0.8 | 33.44 | [5 empty] | 3.1 | 37.58 |  |  |  | 5.6 | 42.08 |  |  |  |  | 4.4 | 39.92 |  |  |  |  | -6.1 | 21.02
2003-12-14 | 7:00 | -1.1 | 30.02 | SUNDAY | #N/A | 1977-12-14 | 7:00 | 4.4 | 39.92 |  |  | 2000-12-14 | 7:00 | 2 | 35.6 |  |  | 1997-12-14 | 7:00 | 0.6 | 33.08 | [5 empty] | 0 | 32 |  |  |  | 1 | 33.8 |  |  |  |  | -3.3 | 26.06 |  |  |  |  | 0.6 | 33.08 | [5 empty] | 3.3 | 37.94 |  |  |  | 6.1 | 42.98 |  |  |  |  | 4.4 | 39.92 |  |  |  |  | -7.8 | 17.96
2003-12-14 | 8:00 | -0.6 | 30.92 | SUNDAY | #N/A | 1977-12-14 | 8:00 | 2.2 | 35.96 |  |  | 2000-12-14 | 8:00 | 1 | 33.8 |  |  | 1997-12-14 | 8:00 | 1.1 | 33.98 | [5 empty] | 0 | 32 |  |  |  | 0 | 32 |  |  |  |  | -3.9 | 24.98 |  |  |  |  | 0.2 | 32.36 | [5 empty] | 3.1 | 37.58 |  |  |  | 6.1 | 42.98 |  |  |  |  | 4.4 | 39.92 |  |  |  |  | -7.8 | 17.96
2003-12-14 | 9:00 | -1.7 | 28.94 | SUNDAY | #N/A | 1977-12-14 | 9:00 | 2.8 | 37.04 |  |  | 2000-12-14 | 9:00 | 2 | 35.6 |  |  | 1997-12-14 | 9:00 | 2.2 | 35.96 | [5 empty] | 3 | 37.4 |  |  |  | -2 | 28.4 |  |  |  |  | -3.9 | 24.98 |  |  |  |  | -0.2 | 31.64 | [5 empty] | 3 | 37.4 |  |  |  | 5.6 | 42.08 |  |  |  |  | 4.4 | 39.92 |  |  |  |  | -7.8 | 17.96
2003-12-14 | 10:00 | -1.7 | 28.94 | SUNDAY | #N/A | 1977-12-14 | 10:00 | 2.8 | 37.04 |  |  | 2000-12-14 | 10:00 | 3 | 37.4 |  |  | 1997-12-14 | 10:00 | 3.9 | 39.02 | [5 empty] | 5 | 41 |  |  |  | -2 | 28.4 |  |  |  |  | -4.4 | 24.08 |  |  |  |  | -0.6 | 30.92 | [5 empty] | 2.8 | 37.04 |  |  |  | 5.6 | 42.08 |  |  |  |  | 5 | 41 |  |  |  |  | -8.3 | 17.06
2003-12-14 | 11:00 | -1.7 | 28.94 | SUNDAY | #N/A | 1977-12-14 | 11:00 | 2.8 | 37.04 |  |  | 2000-12-14 | 11:00 | 5 | 41 |  |  | 1997-12-14 | 11:00 | 5.6 | 42.08 | [5 empty] | 6 | 42.8 |  |  |  | -1 | 30.2 |  |  |  |  | -3.3 | 26.06 |  |  |  |  | -0.8 | 30.56 | [5 empty] | 2.8 | 37.04 |  |  |  | 5.6 | 42.08 |  |  |  |  | 5 | 41 |  |  |  |  | -8.9 | 15.98
2003-12-14 | 12:00 | -1.7 | 28.94 | SUNDAY | #N/A | 1977-12-14 | 12:00 | 2.8 | 37.04 |  |  | 2000-12-14 | 12:00 | 4 | 39.2 |  |  | 1997-12-14 | 12:00 | 6.1 | 42.98 | [5 empty] | 6 | 42.8 |  |  |  | -1 | 30.2 |  |  |  |  | -3.3 | 26.06 |  |  |  |  | -0.9 | 30.38 | [5 empty] | 2.8 | 37.04 |  |  |  | 5 | 41 |  |  |  |  | 5.6 | 42.08 |  |  |  |  | -7.8 | 17.96
2003-12-14 | 13:00 | -1.1 | 30.02 | SUNDAY | #N/A | 1977-12-14 | 13:00 | 3.3 | 37.94 |  |  | 2000-12-14 | 13:00 | 5 | 41 |  |  | 1997-12-14 | 13:00 | 6.7 | 44.06 | [5 empty] | 7 | 44.6 |  |  |  | 0 | 32 |  |  |  |  | -2.8 | 26.96 |  |  |  |  | -1.1 | 30.02 | [5 empty] | 2.8 | 37.04 |  |  |  | 5 | 41 |  |  |  |  | 6.1 | 42.98 |  |  |  |  | -6.7 | 19.94
2003-12-14 | 14:00 | 0 | 32 | SUNDAY | #N/A | 1977-12-14 | 14:00 | 3.9 | 39.02 |  |  | 2000-12-14 | 14:00 | 5 | 41 |  |  | 1997-12-14 | 14:00 | 5 | 41 | [5 empty] | 6 | 42.8 |  |  |  | 0 | 32 |  |  |  |  | -3.3 | 26.06 |  |  |  |  | -1.1 | 30.02 | [5 empty] | 2.8 | 37.04 |  |  |  | 5.6 | 42.08 |  |  |  |  | 6.1 | 42.98 |  |  |  |  | -6.1 | 21.02
2003-12-14 | 15:00 | 1.1 | 33.98 | SUNDAY | #N/A | 1977-12-14 | 15:00 | 5 | 41 |  |  | 2000-12-14 | 15:00 | 6 | 42.8 |  |  | 1997-12-14 | 15:00 | 5.6 | 42.08 | [5 empty] | 6 | 42.8 |  |  |  | -1 | 30.2 |  |  |  |  | -2.8 | 26.96 |  |  |  |  | -1.1 | 30.02 | [5 empty] | 2.8 | 37.04 |  |  |  | 5.6 | 42.08 |  |  |  |  | 5.6 | 42.08 |  |  |  |  | -5.6 | 21.92
2003-12-14 | 16:00 | 1.7 | 35.06 | SUNDAY | #N/A | 1977-12-14 | 16:00 | 10 | 50 |  |  | 2000-12-14 | 16:00 | 8 | 46.4 |  |  | 1997-12-14 | 16:00 | 4.4 | 39.92 | [5 empty] | 5 | 41 |  |  |  | -1 | 30.2 |  |  |  |  | -2.2 | 28.04 |  |  |  |  | -1.1 | 30.02 | [5 empty] | 2.8 | 37.04 |  |  |  | 5 | 41 |  |  |  |  | 5 | 41 |  |  |  |  | -5.6 | 21.92
2003-12-14 | 17:00 | 1.7 | 35.06 | SUNDAY | #N/A | 1977-12-14 | 17:00 | 10 | 50 |  |  | 2000-12-14 | 17:00 | 6.8 | 44.24 |  |  | 1997-12-14 | 17:00 | 2.8 | 37.04 | [5 empty] | 3 | 37.4 |  |  |  | -2 | 28.4 |  |  |  |  | -3.3 | 26.06 |  |  |  |  | -1.7 | 28.94 | [5 empty] | 2.8 | 37.04 |  |  |  | 4.4 | 39.92 |  |  |  |  | 4.4 | 39.92 |  |  |  |  | -5.6 | 21.92
2003-12-14 | 18:00 | 2.8 | 37.04 | SUNDAY | #N/A | 1977-12-14 | 18:00 | 10.6 | 51.08 |  |  | 2000-12-14 | 18:00 | 6 | 42.8 |  |  | 1997-12-14 | 18:00 | 2.2 | 35.96 | [5 empty] | 2 | 35.6 |  |  |  | -3 | 26.6 |  |  |  |  | -3.9 | 24.98 |  |  |  |  | -2.2 | 28.04 | [5 empty] | 2.8 | 37.04 |  |  |  | 4.4 | 39.92 |  |  |  |  | 4.4 | 39.92 |  |  |  |  | -6.7 | 19.94
2003-12-14 | 19:00 | 3.9 | 39.02 | SUNDAY | #N/A | 1977-12-14 | 19:00 | 11.1 | 51.98 |  |  | 2000-12-14 | 19:00 | 5 | 41 |  |  | 1997-12-14 | 19:00 | 0.6 | 33.08 | [5 empty] | 1 | 33.8 |  |  |  | -4 | 24.8 |  |  |  |  | -3.9 | 24.98 |  |  |  |  | -2.8 | 26.96 | [5 empty] | 2.8 | 37.04 |  |  |  | 3.9 | 39.02 |  |  |  |  | 3.3 | 37.94 |  |  |  |  | -6.7 | 19.94
2003-12-14 | 20:00 | 5.6 | 42.08 | SUNDAY | #N/A | 1977-12-14 | 20:00 | 11.1 | 51.98 |  |  | 2000-12-14 | 20:00 | 4 | 39.2 |  |  | 1997-12-14 | 20:00 | 0 | 32 | [5 empty] | 0 | 32 |  |  |  | -4 | 24.8 |  |  |  |  | -3.9 | 24.98 |  |  |  |  | -3.5 | 25.7 | [5 empty] | 2.6 | 36.68 |  |  |  | 2.8 | 37.04 |  |  |  |  | 3.3 | 37.94 |  |  |  |  | -5.6 | 21.92
2003-12-14 | 21:00 | 5 | 41 | SUNDAY | #N/A | 1977-12-14 | 21:00 | 11.7 | 53.06 |  |  | 2000-12-14 | 21:00 | 5 | 41 |  |  | 1997-12-14 | 21:00 | -0.6 | 30.92 | [5 empty] | 0 | 32 |  |  |  | -4 | 24.8 |  |  |  |  | -3.9 | 24.98 |  |  |  |  | -4.3 | 24.26 | [5 empty] | 2.4 | 36.32 |  |  |  | 2.2 | 35.96 |  |  |  |  | 3.9 | 39.02 |  |  |  |  | -1.7 | 28.94
2003-12-14 | 22:00 | 5 | 41 | SUNDAY | #N/A | 1977-12-14 | 22:00 | 13.3 | 55.94 |  |  | 2000-12-14 | 22:00 | 3 | 37.4 |  |  | 1997-12-14 | 22:00 | -1.1 | 30.02 | [5 empty] | -2 | 28.4 |  |  |  | -4 | 24.8 |  |  |  |  | -4.4 | 24.08 |  |  |  |  | -5 | 23 | [5 empty] | 2.2 | 35.96 |  |  |  | 2.2 | 35.96 |  |  |  |  | 3.9 | 39.02 |  |  |  |  | -3.9 | 24.98
2003-12-14 | 23:00 | 4.4 | 39.92 | SUNDAY | #N/A | 1977-12-14 | 23:00 | 11.7 | 53.06 |  |  | 2000-12-14 | 23:00 | 3 | 37.4 |  |  | 1997-12-14 | 23:00 | -1.7 | 28.94 | [5 empty] | -3 | 26.6 |  |  |  | -6 | 21.2 |  |  |  |  | -4.4 | 24.08 |  |  |  |  | -5 | 23 | [5 empty] | 2 | 35.6 |  |  |  | 2.2 | 35.96 |  |  |  |  | 3.3 | 37.94 |  |  |  |  | -3.9 | 24.98
2003-12-14 | 24:00 | 4.4 | 39.92 | SUNDAY | #N/A | 1977-12-14 | 24:00 | 11.7 | 53.06 |  |  | 2000-12-14 | 24:00 | 2 | 35.6 |  |  | 1997-12-14 | 24:00 | -1.7 | 28.94 | [5 empty] | -3 | 26.6 |  |  |  | -6 | 21.2 |  |  |  |  | -4.4 | 24.08 |  |  |  |  | -5 | 23 | [5 empty] | 1.9 | 35.42 |  |  |  | 2.2 | 35.96 |  |  |  |  | 3.3 | 37.94 |  |  |  |  | -3.9 | 24.98
2003-12-15 | 1:00 | 5 | 41 | WEEKDAY | #N/A | 1977-12-15 | 1:00 | 11.1 | 51.98 |  |  | 2000-12-15 | 1:00 | 2 | 35.6 |  |  | 1997-12-15 | 1:00 | -2.2 | 28.04 | [5 empty] | -2 | 28.4 |  |  |  | -6 | 21.2 |  |  |  |  | -5 | 23 |  |  |  |  | -5 | 23 | [5 empty] | 1.7 | 35.06 |  |  |  | 2.2 | 35.96 |  |  |  |  | 2.2 | 35.96 |  |  |  |  | -3.3 | 26.06
2003-12-15 | 2:00 | 2.8 | 37.04 | WEEKDAY | #N/A | 1977-12-15 | 2:00 | 12.8 | 55.04 |  |  | 2000-12-15 | 2:00 | 2 | 35.6 |  |  | 1997-12-15 | 2:00 | -2.2 | 28.04 | [5 empty] | -3 | 26.6 |  |  |  | -8 | 17.6 |  |  |  |  | -4.4 | 24.08 |  |  |  |  | -4.6 | 23.72 | [5 empty] | 1.5 | 34.7 |  |  |  | 1.7 | 35.06 |  |  |  |  | 2.2 | 35.96 |  |  |  |  | -2.2 | 28.04
2003-12-15 | 3:00 | 0.6 | 33.08 | WEEKDAY | #N/A | 1977-12-15 | 3:00 | 12.8 | 55.04 |  |  | 2000-12-15 | 3:00 | 1 | 33.8 |  |  | 1997-12-15 | 3:00 | -2.2 | 28.04 | [5 empty] | -3 | 26.6 |  |  |  | -7 | 19.4 |  |  |  |  | -5 | 23 |  |  |  |  | -4.3 | 24.26 | [5 empty] | 1.3 | 34.34 |  |  |  | 2.2 | 35.96 |  |  |  |  | 2.2 | 35.96 |  |  |  |  | -2.2 | 28.04
2003-12-15 | 4:00 | 0 | 32 | WEEKDAY | #N/A | 1977-12-15 | 4:00 | 11.1 | 51.98 |  |  | 2000-12-15 | 4:00 | 1 | 33.8 |  |  | 1997-12-15 | 4:00 | -2.8 | 26.96 | [5 empty] | -3 | 26.6 |  |  |  | -8 | 17.6 |  |  |  |  | -4.4 | 24.08 |  |  |  |  | -3.9 | 24.98 | [5 empty] | 1.1 | 33.98 |  |  |  | 2.8 | 37.04 |  |  |  |  | 2.2 | 35.96 |  |  |  |  | -1.7 | 28.94
2003-12-15 | 5:00 | 0 | 32 | WEEKDAY | #N/A | 1977-12-15 | 5:00 | 8.9 | 48.02 |  |  | 2000-12-15 | 5:00 | 1 | 33.8 |  |  | 1997-12-15 | 5:00 | -2.8 | 26.96 | [5 empty] | -3 | 26.6 |  |  |  | -6 | 21.2 |  |  |  |  | -4.4 | 24.08 |  |  |  |  | -4.1 | 24.62 | [5 empty] | 1.1 | 33.98 |  |  |  | 2.8 | 37.04 |  |  |  |  | 2.2 | 35.96 |  |  |  |  | -1.7 | 28.94
2003-12-15 | 6:00 | 0 | 32 | WEEKDAY | #N/A | 1977-12-15 | 6:00 | 8.9 | 48.02 |  |  | 2000-12-15 | 6:00 | -1 | 30.2 |  |  | 1997-12-15 | 6:00 | -3.3 | 26.06 | [5 empty] | -3 | 26.6 |  |  |  | -7 | 19.4 |  |  |  |  | -3.9 | 24.98 |  |  |  |  | -4.2 | 24.44 | [5 empty] | 1.1 | 33.98 |  |  |  | 2.2 | 35.96 |  |  |  |  | 2.8 | 37.04 |  |  |  |  | -1.1 | 30.02
2003-12-15 | 7:00 | 0 | 32 | WEEKDAY | #N/A | 1977-12-15 | 7:00 | 8.3 | 46.94 |  |  | 2000-12-15 | 7:00 | -2 | 28.4 |  |  | 1997-12-15 | 7:00 | -3.9 | 24.98 | [5 empty] | -4 | 24.8 |  |  |  | -7 | 19.4 |  |  |  |  | -3.9 | 24.98 |  |  |  |  | -4.4 | 24.08 | [5 empty] | 1.1 | 33.98 |  |  |  | 2.2 | 35.96 |  |  |  |  | 2.8 | 37.04 |  |  |  |  | -1.1 | 30.02
2003-12-15 | 8:00 | 0 | 32 | WEEKDAY | #N/A | 1977-12-15 | 8:00 | 7.8 | 46.04 |  |  | 2000-12-15 | 8:00 | -2 | 28.4 |  |  | 1997-12-15 | 8:00 | -2.2 | 28.04 | [5 empty] | -4 | 24.8 |  |  |  | -7 | 19.4 |  |  |  |  | -3.3 | 26.06 |  |  |  |  | -3.7 | 25.34 | [5 empty] | 0.9 | 33.62 |  |  |  | 2.2 | 35.96 |  |  |  |  | 2.8 | 37.04 |  |  |  |  | -0.6 | 30.92
2003-12-15 | 9:00 | 0 | 32 | WEEKDAY | #N/A | 1977-12-15 | 9:00 | 7.8 | 46.04 |  |  | 2000-12-15 | 9:00 | -1 | 30.2 |  |  | 1997-12-15 | 9:00 | -0.6 | 30.92 | [5 empty] | -1 | 30.2 |  |  |  | -6 | 21.2 |  |  |  |  | -2.2 | 28.04 |  |  |  |  | -2.9 | 26.78 | [5 empty] | 0.8 | 33.44 |  |  |  | 2.2 | 35.96 |  |  |  |  | 2.8 | 37.04 |  |  |  |  | 0 | 32
2003-12-15 | 10:00 | 1.1 | 33.98 | WEEKDAY | #N/A | 1977-12-15 | 10:00 | 7.8 | 46.04 |  |  | 2000-12-15 | 10:00 | -1 | 30.2 |  |  | 1997-12-15 | 10:00 | 0 | 32 | [5 empty] | 1 | 33.8 |  |  |  | -5 | 23 |  |  |  |  | -1.7 | 28.94 |  |  |  |  | -2.2 | 28.04 | [5 empty] | 0.6 | 33.08 |  |  |  | 2.2 | 35.96 |  |  |  |  | 2.8 | 37.04 |  |  |  |  | 0 | 32
2003-12-15 | 11:00 | 2.2 | 35.96 | WEEKDAY | #N/A | 1977-12-15 | 11:00 | 7.8 | 46.04 |  |  | 2000-12-15 | 11:00 | 1 | 33.8 |  |  | 1997-12-15 | 11:00 | 1.1 | 33.98 | [5 empty] | 2 | 35.6 |  |  |  | -4 | 24.8 |  |  |  |  | -1.1 | 30.02 |  |  |  |  | -1.1 | 30.02 | [5 empty] | 0.8 | 33.44 |  |  |  | 2.2 | 35.96 |  |  |  |  | 2.8 | 37.04 |  |  |  |  | 0 | 32
2003-12-15 | 12:00 | 2.8 | 37.04 | WEEKDAY | #N/A | 1977-12-15 | 12:00 | 7.8 | 46.04 |  |  | 2000-12-15 | 12:00 | 2 | 35.6 |  |  | 1997-12-15 | 12:00 | 2.2 | 35.96 | [5 empty] | 2 | 35.6 |  |  |  | -3 | 26.6 |  |  |  |  | 0.6 | 33.08 |  |  |  |  | 0 | 32 | [5 empty] | 0.9 | 33.62 |  |  |  | 2.2 | 35.96 |  |  |  |  | 2.8 | 37.04 |  |  |  |  | 1.1 | 33.98
2003-12-15 | 13:00 | 3.3 | 37.94 | WEEKDAY | #N/A | 1977-12-15 | 13:00 | 8.9 | 48.02 |  |  | 2000-12-15 | 13:00 | 2 | 35.6 |  |  | 1997-12-15 | 13:00 | 2.8 | 37.04 | [5 empty] | 3 | 37.4 |  |  |  | -2 | 28.4 |  |  |  |  | 1.7 | 35.06 |  |  |  |  | 1.1 | 33.98 | [5 empty] | 1.1 | 33.98 |  |  |  | 2.8 | 37.04 |  |  |  |  | 2.8 | 37.04 |  |  |  |  | 1.1 | 33.98
2003-12-15 | 14:00 | 3.3 | 37.94 | WEEKDAY | #N/A | 1977-12-15 | 14:00 | 7.8 | 46.04 |  |  | 2000-12-15 | 14:00 | 2 | 35.6 |  |  | 1997-12-15 | 14:00 | 3.9 | 39.02 | [5 empty] | 4 | 39.2 |  |  |  | -2 | 28.4 |  |  |  |  | 2.8 | 37.04 |  |  |  |  | 1.5 | 34.7 | [5 empty] | 1.3 | 34.34 |  |  |  | 2.8 | 37.04 |  |  |  |  | 2.8 | 37.04 |  |  |  |  | 1.1 | 33.98
2003-12-15 | 15:00 | 3.9 | 39.02 | WEEKDAY | #N/A | 1977-12-15 | 15:00 | 7.2 | 44.96 |  |  | 2000-12-15 | 15:00 | 2 | 35.6 |  |  | 1997-12-15 | 15:00 | 4.4 | 39.92 | [5 empty] | 4 | 39.2 |  |  |  | -1 | 30.2 |  |  |  |  | 4.4 | 39.92 |  |  |  |  | 1.8 | 35.24 | [5 empty] | 1.5 | 34.7 |  |  |  | 2.8 | 37.04 |  |  |  |  | 3.3 | 37.94 |  |  |  |  | 1.1 | 33.98
2003-12-15 | 16:00 | 3.3 | 37.94 | WEEKDAY | #N/A | 1977-12-15 | 16:00 | 6.7 | 44.06 |  |  | 2000-12-15 | 16:00 | 1 | 33.8 |  |  | 1997-12-15 | 16:00 | 4.4 | 39.92 | [5 empty] | 4 | 39.2 |  |  |  | -2 | 28.4 |  |  |  |  | 4.4 | 39.92 |  |  |  |  | 2.2 | 35.96 | [5 empty] | 1.7 | 35.06 |  |  |  | 2.8 | 37.04 |  |  |  |  | 2.8 | 37.04 |  |  |  |  | 1.1 | 33.98
2003-12-15 | 17:00 | 3.3 | 37.94 | WEEKDAY | #N/A | 1977-12-15 | 17:00 | 5.6 | 42.08 |  |  | 2000-12-15 | 17:00 | 1 | 33.8 |  |  | 1997-12-15 | 17:00 | 3.9 | 39.02 | [5 empty] | 3 | 37.4 |  |  |  | -3 | 26.6 |  |  |  |  | 2.8 | 37.04 |  |  |  |  | 1.1 | 33.98 | [5 empty] | 1.7 | 35.06 |  |  |  | 2.8 | 37.04 |  |  |  |  | 2.8 | 37.04 |  |  |  |  | 1.1 | 33.98
2003-12-15 | 18:00 | 2.8 | 37.04 | WEEKDAY | #N/A | 1977-12-15 | 18:00 | 6.7 | 44.06 |  |  | 2000-12-15 | 18:00 | 0 | 32 |  |  | 1997-12-15 | 18:00 | 3.3 | 37.94 | [5 empty] | 3 | 37.4 |  |  |  | -3 | 26.6 |  |  |  |  | 2.2 | 35.96 |  |  |  |  | 0 | 32 | [5 empty] | 1.7 | 35.06 |  |  |  | 2.8 | 37.04 |  |  |  |  | 2.2 | 35.96 |  |  |  |  | 1.1 | 33.98
2003-12-15 | 19:00 | 2.8 | 37.04 | WEEKDAY | #N/A | 1977-12-15 | 19:00 | 7.2 | 44.96 |  |  | 2000-12-15 | 19:00 | 0 | 32 |  |  | 1997-12-15 | 19:00 | 3.3 | 37.94 | [5 empty] | 4 | 39.2 |  |  |  | -6 | 21.2 |  |  |  |  | 2.8 | 37.04 |  |  |  |  | -1.1 | 30.02 | [5 empty] | 1.7 | 35.06 |  |  |  | 2.2 | 35.96 |  |  |  |  | 2.2 | 35.96 |  |  |  |  | 1.7 | 35.06
2003-12-15 | 20:00 | 2.2 | 35.96 | WEEKDAY | #N/A | 1977-12-15 | 20:00 | 6.1 | 42.98 |  |  | 2000-12-15 | 20:00 | 0 | 32 |  |  | 1997-12-15 | 20:00 | 3.3 | 37.94 | [5 empty] | 3 | 37.4 |  |  |  | -6 | 21.2 |  |  |  |  | 2.2 | 35.96 |  |  |  |  | -1.8 | 28.76 | [5 empty] | 1.7 | 35.06 |  |  |  | 2.2 | 35.96 |  |  |  |  | 2.2 | 35.96 |  |  |  |  | 1.7 | 35.06
2003-12-15 | 21:00 | 2.2 | 35.96 | WEEKDAY | #N/A | 1977-12-15 | 21:00 | 6.1 | 42.98 |  |  | 2000-12-15 | 21:00 | -1 | 30.2 |  |  | 1997-12-15 | 21:00 | 3.3 | 37.94 | [5 empty] | 3 | 37.4 |  |  |  | -7 | 19.4 |  |  |  |  | 2.2 | 35.96 |  |  |  |  | -2.6 | 27.32 | [5 empty] | 1.7 | 35.06 |  |  |  | 2.2 | 35.96 |  |  |  |  | 2.2 | 35.96 |  |  |  |  | 1.7 | 35.06
2003-12-15 | 22:00 | 2.2 | 35.96 | WEEKDAY | #N/A | 1977-12-15 | 22:00 | 5 | 41 |  |  | 2000-12-15 | 22:00 | 0 | 32 |  |  | 1997-12-15 | 22:00 | 3.3 | 37.94 | [5 empty] | 4 | 39.2 |  |  |  | -7 | 19.4 |  |  |  |  | 2.2 | 35.96 |  |  |  |  | -3.3 | 26.06 | [5 empty] | 1.7 | 35.06 |  |  |  | 2.2 | 35.96 |  |  |  |  | 2.2 | 35.96 |  |  |  |  | 2.2 | 35.96
2003-12-15 | 23:00 | 1.7 | 35.06 | WEEKDAY | #N/A | 1977-12-15 | 23:00 | 5 | 41 |  |  | 2000-12-15 | 23:00 | 0 | 32 |  |  | 1997-12-15 | 23:00 | 3.3 | 37.94 | [5 empty] | 4 | 39.2 |  |  |  | -8 | 17.6 |  |  |  |  | 2.2 | 35.96 |  |  |  |  | -2 | 28.4 | [5 empty] | 1.7 | 35.06 |  |  |  | 1.7 | 35.06 |  |  |  |  | 2.2 | 35.96 |  |  |  |  | 2.8 | 37.04
2003-12-15 | 24:00 | 1.7 | 35.06 | WEEKDAY | #N/A | 1977-12-15 | 24:00 | 5 | 41 |  |  | 2000-12-15 | 24:00 | 0 | 32 |  |  | 1997-12-15 | 24:00 | 2.8 | 37.04 | [5 empty] | 3 | 37.4 |  |  |  | -9 | 15.8 |  |  |  |  | 1.7 | 35.06 |  |  |  |  | -0.7 | 30.74 | [5 empty] | 1.7 | 35.06 |  |  |  | 1.1 | 33.98 |  |  |  |  | 2.2 | 35.96 |  |  |  |  | 3.3 | 37.94
2003-12-16 | 1:00 | 1.7 | 35.06 | WEEKDAY | #N/A | 1977-12-16 | 1:00 | 6.1 | 42.98 |  |  | 2000-12-16 | 1:00 | 0 | 32 |  |  | 1997-12-16 | 1:00 | 2.2 | 35.96 | [5 empty] | 2 | 35.6 |  |  |  | -9 | 15.8 |  |  |  |  | 1.1 | 33.98 |  |  |  |  | 0.6 | 33.08 | [5 empty] | 1.7 | 35.06 |  |  |  | 1.7 | 35.06 |  |  |  |  | 2.2 | 35.96 |  |  |  |  | 3.3 | 37.94
2003-12-16 | 2:00 | 1.1 | 33.98 | WEEKDAY | #N/A | 1977-12-16 | 2:00 | 5 | 41 |  |  | 2000-12-16 | 2:00 | 0 | 32 |  |  | 1997-12-16 | 2:00 | 1.1 | 33.98 | [5 empty] | 2 | 35.6 |  |  |  | -8 | 17.6 |  |  |  |  | 0.6 | 33.08 |  |  |  |  | -0.7 | 30.74 | [5 empty] | 1.3 | 34.34 |  |  |  | 1.7 | 35.06 |  |  |  |  | 2.2 | 35.96 |  |  |  |  | 2.8 | 37.04
2003-12-16 | 3:00 | 1.1 | 33.98 | WEEKDAY | #N/A | 1977-12-16 | 3:00 | 5.6 | 42.08 |  |  | 2000-12-16 | 3:00 | -0.1 | 31.82 |  |  | 1997-12-16 | 3:00 | 0 | 32 | [5 empty] | 1 | 33.8 |  |  |  | -9 | 15.8 |  |  |  |  | 1.1 | 33.98 |  |  |  |  | -2 | 28.4 | [5 empty] | 1 | 33.8 |  |  |  | 1.1 | 33.98 |  |  |  |  | 2.2 | 35.96 |  |  |  |  | 2.8 | 37.04
2003-12-16 | 4:00 | 1.1 | 33.98 | WEEKDAY | #N/A | 1977-12-16 | 4:00 | 4.4 | 39.92 |  |  | 2000-12-16 | 4:00 | 0 | 32 |  |  | 1997-12-16 | 4:00 | 0 | 32 | [5 empty] | 0 | 32 |  |  |  | -9 | 15.8 |  |  |  |  | 1.1 | 33.98 |  |  |  |  | -3.3 | 26.06 | [5 empty] | 0.6 | 33.08 |  |  |  | 1.1 | 33.98 |  |  |  |  | 2.2 | 35.96 |  |  |  |  | 2.8 | 37.04
2003-12-16 | 5:00 | 1.1 | 33.98 | WEEKDAY | #N/A | 1977-12-16 | 5:00 | 3.3 | 37.94 |  |  | 2000-12-16 | 5:00 | 0.5 | 32.9 |  |  | 1997-12-16 | 5:00 | 0.6 | 33.08 | [5 empty] | 1 | 33.8 |  |  |  | -4 | 24.8 |  |  |  |  | 0 | 32 |  |  |  |  | -4.4 | 24.08 | [5 empty] | 0.6 | 33.08 |  |  |  | 0 | 32 |  |  |  |  | 1.1 | 33.98 |  |  |  |  | 2.8 | 37.04
2003-12-16 | 6:00 | 1.7 | 35.06 | WEEKDAY | #N/A | 1977-12-16 | 6:00 | 3.9 | 39.02 |  |  | 2000-12-16 | 6:00 | 1 | 33.8 |  |  | 1997-12-16 | 6:00 | 0 | 32 | [5 empty] | 0.9 | 33.62 |  |  |  | -4 | 24.8 |  |  |  |  | -1.1 | 30.02 |  |  |  |  | -5.6 | 21.92 | [5 empty] | 0.6 | 33.08 |  |  |  | -0.6 | 30.92 |  |  |  |  | 1.1 | 33.98 |  |  |  |  | 1.7 | 35.06
2003-12-16 | 7:00 | 1.1 | 33.98 | WEEKDAY | #N/A | 1977-12-16 | 7:00 | 3.3 | 37.94 |  |  | 2000-12-16 | 7:00 | 1 | 33.8 |  |  | 1997-12-16 | 7:00 | -0.6 | 30.92 | [5 empty] | 1 | 33.8 |  |  |  | -4 | 24.8 |  |  |  |  | -0.6 | 30.92 |  |  |  |  | -6.7 | 19.94 | [5 empty] | 0.6 | 33.08 |  |  |  | -1.1 | 30.02 |  |  |  |  | 1.7 | 35.06 |  |  |  |  | 1.7 | 35.06
2003-12-16 | 8:00 | 1.1 | 33.98 | WEEKDAY | #N/A | 1977-12-16 | 8:00 | 2.8 | 37.04 |  |  | 2000-12-16 | 8:00 | 2 | 35.6 |  |  | 1997-12-16 | 8:00 | 1.7 | 35.06 | [5 empty] | 0 | 32 |  |  |  | -3 | 26.6 |  |  |  |  | -1.7 | 28.94 |  |  |  |  | -3.2 | 26.24 | [5 empty] | 1.1 | 33.98 |  |  |  | 0.6 | 33.08 |  |  |  |  | 1.7 | 35.06 |  |  |  |  | 1.1 | 33.98
2003-12-16 | 9:00 | 2.2 | 35.96 | WEEKDAY | #N/A | 1977-12-16 | 9:00 | 2.8 | 37.04 |  |  | 2000-12-16 | 9:00 | 2 | 35.6 |  |  | 1997-12-16 | 9:00 | 4.4 | 39.92 | [5 empty] | 4 | 39.2 |  |  |  | -3 | 26.6 |  |  |  |  | 0 | 32 |  |  |  |  | 0.4 | 32.72 | [5 empty] | 1.7 | 35.06 |  |  |  | 0.6 | 33.08 |  |  |  |  | 1.7 | 35.06 |  |  |  |  | 1.7 | 35.06
2003-12-16 | 10:00 | 3.3 | 37.94 | WEEKDAY | #N/A | 1977-12-16 | 10:00 | 3.9 | 39.02 |  |  | 2000-12-16 | 10:00 | 3 | 37.4 |  |  | 1997-12-16 | 10:00 | 5.6 | 42.08 | [5 empty] | 8 | 46.4 |  |  |  | -2 | 28.4 |  |  |  |  | 1.1 | 33.98 |  |  |  |  | 3.9 | 39.02 | [5 empty] | 2.2 | 35.96 |  |  |  | 1.1 | 33.98 |  |  |  |  | 2.2 | 35.96 |  |  |  |  | 2.8 | 37.04
2003-12-16 | 11:00 | 5 | 41 | WEEKDAY | #N/A | 1977-12-16 | 11:00 | 5 | 41 |  |  | 2000-12-16 | 11:00 | 3 | 37.4 |  |  | 1997-12-16 | 11:00 | 6.1 | 42.98 | [5 empty] | 9 | 48.2 |  |  |  | -1 | 30.2 |  |  |  |  | 2.2 | 35.96 |  |  |  |  | 4.8 | 40.64 | [5 empty] | 3.1 | 37.58 |  |  |  | 2.8 | 37.04 |  |  |  |  | 4.4 | 39.92 |  |  |  |  | 3.9 | 39.02
2003-12-16 | 12:00 | 6.1 | 42.98 | WEEKDAY | #N/A | 1977-12-16 | 12:00 | 5 | 41 |  |  | 2000-12-16 | 12:00 | 3 | 37.4 |  |  | 1997-12-16 | 12:00 | 7.8 | 46.04 | [5 empty] | 10 | 50 |  |  |  | 1 | 33.8 |  |  |  |  | 3.3 | 37.94 |  |  |  |  | 5.8 | 42.44 | [5 empty] | 4.1 | 39.38 |  |  |  | 4.4 | 39.92 |  |  |  |  | 4.4 | 39.92 |  |  |  |  | 4.4 | 39.92
2003-12-16 | 13:00 | 7.8 | 46.04 | WEEKDAY | #N/A | 1977-12-16 | 13:00 | 6.1 | 42.98 |  |  | 2000-12-16 | 13:00 | 4 | 39.2 |  |  | 1997-12-16 | 13:00 | 8.9 | 48.02 | [5 empty] | 12 | 53.6 |  |  |  | 2 | 35.6 |  |  |  |  | 4.4 | 39.92 |  |  |  |  | 6.7 | 44.06 | [5 empty] | 5 | 41 |  |  |  | 5.6 | 42.08 |  |  |  |  | 5.6 | 42.08 |  |  |  |  | 3.9 | 39.02
2003-12-16 | 14:00 | 8.3 | 46.94 | WEEKDAY | #N/A | 1977-12-16 | 14:00 | 6.1 | 42.98 |  |  | 2000-12-16 | 14:00 | 4 | 39.2 |  |  | 1997-12-16 | 14:00 | 10 | 50 | [5 empty] | 13 | 55.4 |  |  |  | 4 | 39.2 |  |  |  |  | 5 | 41 |  |  |  |  | 6.5 | 43.7 | [5 empty] | 5 | 41 |  |  |  | 5.6 | 42.08 |  |  |  |  | 5.6 | 42.08 |  |  |  |  | 4.4 | 39.92
2003-12-16 | 15:00 | 7.8 | 46.04 | WEEKDAY | #N/A | 1977-12-16 | 15:00 | 8.9 | 48.02 |  |  | 2000-12-16 | 15:00 | 5 | 41 |  |  | 1997-12-16 | 15:00 | 10.6 | 51.08 | [5 empty] | 13 | 55.4 |  |  |  | 4 | 39.2 |  |  |  |  | 5.6 | 42.08 |  |  |  |  | 6.3 | 43.34 | [5 empty] | 5 | 41 |  |  |  | 5 | 41 |  |  |  |  | 5.6 | 42.08 |  |  |  |  | 3.9 | 39.02
2003-12-16 | 16:00 | 5.6 | 42.08 | WEEKDAY | #N/A | 1977-12-16 | 16:00 | 8.9 | 48.02 |  |  | 2000-12-16 | 16:00 | 5 | 41 |  |  | 1997-12-16 | 16:00 | 8.9 | 48.02 | [5 empty] | 12 | 53.6 |  |  |  | 4 | 39.2 |  |  |  |  | 4.4 | 39.92 |  |  |  |  | 6.1 | 42.98 | [5 empty] | 5 | 41 |  |  |  | 4.4 | 39.92 |  |  |  |  | 5.6 | 42.08 |  |  |  |  | 2.8 | 37.04
2003-12-16 | 17:00 | 5.6 | 42.08 | WEEKDAY | #N/A | 1977-12-16 | 17:00 | 7.8 | 46.04 |  |  | 2000-12-16 | 17:00 | 5.3 | 41.54 |  |  | 1997-12-16 | 17:00 | 7.8 | 46.04 | [5 empty] | 9 | 48.2 |  |  |  | 2 | 35.6 |  |  |  |  | 3.9 | 39.02 |  |  |  |  | 3.7 | 38.66 | [5 empty] | 3.9 | 39.02 |  |  |  | 3.3 | 37.94 |  |  |  |  | 3.9 | 39.02 |  |  |  |  | 1.1 | 33.98
2003-12-16 | 18:00 | 6.1 | 42.98 | WEEKDAY | #N/A | 1977-12-16 | 18:00 | 7.2 | 44.96 |  |  | 2000-12-16 | 18:00 | 6 | 42.8 |  |  | 1997-12-16 | 18:00 | 5.6 | 42.08 | [5 empty] | 7 | 44.6 |  |  |  | 1 | 33.8 |  |  |  |  | 3.3 | 37.94 |  |  |  |  | 1.3 | 34.34 | [5 empty] | 2.8 | 37.04 |  |  |  | 3.3 | 37.94 |  |  |  |  | 3.9 | 39.02 |  |  |  |  | -1.7 | 28.94
2003-12-16 | 19:00 | 6.1 | 42.98 | WEEKDAY | #N/A | 1977-12-16 | 19:00 | 6.7 | 44.06 |  |  | 2000-12-16 | 19:00 | 7 | 44.6 |  |  | 1997-12-16 | 19:00 | 6.7 | 44.06 | [5 empty] | 5 | 41 |  |  |  | 2 | 35.6 |  |  |  |  | 3.9 | 39.02 |  |  |  |  | -1.1 | 30.02 | [5 empty] | 1.7 | 35.06 |  |  |  | 2.8 | 37.04 |  |  |  |  | 2.8 | 37.04 |  |  |  |  | -2.2 | 28.04
2003-12-16 | 20:00 | 6.7 | 44.06 | WEEKDAY | #N/A | 1977-12-16 | 20:00 | 6.1 | 42.98 |  |  | 2000-12-16 | 20:00 | 8 | 46.4 |  |  | 1997-12-16 | 20:00 | 5 | 41 | [5 empty] | 4 | 39.2 |  |  |  | 2 | 35.6 |  |  |  |  | 3.9 | 39.02 |  |  |  |  | -1.8 | 28.76 | [5 empty] | 1.1 | 33.98 |  |  |  | 2.8 | 37.04 |  |  |  |  | 2.8 | 37.04 |  |  |  |  | -2.8 | 26.96
2003-12-16 | 21:00 | 6.7 | 44.06 | WEEKDAY | #N/A | 1977-12-16 | 21:00 | 6.1 | 42.98 |  |  | 2000-12-16 | 21:00 | 9 | 48.2 |  |  | 1997-12-16 | 21:00 | 5.6 | 42.08 | [5 empty] | 6 | 42.8 |  |  |  | -3 | 26.6 |  |  |  |  | 3.9 | 39.02 |  |  |  |  | -2.6 | 27.32 | [5 empty] | 0.6 | 33.08 |  |  |  | 2.8 | 37.04 |  |  |  |  | 2.8 | 37.04 |  |  |  |  | -3.3 | 26.06
2003-12-16 | 22:00 | 6.7 | 44.06 | WEEKDAY | #N/A | 1977-12-16 | 22:00 | 5 | 41 |  |  | 2000-12-16 | 22:00 | 9 | 48.2 |  |  | 1997-12-16 | 22:00 | 5.6 | 42.08 | [5 empty] | 3 | 37.4 |  |  |  | -4 | 24.8 |  |  |  |  | 3.9 | 39.02 |  |  |  |  | -3.3 | 26.06 | [5 empty] | 0 | 32 |  |  |  | 2.2 | 35.96 |  |  |  |  | 2.8 | 37.04 |  |  |  |  | -1.1 | 30.02
2003-12-16 | 23:00 | 7.2 | 44.96 | WEEKDAY | #N/A | 1977-12-16 | 23:00 | 5 | 41 |  |  | 2000-12-16 | 23:00 | 10 | 50 |  |  | 1997-12-16 | 23:00 | 5 | 41 | [5 empty] | 1 | 33.8 |  |  |  | -4 | 24.8 |  |  |  |  | 4.4 | 39.92 |  |  |  |  | -0.9 | 30.38 | [5 empty] | -0.2 | 31.64 |  |  |  | 1.7 | 35.06 |  |  |  |  | 2.2 | 35.96 |  |  |  |  | 0 | 32
2003-12-16 | 24:00 | 7.2 | 44.96 | WEEKDAY | #N/A | 1977-12-16 | 24:00 | 4.4 | 39.92 |  |  | 2000-12-16 | 24:00 | 10 | 50 |  |  | 1997-12-16 | 24:00 | 3.9 | 39.02 | [5 empty] | 2 | 35.6 |  |  |  | -3 | 26.6 |  |  |  |  | 3.3 | 37.94 |  |  |  |  | 1.5 | 34.7 | [5 empty] | -0.4 | 31.28 |  |  |  | 1.1 | 33.98 |  |  |  |  | 2.2 | 35.96 |  |  |  |  | 0.6 | 33.08
2003-12-17 | 1:00 | 6.7 | 44.06 | WEEKDAY | #N/A | 1977-12-17 | 1:00 | 3.3 | 37.94 |  |  | 2000-12-17 | 1:00 | 10 | 50 |  |  | 1997-12-17 | 1:00 | 3.3 | 37.94 | [5 empty] | 4 | 39.2 |  |  |  | -3 | 26.6 |  |  |  |  | 1.1 | 33.98 |  |  |  |  | 3.9 | 39.02 | [5 empty] | -0.6 | 30.92 |  |  |  | 0.6 | 33.08 |  |  |  |  | 2.2 | 35.96 |  |  |  |  | -0.6 | 30.92
2003-12-17 | 2:00 | 6.7 | 44.06 | WEEKDAY | #N/A | 1977-12-17 | 2:00 | 2.8 | 37.04 |  |  | 2000-12-17 | 2:00 | 10 | 50 |  |  | 1997-12-17 | 2:00 | 2.8 | 37.04 | [5 empty] | 1 | 33.8 |  |  |  | -3 | 26.6 |  |  |  |  | 1.7 | 35.06 |  |  |  |  | 3 | 37.4 | [5 empty] | -0.6 | 30.92 |  |  |  | 0.6 | 33.08 |  |  |  |  | 2.2 | 35.96 |  |  |  |  | -0.6 | 30.92
2003-12-17 | 3:00 | 6.7 | 44.06 | WEEKDAY | #N/A | 1977-12-17 | 3:00 | 2.2 | 35.96 |  |  | 2000-12-17 | 3:00 | 10.4 | 50.72 |  |  | 1997-12-17 | 3:00 | 2.2 | 35.96 | [5 empty] | -1 | 30.2 |  |  |  | -3 | 26.6 |  |  |  |  | 1.7 | 35.06 |  |  |  |  | 2 | 35.6 | [5 empty] | -0.6 | 30.92 |  |  |  | 0.6 | 33.08 |  |  |  |  | 1.7 | 35.06 |  |  |  |  | -1.1 | 30.02
2003-12-17 | 4:00 | 7.2 | 44.96 | WEEKDAY | #N/A | 1977-12-17 | 4:00 | 2.2 | 35.96 |  |  | 2000-12-17 | 4:00 | 11 | 51.8 |  |  | 1997-12-17 | 4:00 | 1.7 | 35.06 | [5 empty] | -1 | 30.2 |  |  |  | 1 | 33.8 |  |  |  |  | 1.7 | 35.06 |  |  |  |  | 1.1 | 33.98 | [5 empty] | -0.6 | 30.92 |  |  |  | 0.6 | 33.08 |  |  |  |  | 1.1 | 33.98 |  |  |  |  | -0.6 | 30.92
2003-12-17 | 5:00 | 7.2 | 44.96 | WEEKDAY | #N/A | 1977-12-17 | 5:00 | 2.2 | 35.96 |  |  | 2000-12-17 | 5:00 | 14 | 57.2 |  |  | 1997-12-17 | 5:00 | 2.2 | 35.96 | [5 empty] | -2 | 28.4 |  |  |  | 2 | 35.6 |  |  |  |  | 1.1 | 33.98 |  |  |  |  | 1.1 | 33.98 | [5 empty] | -1.1 | 30.02 |  |  |  | 0.6 | 33.08 |  |  |  |  | 0.6 | 33.08 |  |  |  |  | 0 | 32
2003-12-17 | 6:00 | 9.4 | 48.92 | WEEKDAY | #N/A | 1977-12-17 | 6:00 | 2.2 | 35.96 |  |  | 2000-12-17 | 6:00 | 15 | 59 |  |  | 1997-12-17 | 6:00 | 1.1 | 33.98 | [5 empty] | -2 | 28.4 |  |  |  | 2 | 35.6 |  |  |  |  | 1.1 | 33.98 |  |  |  |  | 1.1 | 33.98 | [5 empty] | -1.7 | 28.94 |  |  |  | 0.6 | 33.08 |  |  |  |  | 0.6 | 33.08 |  |  |  |  | -0.6 | 30.92
2003-12-17 | 7:00 | 8.9 | 48.02 | WEEKDAY | #N/A | 1977-12-17 | 7:00 | 3.3 | 37.94 |  |  | 2000-12-17 | 7:00 | 16 | 60.8 |  |  | 1997-12-17 | 7:00 | 2.2 | 35.96 | [5 empty] | 1 | 33.8 |  |  |  | 3 | 37.4 |  |  |  |  | 0.6 | 33.08 |  |  |  |  | 1.1 | 33.98 | [5 empty] | -2.2 | 28.04 |  |  |  | 0 | 32 |  |  |  |  | 1.1 | 33.98 |  |  |  |  | 1.1 | 33.98
2003-12-17 | 8:00 | 10 | 50 | WEEKDAY | #N/A | 1977-12-17 | 8:00 | 2.8 | 37.04 |  |  | 2000-12-17 | 8:00 | 16 | 60.8 |  |  | 1997-12-17 | 8:00 | 3.3 | 37.94 | [5 empty] | 2 | 35.6 |  |  |  | 2 | 35.6 |  |  |  |  | 0.6 | 33.08 |  |  |  |  | 1.7 | 35.06 | [5 empty] | -1.7 | 28.94 |  |  |  | 0 | 32 |  |  |  |  | 0.6 | 33.08 |  |  |  |  | 1.7 | 35.06
2003-12-17 | 9:00 | 10.6 | 51.08 | WEEKDAY | #N/A | 1977-12-17 | 9:00 | 2.8 | 37.04 |  |  | 2000-12-17 | 9:00 | 16 | 60.8 |  |  | 1997-12-17 | 9:00 | 5.6 | 42.08 | [5 empty] | 6 | 42.8 |  |  |  | 3 | 37.4 |  |  |  |  | 0.6 | 33.08 |  |  |  |  | 2.2 | 35.96 | [5 empty] | -1.1 | 30.02 |  |  |  | 0.6 | 33.08 |  |  |  |  | 1.1 | 33.98 |  |  |  |  | 1.1 | 33.98
2003-12-17 | 10:00 | 12.2 | 53.96 | WEEKDAY | #N/A | 1977-12-17 | 10:00 | 3.9 | 39.02 |  |  | 2000-12-17 | 10:00 | 15 | 59 |  |  | 1997-12-17 | 10:00 | 8.3 | 46.94 | [5 empty] | 9 | 48.2 |  |  |  | 5 | 41 |  |  |  |  | 0 | 32 |  |  |  |  | 2.8 | 37.04 | [5 empty] | -0.6 | 30.92 |  |  |  | 0.6 | 33.08 |  |  |  |  | 1.7 | 35.06 |  |  |  |  | 1.1 | 33.98
2003-12-17 | 11:00 | 12.8 | 55.04 | WEEKDAY | #N/A | 1977-12-17 | 11:00 | 5.6 | 42.08 |  |  | 2000-12-17 | 11:00 | 16 | 60.8 |  |  | 1997-12-17 | 11:00 | 10.6 | 51.08 | [5 empty] | 12 | 53.6 |  |  |  | 4 | 39.2 |  |  |  |  | 0 | 32 |  |  |  |  | 2.6 | 36.68 | [5 empty] | 0 | 32 |  |  |  | 1.1 | 33.98 |  |  |  |  | 2.2 | 35.96 |  |  |  |  | 0 | 32
2003-12-17 | 12:00 | 12.2 | 53.96 | WEEKDAY | #N/A | 1977-12-17 | 12:00 | 6.1 | 42.98 |  |  | 2000-12-17 | 12:00 | 15 | 59 |  |  | 1997-12-17 | 12:00 | 12.2 | 53.96 | [5 empty] | 14 | 57.2 |  |  |  | 5 | 41 |  |  |  |  | -0.6 | 30.92 |  |  |  |  | 2.4 | 36.32 | [5 empty] | 0.5 | 32.9 |  |  |  | 1.7 | 35.06 |  |  |  |  | 2.2 | 35.96 |  |  |  |  | 0 | 32
2003-12-17 | 13:00 | 11.7 | 53.06 | WEEKDAY | #N/A | 1977-12-17 | 13:00 | 7.2 | 44.96 |  |  | 2000-12-17 | 13:00 | 15 | 59 |  |  | 1997-12-17 | 13:00 | 12.2 | 53.96 | [5 empty] | 13 | 55.4 |  |  |  | 4 | 39.2 |  |  |  |  | 0 | 32 |  |  |  |  | 2.2 | 35.96 | [5 empty] | 1.1 | 33.98 |  |  |  | 2.2 | 35.96 |  |  |  |  | 2.2 | 35.96 |  |  |  |  | 0 | 32
2003-12-17 | 14:00 | 12.2 | 53.96 | WEEKDAY | #N/A | 1977-12-17 | 14:00 | 6.7 | 44.06 |  |  | 2000-12-17 | 14:00 | 13 | 55.4 |  |  | 1997-12-17 | 14:00 | 12.2 | 53.96 | [5 empty] | 13 | 55.4 |  |  |  | 3 | 37.4 |  |  |  |  | -0.6 | 30.92 |  |  |  |  | 1.7 | 35.06 | [5 empty] | 1.1 | 33.98 |  |  |  | 2.2 | 35.96 |  |  |  |  | 2.2 | 35.96 |  |  |  |  | -1.1 | 30.02
2003-12-17 | 15:00 | 10.6 | 51.08 | WEEKDAY | #N/A | 1977-12-17 | 15:00 | 6.7 | 44.06 |  |  | 2000-12-17 | 15:00 | 13 | 55.4 |  |  | 1997-12-17 | 15:00 | 12.2 | 53.96 | [5 empty] | 13 | 55.4 |  |  |  | 3 | 37.4 |  |  |  |  | -1.7 | 28.94 |  |  |  |  | 1.1 | 33.98 | [5 empty] | 1.1 | 33.98 |  |  |  | 1.7 | 35.06 |  |  |  |  | 2.2 | 35.96 |  |  |  |  | -1.7 | 28.94
2003-12-17 | 16:00 | 7.8 | 46.04 | WEEKDAY | #N/A | 1977-12-17 | 16:00 | 6.7 | 44.06 |  |  | 2000-12-17 | 16:00 | 11 | 51.8 |  |  | 1997-12-17 | 16:00 | 10 | 50 | [5 empty] | 11 | 51.8 |  |  |  | 3 | 37.4 |  |  |  |  | -2.2 | 28.04 |  |  |  |  | 0.6 | 33.08 | [5 empty] | 1.1 | 33.98 |  |  |  | 1.1 | 33.98 |  |  |  |  | 1.7 | 35.06 |  |  |  |  | -2.2 | 28.04
2003-12-17 | 17:00 | 6.1 | 42.98 | WEEKDAY | #N/A | 1977-12-17 | 17:00 | 5.6 | 42.08 |  |  | 2000-12-17 | 17:00 | 15 | 59 |  |  | 1997-12-17 | 17:00 | 8.9 | 48.02 | [5 empty] | 9 | 48.2 |  |  |  | 1 | 33.8 |  |  |  |  | -2.8 | 26.96 |  |  |  |  | 0 | 32 | [5 empty] | 0.4 | 32.72 |  |  |  | 0.6 | 33.08 |  |  |  |  | 1.1 | 33.98 |  |  |  |  | -2.8 | 26.96
2003-12-17 | 18:00 | 5.6 | 42.08 | WEEKDAY | #N/A | 1977-12-17 | 18:00 | 5 | 41 |  |  | 2000-12-17 | 18:00 | 9 | 48.2 |  |  | 1997-12-17 | 18:00 | 8.3 | 46.94 | [5 empty] | 7 | 44.6 |  |  |  | -1 | 30.2 |  |  |  |  | -2.8 | 26.96 |  |  |  |  | -0.5 | 31.1 | [5 empty] | -0.4 | 31.28 |  |  |  | 0 | 32 |  |  |  |  | 1.1 | 33.98 |  |  |  |  | -3.9 | 24.98
2003-12-17 | 19:00 | 5.6 | 42.08 | WEEKDAY | #N/A | 1977-12-17 | 19:00 | 3.9 | 39.02 |  |  | 2000-12-17 | 19:00 | 7.9 | 46.22 |  |  | 1997-12-17 | 19:00 | 7.8 | 46.04 | [5 empty] | 6 | 42.8 |  |  |  | -2 | 28.4 |  |  |  |  | -3.3 | 26.06 |  |  |  |  | -1.1 | 30.02 | [5 empty] | -1.1 | 30.02 |  |  |  | 0 | 32 |  |  |  |  | 1.1 | 33.98 |  |  |  |  | -4.4 | 24.08
2003-12-17 | 20:00 | 3.3 | 37.94 | WEEKDAY | #N/A | 1977-12-17 | 20:00 | 3.3 | 37.94 |  |  | 2000-12-17 | 20:00 | 7 | 44.6 |  |  | 1997-12-17 | 20:00 | 6.7 | 44.06 | [5 empty] | 6 | 42.8 |  |  |  | -4 | 24.8 |  |  |  |  | -2.8 | 26.96 |  |  |  |  | -1.5 | 29.3 | [5 empty] | -1.5 | 29.3 |  |  |  | 0.6 | 33.08 |  |  |  |  | 0.6 | 33.08 |  |  |  |  | -5.6 | 21.92
2003-12-17 | 21:00 | 2.8 | 37.04 | WEEKDAY | #N/A | 1977-12-17 | 21:00 | 3.3 | 37.94 |  |  | 2000-12-17 | 21:00 | 4 | 39.2 |  |  | 1997-12-17 | 21:00 | 5.6 | 42.08 | [5 empty] | 5 | 41 |  |  |  | -5 | 23 |  |  |  |  | -3.9 | 24.98 |  |  |  |  | -1.8 | 28.76 | [5 empty] | -1.8 | 28.76 |  |  |  | 0.6 | 33.08 |  |  |  |  | 0.6 | 33.08 |  |  |  |  | -6.7 | 19.94
2003-12-17 | 22:00 | 3.3 | 37.94 | WEEKDAY | #N/A | 1977-12-17 | 22:00 | 3.9 | 39.02 |  |  | 2000-12-17 | 22:00 | 2 | 35.6 |  |  | 1997-12-17 | 22:00 | 5 | 41 | [5 empty] | 5 | 41 |  |  |  | -6 | 21.2 |  |  |  |  | -3.9 | 24.98 |  |  |  |  | -2.2 | 28.04 | [5 empty] | -2.2 | 28.04 |  |  |  | 0 | 32 |  |  |  |  | 0 | 32 |  |  |  |  | -7.8 | 17.96
2003-12-17 | 23:00 | 3.3 | 37.94 | WEEKDAY | #N/A | 1977-12-17 | 23:00 | 3.9 | 39.02 |  |  | 2000-12-17 | 23:00 | 1 | 33.8 |  |  | 1997-12-17 | 23:00 | 4.4 | 39.92 | [5 empty] | 4 | 39.2 |  |  |  | -7 | 19.4 |  |  |  |  | -3.9 | 24.98 |  |  |  |  | -2.6 | 27.32 | [5 empty] | -2.8 | 26.96 |  |  |  | 0 | 32 |  |  |  |  | -0.6 | 30.92 |  |  |  |  | -8.3 | 17.06
2003-12-17 | 24:00 | 2.2 | 35.96 | WEEKDAY | #N/A | 1977-12-17 | 24:00 | 3.9 | 39.02 |  |  | 2000-12-17 | 24:00 | 1 | 33.8 |  |  | 1997-12-17 | 24:00 | 2.8 | 37.04 | [5 empty] | 3 | 37.4 |  |  |  | -7 | 19.4 |  |  |  |  | -4.4 | 24.08 |  |  |  |  | -2.9 | 26.78 | [5 empty] | -3.3 | 26.06 |  |  |  | 0 | 32 |  |  |  |  | -0.6 | 30.92 |  |  |  |  | -9.4 | 15.08
2003-12-18 | 1:00 | 1.7 | 35.06 | WEEKDAY | #N/A | 1977-12-18 | 1:00 | 1.7 | 35.06 |  |  | 2000-12-18 | 1:00 | -1 | 30.2 |  |  | 1997-12-18 | 1:00 | 2.2 | 35.96 | [5 empty] | 3 | 37.4 |  |  |  | -8 | 17.6 |  |  |  |  | -5 | 23 |  |  |  |  | -3.3 | 26.06 | [5 empty] | -3.9 | 24.98 |  |  |  | 0.6 | 33.08 |  |  |  |  | -1.1 | 30.02 |  |  |  |  | -10.6 | 12.92
2003-12-18 | 2:00 | 1.1 | 33.98 | WEEKDAY | #N/A | 1977-12-18 | 2:00 | 1.7 | 35.06 |  |  | 2000-12-18 | 2:00 | -2 | 28.4 |  |  | 1997-12-18 | 2:00 | 1.7 | 35.06 | [5 empty] | 2 | 35.6 |  |  |  | -8 | 17.6 |  |  |  |  | -6.1 | 21.02 |  |  |  |  | -4.4 | 24.08 | [5 empty] | -4.3 | 24.26 |  |  |  | 1.1 | 33.98 |  |  |  |  | -1.1 | 30.02 |  |  |  |  | -11.1 | 12.02
2003-12-18 | 3:00 | 1.1 | 33.98 | WEEKDAY | #N/A | 1977-12-18 | 3:00 | 1.1 | 33.98 |  |  | 2000-12-18 | 3:00 | -2 | 28.4 |  |  | 1997-12-18 | 3:00 | 1.7 | 35.06 | [5 empty] | 2 | 35.6 |  |  |  | -9 | 15.8 |  |  |  |  | -6.7 | 19.94 |  |  |  |  | -5.6 | 21.92 | [5 empty] | -4.6 | 23.72 |  |  |  | 1.1 | 33.98 |  |  |  |  | -1.1 | 30.02 |  |  |  |  | -11.7 | 10.94
2003-12-18 | 4:00 | 1.1 | 33.98 | WEEKDAY | #N/A | 1977-12-18 | 4:00 | 1.1 | 33.98 |  |  | 2000-12-18 | 4:00 | -3 | 26.6 |  |  | 1997-12-18 | 4:00 | 1.1 | 33.98 | [5 empty] | 2 | 35.6 |  |  |  | -9 | 15.8 |  |  |  |  | -7.2 | 19.04 |  |  |  |  | -6.7 | 19.94 | [5 empty] | -5 | 23 |  |  |  | 1.1 | 33.98 |  |  |  |  | -0.6 | 30.92 |  |  |  |  | -12.2 | 10.04
2003-12-18 | 5:00 | 1.1 | 33.98 | WEEKDAY | #N/A | 1977-12-18 | 5:00 | 0.6 | 33.08 |  |  | 2000-12-18 | 5:00 | -3 | 26.6 |  |  | 1997-12-18 | 5:00 | 0.6 | 33.08 | [5 empty] | 2 | 35.6 |  |  |  | -9 | 15.8 |  |  |  |  | -7.2 | 19.04 |  |  |  |  | -6.9 | 19.58 | [5 empty] | -4.4 | 24.08 |  |  |  | 1.7 | 35.06 |  |  |  |  | -0.6 | 30.92 |  |  |  |  | -12.8 | 8.96
2003-12-18 | 6:00 | 0.6 | 33.08 | WEEKDAY | #N/A | 1977-12-18 | 6:00 | 1.1 | 33.98 |  |  | 2000-12-18 | 6:00 | -3 | 26.6 |  |  | 1997-12-18 | 6:00 | 0.6 | 33.08 | [5 empty] | 1 | 33.8 |  |  |  | -10 | 14 |  |  |  |  | -7.8 | 17.96 |  |  |  |  | -7 | 19.4 | [5 empty] | -3.9 | 24.98 |  |  |  | 1.7 | 35.06 |  |  |  |  | -0.6 | 30.92 |  |  |  |  | -13.9 | 6.98
2003-12-18 | 7:00 | 0.6 | 33.08 | WEEKDAY | #N/A | 1977-12-18 | 7:00 | 1.1 | 33.98 |  |  | 2000-12-18 | 7:00 | -3 | 26.6 |  |  | 1997-12-18 | 7:00 | 0.6 | 33.08 | [5 empty] | 1 | 33.8 |  |  |  | -10 | 14 |  |  |  |  | -7.8 | 17.96 |  |  |  |  | -7.2 | 19.04 | [5 empty] | -3.3 | 26.06 |  |  |  | 2.2 | 35.96 |  |  |  |  | 0 | 32 |  |  |  |  | -13.9 | 6.98
2003-12-18 | 8:00 | 0.6 | 33.08 | WEEKDAY | #N/A | 1977-12-18 | 8:00 | 2.2 | 35.96 |  |  | 2000-12-18 | 8:00 | -2.9 | 26.78 |  |  | 1997-12-18 | 8:00 | 1.1 | 33.98 | [5 empty] | 1 | 33.8 |  |  |  | -10 | 14 |  |  |  |  | -7.8 | 17.96 |  |  |  |  | -6.3 | 20.66 | [5 empty] | -2.8 | 26.96 |  |  |  | 2.2 | 35.96 |  |  |  |  | 0 | 32 |  |  |  |  | -13.9 | 6.98
2003-12-18 | 9:00 | 1.1 | 33.98 | WEEKDAY | #N/A | 1977-12-18 | 9:00 | 1.7 | 35.06 |  |  | 2000-12-18 | 9:00 | -2 | 28.4 |  |  | 1997-12-18 | 9:00 | 3.3 | 37.94 | [5 empty] | 5 | 41 |  |  |  | -7 | 19.4 |  |  |  |  | -6.7 | 19.94 |  |  |  |  | -5.3 | 22.46 | [5 empty] | -2.2 | 28.04 |  |  |  | 2.2 | 35.96 |  |  |  |  | 0 | 32 |  |  |  |  | -13.9 | 6.98
2003-12-18 | 10:00 | 1.7 | 35.06 | WEEKDAY | #N/A | 1977-12-18 | 10:00 | 1.7 | 35.06 |  |  | 2000-12-18 | 10:00 | -1 | 30.2 |  |  | 1997-12-18 | 10:00 | 4.4 | 39.92 | [5 empty] | 6 | 42.8 |  |  |  | -3 | 26.6 |  |  |  |  | -6.1 | 21.02 |  |  |  |  | -4.4 | 24.08 | [5 empty] | -1.7 | 28.94 |  |  |  | 2.2 | 35.96 |  |  |  |  | 0 | 32 |  |  |  |  | -12.8 | 8.96
2003-12-18 | 11:00 | 2.2 | 35.96 | WEEKDAY | #N/A | 1977-12-18 | 11:00 | 1.7 | 35.06 |  |  | 2000-12-18 | 11:00 | 0 | 32 |  |  | 1997-12-18 | 11:00 | 5.6 | 42.08 | [5 empty] | 7 | 44.6 |  |  |  | -2 | 28.4 |  |  |  |  | -5.6 | 21.92 |  |  |  |  | -3.7 | 25.34 | [5 empty] | -1.7 | 28.94 |  |  |  | 2.2 | 35.96 |  |  |  |  | 0.6 | 33.08 |  |  |  |  | -12.8 | 8.96
2003-12-18 | 12:00 | 2.2 | 35.96 | WEEKDAY | #N/A | 1977-12-18 | 12:00 | 1.7 | 35.06 |  |  | 2000-12-18 | 12:00 | 0 | 32 |  |  | 1997-12-18 | 12:00 | 6.1 | 42.98 | [5 empty] | 7 | 44.6 |  |  |  | 0 | 32 |  |  |  |  | -5 | 23 |  |  |  |  | -2.9 | 26.78 | [5 empty] | -1.7 | 28.94 |  |  |  | 2.2 | 35.96 |  |  |  |  | 1.7 | 35.06 |  |  |  |  | -12.8 | 8.96
2003-12-18 | 13:00 | 2.2 | 35.96 | WEEKDAY | #N/A | 1977-12-18 | 13:00 | 2.2 | 35.96 |  |  | 2000-12-18 | 13:00 | 1 | 33.8 |  |  | 1997-12-18 | 13:00 | 7.2 | 44.96 | [5 empty] | 8 | 46.4 |  |  |  | 1 | 33.8 |  |  |  |  | -4.4 | 24.08 |  |  |  |  | -2.2 | 28.04 | [5 empty] | -1.7 | 28.94 |  |  |  | 3.9 | 39.02 |  |  |  |  | 1.7 | 35.06 |  |  |  |  | -12.8 | 8.96
2003-12-18 | 14:00 | 2.2 | 35.96 | WEEKDAY | #N/A | 1977-12-18 | 14:00 | 2.2 | 35.96 |  |  | 2000-12-18 | 14:00 | 1 | 33.8 |  |  | 1997-12-18 | 14:00 | 7.8 | 46.04 | [5 empty] | 8 | 46.4 |  |  |  | 2 | 35.6 |  |  |  |  | -3.9 | 24.98 |  |  |  |  | -3.1 | 26.42 | [5 empty] | -1.5 | 29.3 |  |  |  | 2.8 | 37.04 |  |  |  |  | 2.2 | 35.96 |  |  |  |  | -12.2 | 10.04
2003-12-18 | 15:00 | 2.2 | 35.96 | WEEKDAY | #N/A | 1977-12-18 | 15:00 | 1.1 | 33.98 |  |  | 2000-12-18 | 15:00 | 1 | 33.8 |  |  | 1997-12-18 | 15:00 | 6.1 | 42.98 | [5 empty] | 8 | 46.4 |  |  |  | 3 | 37.4 |  |  |  |  | -3.9 | 24.98 |  |  |  |  | -4.1 | 24.62 | [5 empty] | -1.3 | 29.66 |  |  |  | 3.3 | 37.94 |  |  |  |  | 2.2 | 35.96 |  |  |  |  | -12.2 | 10.04
2003-12-18 | 16:00 | 2.2 | 35.96 | WEEKDAY | #N/A | 1977-12-18 | 16:00 | 0.6 | 33.08 |  |  | 2000-12-18 | 16:00 | 1 | 33.8 |  |  | 1997-12-18 | 16:00 | 5.6 | 42.08 | [5 empty] | 7 | 44.6 |  |  |  | 2 | 35.6 |  |  |  |  | -3.3 | 26.06 |  |  |  |  | -5 | 23 | [5 empty] | -1.1 | 30.02 |  |  |  | 3.3 | 37.94 |  |  |  |  | 2.2 | 35.96 |  |  |  |  | -12.2 | 10.04
2003-12-18 | 17:00 | 1.7 | 35.06 | WEEKDAY | #N/A | 1977-12-18 | 17:00 | 1.1 | 33.98 |  |  | 2000-12-18 | 17:00 | 0 | 32 |  |  | 1997-12-18 | 17:00 | 3.3 | 37.94 | [5 empty] | 5 | 41 |  |  |  | -1 | 30.2 |  |  |  |  | -5 | 23 |  |  |  |  | -6.1 | 21.02 | [5 empty] | -1.1 | 30.02 |  |  |  | 3.9 | 39.02 |  |  |  |  | 2.2 | 35.96 |  |  |  |  | -12.8 | 8.96
2003-12-18 | 18:00 | 2.2 | 35.96 | WEEKDAY | #N/A | 1977-12-18 | 18:00 | 1.1 | 33.98 |  |  | 2000-12-18 | 18:00 | -1 | 30.2 |  |  | 1997-12-18 | 18:00 | 3.3 | 37.94 | [5 empty] | 2 | 35.6 |  |  |  | -2 | 28.4 |  |  |  |  | -6.1 | 21.02 |  |  |  |  | -7.2 | 19.04 | [5 empty] | -1.1 | 30.02 |  |  |  | 3.3 | 37.94 |  |  |  |  | 2.2 | 35.96 |  |  |  |  | -12.8 | 8.96
2003-12-18 | 19:00 | 1.7 | 35.06 | WEEKDAY | #N/A | 1977-12-18 | 19:00 | 1.7 | 35.06 |  |  | 2000-12-18 | 19:00 | -2 | 28.4 |  |  | 1997-12-18 | 19:00 | 2.8 | 37.04 | [5 empty] | 0 | 32 |  |  |  | -3 | 26.6 |  |  |  |  | -6.7 | 19.94 |  |  |  |  | -8.3 | 17.06 | [5 empty] | -1.1 | 30.02 |  |  |  | 3.3 | 37.94 |  |  |  |  | 2.2 | 35.96 |  |  |  |  | -12.8 | 8.96
2003-12-18 | 20:00 | 1.7 | 35.06 | WEEKDAY | #N/A | 1977-12-18 | 20:00 | 2.2 | 35.96 |  |  | 2000-12-18 | 20:00 | -2 | 28.4 |  |  | 1997-12-18 | 20:00 | 3.3 | 37.94 | [5 empty] | 0 | 32 |  |  |  | -3 | 26.6 |  |  |  |  | -9.4 | 15.08 |  |  |  |  | -8.5 | 16.7 | [5 empty] | -1.1 | 30.02 |  |  |  | 2.8 | 37.04 |  |  |  |  | 2.2 | 35.96 |  |  |  |  | -13.3 | 8.06
2003-12-18 | 21:00 | 1.7 | 35.06 | WEEKDAY | #N/A | 1977-12-18 | 21:00 | 2.8 | 37.04 |  |  | 2000-12-18 | 21:00 | -2 | 28.4 |  |  | 1997-12-18 | 21:00 | 2.8 | 37.04 | [5 empty] | 0 | 32 |  |  |  | -3 | 26.6 |  |  |  |  | -10 | 14 |  |  |  |  | -8.7 | 16.34 | [5 empty] | -1.1 | 30.02 |  |  |  | 2.8 | 37.04 |  |  |  |  | 1.7 | 35.06 |  |  |  |  | -13.3 | 8.06
2003-12-18 | 22:00 | 1.7 | 35.06 | WEEKDAY | #N/A | 1977-12-18 | 22:00 | 2.2 | 35.96 |  |  | 2000-12-18 | 22:00 | -3 | 26.6 |  |  | 1997-12-18 | 22:00 | 2.2 | 35.96 | [5 empty] | -1 | 30.2 |  |  |  | -4 | 24.8 |  |  |  |  | -10.6 | 12.92 |  |  |  |  | -8.9 | 15.98 | [5 empty] | -1.1 | 30.02 |  |  |  | 2.8 | 37.04 |  |  |  |  | 1.7 | 35.06 |  |  |  |  | -13.3 | 8.06
2003-12-18 | 23:00 | 1.7 | 35.06 | WEEKDAY | #N/A | 1977-12-18 | 23:00 | 1.7 | 35.06 |  |  | 2000-12-18 | 23:00 | -3 | 26.6 |  |  | 1997-12-18 | 23:00 | 2.2 | 35.96 | [5 empty] | 0 | 32 |  |  |  | -6 | 21.2 |  |  |  |  | -11.1 | 12.02 |  |  |  |  | -9.1 | 15.62 | [5 empty] | -0.9 | 30.38 |  |  |  | 2.2 | 35.96 |  |  |  |  | 1.7 | 35.06 |  |  |  |  | -14.4 | 6.08
2003-12-18 | 24:00 | 1.7 | 35.06 | WEEKDAY | #N/A | 1977-12-18 | 24:00 | 2.2 | 35.96 |  |  | 2000-12-18 | 24:00 | -4 | 24.8 |  |  | 1997-12-18 | 24:00 | 2.8 | 37.04 | [5 empty] | 0 | 32 |  |  |  | -5 | 23 |  |  |  |  | -11.1 | 12.02 |  |  |  |  | -9.2 | 15.44 | [5 empty] | -0.8 | 30.56 |  |  |  | 1.7 | 35.06 |  |  |  |  | 1.1 | 33.98 |  |  |  |  | -14.4 | 6.08
2003-12-19 | 1:00 | 1.1 | 33.98 | WEEKDAY | #N/A | 1977-12-19 | 1:00 | 2.2 | 35.96 |  |  | 2000-12-19 | 1:00 | -4 | 24.8 |  |  | 1997-12-19 | 1:00 | 2.8 | 37.04 | [5 empty] | 0 | 32 |  |  |  | -6 | 21.2 |  |  |  |  | -11.1 | 12.02 |  |  |  |  | -9.4 | 15.08 | [5 empty] | -0.6 | 30.92 |  |  |  | 1.7 | 35.06 |  |  |  |  | 1.1 | 33.98 |  |  |  |  | -15 | 5
2003-12-19 | 2:00 | 1.1 | 33.98 | WEEKDAY | #N/A | 1977-12-19 | 2:00 | 2.8 | 37.04 |  |  | 2000-12-19 | 2:00 | -4 | 24.8 |  |  | 1997-12-19 | 2:00 | 2.8 | 37.04 | [5 empty] | -2 | 28.4 |  |  |  | -6 | 21.2 |  |  |  |  | -11.7 | 10.94 |  |  |  |  | -9.4 | 15.08 | [5 empty] | -0.6 | 30.92 |  |  |  | 1.7 | 35.06 |  |  |  |  | 0.6 | 33.08 |  |  |  |  | -15 | 5
2003-12-19 | 3:00 | 0.6 | 33.08 | WEEKDAY | #N/A | 1977-12-19 | 3:00 | 3.3 | 37.94 |  |  | 2000-12-19 | 3:00 | -5 | 23 |  |  | 1997-12-19 | 3:00 | 3.3 | 37.94 | [5 empty] | -2 | 28.4 |  |  |  | -4 | 24.8 |  |  |  |  | -12.2 | 10.04 |  |  |  |  | -9.4 | 15.08 | [5 empty] | -0.6 | 30.92 |  |  |  | 1.7 | 35.06 |  |  |  |  | 0.6 | 33.08 |  |  |  |  | -15.6 | 3.92
2003-12-19 | 4:00 | 0.6 | 33.08 | WEEKDAY | #N/A | 1977-12-19 | 4:00 | 3.3 | 37.94 |  |  | 2000-12-19 | 4:00 | -4.5 | 23.9 |  |  | 1997-12-19 | 4:00 | 2.8 | 37.04 | [5 empty] | 3 | 37.4 |  |  |  | -3 | 26.6 |  |  |  |  | -12.8 | 8.96 |  |  |  |  | -9.4 | 15.08 | [5 empty] | -0.6 | 30.92 |  |  |  | 1.7 | 35.06 |  |  |  |  | 0.6 | 33.08 |  |  |  |  | -15.6 | 3.92
2003-12-19 | 5:00 | 0 | 32 | WEEKDAY | #N/A | 1977-12-19 | 5:00 | 3.3 | 37.94 |  |  | 2000-12-19 | 5:00 | -4 | 24.8 |  |  | 1997-12-19 | 5:00 | 3.3 | 37.94 | [5 empty] | 3 | 37.4 |  |  |  | -3 | 26.6 |  |  |  |  | -13.3 | 8.06 |  |  |  |  | -9.4 | 15.08 | [5 empty] | -0.6 | 30.92 |  |  |  | 1.7 | 35.06 |  |  |  |  | 0.6 | 33.08 |  |  |  |  | -15.6 | 3.92
2003-12-19 | 6:00 | 0 | 32 | WEEKDAY | #N/A | 1977-12-19 | 6:00 | 3.3 | 37.94 |  |  | 2000-12-19 | 6:00 | -4 | 24.8 |  |  | 1997-12-19 | 6:00 | 3.3 | 37.94 | [5 empty] | 3 | 37.4 |  |  |  | -2 | 28.4 |  |  |  |  | -12.8 | 8.96 |  |  |  |  | -9.4 | 15.08 | [5 empty] | -0.6 | 30.92 |  |  |  | 1.7 | 35.06 |  |  |  |  | 0.6 | 33.08 |  |  |  |  | -15.6 | 3.92
2003-12-19 | 7:00 | 0 | 32 | WEEKDAY | #N/A | 1977-12-19 | 7:00 | 3.9 | 39.02 |  |  | 2000-12-19 | 7:00 | -4 | 24.8 |  |  | 1997-12-19 | 7:00 | 3.3 | 37.94 | [5 empty] | 4 | 39.2 |  |  |  | -2 | 28.4 |  |  |  |  | -12.8 | 8.96 |  |  |  |  | -9.4 | 15.08 | [5 empty] | -0.6 | 30.92 |  |  |  | 1.1 | 33.98 |  |  |  |  | 0.6 | 33.08 |  |  |  |  | -15 | 5
2003-12-19 | 8:00 | -0.6 | 30.92 | WEEKDAY | #N/A | 1977-12-19 | 8:00 | 3.9 | 39.02 |  |  | 2000-12-19 | 8:00 | -3 | 26.6 |  |  | 1997-12-19 | 8:00 | 3.3 | 37.94 | [5 empty] | 5 | 41 |  |  |  | -1 | 30.2 |  |  |  |  | -12.2 | 10.04 |  |  |  |  | -8.7 | 16.34 | [5 empty] | -0.2 | 31.64 |  |  |  | 0.6 | 33.08 |  |  |  |  | 1.1 | 33.98 |  |  |  |  | -15 | 5
2003-12-19 | 9:00 | 0 | 32 | WEEKDAY | #N/A | 1977-12-19 | 9:00 | 3.9 | 39.02 |  |  | 2000-12-19 | 9:00 | -2 | 28.4 |  |  | 1997-12-19 | 9:00 | 5.6 | 42.08 | [5 empty] | 7 | 44.6 |  |  |  | 0 | 32 |  |  |  |  | -11.7 | 10.94 |  |  |  |  | -7.9 | 17.78 | [5 empty] | 0.2 | 32.36 |  |  |  | 0.6 | 33.08 |  |  |  |  | 1.1 | 33.98 |  |  |  |  | -14.4 | 6.08
2003-12-19 | 10:00 | 0 | 32 | WEEKDAY | #N/A | 1977-12-19 | 10:00 | 4.4 | 39.92 |  |  | 2000-12-19 | 10:00 | -1 | 30.2 |  |  | 1997-12-19 | 10:00 | 6.1 | 42.98 | [5 empty] | 8 | 46.4 |  |  |  | 1 | 33.8 |  |  |  |  | -10 | 14 |  |  |  |  | -7.2 | 19.04 | [5 empty] | 0.6 | 33.08 |  |  |  | 0.6 | 33.08 |  |  |  |  | 1.1 | 33.98 |  |  |  |  | -13.3 | 8.06
2003-12-19 | 11:00 | 0.6 | 33.08 | WEEKDAY | #N/A | 1977-12-19 | 11:00 | 3.9 | 39.02 |  |  | 2000-12-19 | 11:00 | 1 | 33.8 |  |  | 1997-12-19 | 11:00 | 7.8 | 46.04 | [5 empty] | 11 | 51.8 |  |  |  | 3 | 37.4 |  |  |  |  | -8.9 | 15.98 |  |  |  |  | -6.3 | 20.66 | [5 empty] | 1 | 33.8 |  |  |  | 0.6 | 33.08 |  |  |  |  | 1.1 | 33.98 |  |  |  |  | -12.2 | 10.04
2003-12-19 | 12:00 | 1.1 | 33.98 | WEEKDAY | #N/A | 1977-12-19 | 12:00 | 4.4 | 39.92 |  |  | 2000-12-19 | 12:00 | 1 | 33.8 |  |  | 1997-12-19 | 12:00 | 8.9 | 48.02 | [5 empty] | 12 | 53.6 |  |  |  | 3 | 37.4 |  |  |  |  | -7.8 | 17.96 |  |  |  |  | -5.3 | 22.46 | [5 empty] | 1.3 | 34.34 |  |  |  | 0.6 | 33.08 |  |  |  |  | 1.1 | 33.98 |  |  |  |  | -11.1 | 12.02
2003-12-19 | 13:00 | 1.1 | 33.98 | WEEKDAY | #N/A | 1977-12-19 | 13:00 | 4.4 | 39.92 |  |  | 2000-12-19 | 13:00 | 2 | 35.6 |  |  | 1997-12-19 | 13:00 | 10 | 50 | [5 empty] | 12 | 53.6 |  |  |  | 3 | 37.4 |  |  |  |  | -7.8 | 17.96 |  |  |  |  | -4.4 | 24.08 | [5 empty] | 1.7 | 35.06 |  |  |  | 1.7 | 35.06 |  |  |  |  | 1.7 | 35.06 |  |  |  |  | -10 | 14
2003-12-19 | 14:00 | 1.1 | 33.98 | WEEKDAY | #N/A | 1977-12-19 | 14:00 | 4.4 | 39.92 |  |  | 2000-12-19 | 14:00 | 2 | 35.6 |  |  | 1997-12-19 | 14:00 | 10.6 | 51.08 | [5 empty] | 11 | 51.8 |  |  |  | 4 | 39.2 |  |  |  |  | -7.8 | 17.96 |  |  |  |  | -4.6 | 23.72 | [5 empty] | 1.7 | 35.06 |  |  |  | 1.7 | 35.06 |  |  |  |  | 1.7 | 35.06 |  |  |  |  | -9.4 | 15.08
2003-12-19 | 15:00 | 1.7 | 35.06 | WEEKDAY | #N/A | 1977-12-19 | 15:00 | 4.4 | 39.92 |  |  | 2000-12-19 | 15:00 | 2 | 35.6 |  |  | 1997-12-19 | 15:00 | 10 | 50 | [5 empty] | 11 | 51.8 |  |  |  | 4 | 39.2 |  |  |  |  | -7.8 | 17.96 |  |  |  |  | -4.8 | 23.36 | [5 empty] | 1.7 | 35.06 |  |  |  | 1.7 | 35.06 |  |  |  |  | 1.7 | 35.06 |  |  |  |  | -8.9 | 15.98
2003-12-19 | 16:00 | 2.2 | 35.96 | WEEKDAY | #N/A | 1977-12-19 | 16:00 | 3.9 | 39.02 |  |  | 2000-12-19 | 16:00 | 3 | 37.4 |  |  | 1997-12-19 | 16:00 | 9.4 | 48.92 | [5 empty] | 11 | 51.8 |  |  |  | 3 | 37.4 |  |  |  |  | -7.8 | 17.96 |  |  |  |  | -5 | 23 | [5 empty] | 1.7 | 35.06 |  |  |  | 1.7 | 35.06 |  |  |  |  | 1.7 | 35.06 |  |  |  |  | -9.4 | 15.08
2003-12-19 | 17:00 | 2.2 | 35.96 | WEEKDAY | #N/A | 1977-12-19 | 17:00 | 5 | 41 |  |  | 2000-12-19 | 17:00 | 2 | 35.6 |  |  | 1997-12-19 | 17:00 | 9.4 | 48.92 | [5 empty] | 9 | 48.2 |  |  |  | 3 | 37.4 |  |  |  |  | -8.3 | 17.06 |  |  |  |  | -5.4 | 22.28 | [5 empty] | 1.3 | 34.34 |  |  |  | 1.7 | 35.06 |  |  |  |  | 1.7 | 35.06 |  |  |  |  | -9.4 | 15.08
2003-12-19 | 18:00 | 2.2 | 35.96 | WEEKDAY | #N/A | 1977-12-19 | 18:00 | 5 | 41 |  |  | 2000-12-19 | 18:00 | 2 | 35.6 |  |  | 1997-12-19 | 18:00 | 8.9 | 48.02 | [5 empty] | 9 | 48.2 |  |  |  | 2 | 35.6 |  |  |  |  | -9.4 | 15.08 |  |  |  |  | -5.7 | 21.74 | [5 empty] | 1 | 33.8 |  |  |  | 1.1 | 33.98 |  |  |  |  | 1.7 | 35.06 |  |  |  |  | -10 | 14
2003-12-19 | 19:00 | 2.2 | 35.96 | WEEKDAY | #N/A | 1977-12-19 | 19:00 | 5.6 | 42.08 |  |  | 2000-12-19 | 19:00 | 2 | 35.6 |  |  | 1997-12-19 | 19:00 | 9.4 | 48.92 | [5 empty] | 8 | 46.4 |  |  |  | 2 | 35.6 |  |  |  |  | -8.9 | 15.98 |  |  |  |  | -6.1 | 21.02 | [5 empty] | 0.6 | 33.08 |  |  |  | 1.1 | 33.98 |  |  |  |  | 1.7 | 35.06 |  |  |  |  | -9.4 | 15.08
2003-12-19 | 20:00 | 2.2 | 35.96 | WEEKDAY | #N/A | 1977-12-19 | 20:00 | 4.4 | 39.92 |  |  | 2000-12-19 | 20:00 | 2 | 35.6 |  |  | 1997-12-19 | 20:00 | 7.2 | 44.96 | [5 empty] | 8 | 46.4 |  |  |  | -3 | 26.6 |  |  |  |  | -9.4 | 15.08 |  |  |  |  | -6.1 | 21.02 | [5 empty] | 0.4 | 32.72 |  |  |  | 1.7 | 35.06 |  |  |  |  | 1.7 | 35.06 |  |  |  |  | -9.4 | 15.08
2003-12-19 | 21:00 | 1.7 | 35.06 | WEEKDAY | #N/A | 1977-12-19 | 21:00 | 5 | 41 |  |  | 2000-12-19 | 21:00 | 2 | 35.6 |  |  | 1997-12-19 | 21:00 | 8.3 | 46.94 | [5 empty] | 6 | 42.8 |  |  |  | -4 | 24.8 |  |  |  |  | -10 | 14 |  |  |  |  | -6.1 | 21.02 | [5 empty] | 0.2 | 32.36 |  |  |  | 1.7 | 35.06 |  |  |  |  | 1.7 | 35.06 |  |  |  |  | -10 | 14
2003-12-19 | 22:00 | 1.7 | 35.06 | WEEKDAY | #N/A | 1977-12-19 | 22:00 | 5 | 41 |  |  | 2000-12-19 | 22:00 | 2 | 35.6 |  |  | 1997-12-19 | 22:00 | 5.6 | 42.08 | [5 empty] | 6 | 42.8 |  |  |  | -6 | 21.2 |  |  |  |  | -10 | 14 |  |  |  |  | -6.1 | 21.02 | [5 empty] | 0 | 32 |  |  |  | 1.7 | 35.06 |  |  |  |  | 1.7 | 35.06 |  |  |  |  | -11.7 | 10.94
2003-12-19 | 23:00 | 1.7 | 35.06 | WEEKDAY | #N/A | 1977-12-19 | 23:00 | 4.4 | 39.92 |  |  | 2000-12-19 | 23:00 | 2 | 35.6 |  |  | 1997-12-19 | 23:00 | 4.4 | 39.92 | [5 empty] | 4 | 39.2 |  |  |  | -7 | 19.4 |  |  |  |  | -10.6 | 12.92 |  |  |  |  | -5.9 | 21.38 | [5 empty] | 0 | 32 |  |  |  | 1.7 | 35.06 |  |  |  |  | 1.7 | 35.06 |  |  |  |  | -12.2 | 10.04
2003-12-19 | 24:00 | 1.7 | 35.06 | WEEKDAY | #N/A | 1977-12-19 | 24:00 | 5 | 41 |  |  | 2000-12-19 | 24:00 | 1 | 33.8 |  |  | 1997-12-19 | 24:00 | 5.6 | 42.08 | [5 empty] | 3 | 37.4 |  |  |  | -7.8 | 17.96 |  |  |  |  | -10 | 14 |  |  |  |  | -5.8 | 21.56 | [5 empty] | 0 | 32 |  |  |  | 0.6 | 33.08 |  |  |  |  | 1.7 | 35.06 |  |  |  |  | -12.8 | 8.96
2003-12-20 | 1:00 | 1.7 | 35.06 | SATURDAY | #N/A | 1977-12-20 | 1:00 | 4.4 | 39.92 |  |  | 2000-12-20 | 1:00 | 1 | 33.8 |  |  | 1997-12-20 | 1:00 | 5 | 41 | [5 empty] | 4 | 39.2 |  |  |  | -8 | 17.6 |  |  |  |  | -9.4 | 15.08 |  |  |  |  | -5.6 | 21.92 | [5 empty] | 0 | 32 |  |  |  | 0.6 | 33.08 |  |  |  |  | 1.7 | 35.06 |  |  |  |  | -13.3 | 8.06
2003-12-20 | 2:00 | 1.1 | 33.98 | SATURDAY | #N/A | 1977-12-20 | 2:00 | 3.9 | 39.02 |  |  | 2000-12-20 | 2:00 | 1 | 33.8 |  |  | 1997-12-20 | 2:00 | 5.6 | 42.08 | [5 empty] | 4 | 39.2 |  |  |  | -9 | 15.8 |  |  |  |  | -9.4 | 15.08 |  |  |  |  | -6 | 21.2 | [5 empty] | -0.4 | 31.28 |  |  |  | 0.6 | 33.08 |  |  |  |  | 1.7 | 35.06 |  |  |  |  | -13.3 | 8.06
2003-12-20 | 3:00 | 1.1 | 33.98 | SATURDAY | #N/A | 1977-12-20 | 3:00 | 3.3 | 37.94 |  |  | 2000-12-20 | 3:00 | -1 | 30.2 |  |  | 1997-12-20 | 3:00 | 5 | 41 | [5 empty] | 4 | 39.2 |  |  |  | -11 | 12.2 |  |  |  |  | -8.9 | 15.98 |  |  |  |  | -6.3 | 20.66 | [5 empty] | -0.7 | 30.74 |  |  |  | 0.6 | 33.08 |  |  |  |  | 2.2 | 35.96 |  |  |  |  | -13.9 | 6.98
2003-12-20 | 4:00 | 0.6 | 33.08 | SATURDAY | #N/A | 1977-12-20 | 4:00 | 3.3 | 37.94 |  |  | 2000-12-20 | 4:00 | -1 | 30.2 |  |  | 1997-12-20 | 4:00 | 5.6 | 42.08 | [5 empty] | 4 | 39.2 |  |  |  | -11 | 12.2 |  |  |  |  | -8.9 | 15.98 |  |  |  |  | -6.7 | 19.94 | [5 empty] | -1.1 | 30.02 |  |  |  | 0.6 | 33.08 |  |  |  |  | 2.2 | 35.96 |  |  |  |  | -14.4 | 6.08
2003-12-20 | 5:00 | 0.6 | 33.08 | SATURDAY | #N/A | 1977-12-20 | 5:00 | 2.8 | 37.04 |  |  | 2000-12-20 | 5:00 | -1 | 30.2 |  |  | 1997-12-20 | 5:00 | 5.6 | 42.08 | [5 empty] | 4 | 39.2 |  |  |  | -11.7 | 10.94 |  |  |  |  | -8.3 | 17.06 |  |  |  |  | -6.9 | 19.58 | [5 empty] | -0.7 | 30.74 |  |  |  | 0.6 | 33.08 |  |  |  |  | 2.2 | 35.96 |  |  |  |  | -14.4 | 6.08
2003-12-20 | 6:00 | 0.6 | 33.08 | SATURDAY | #N/A | 1977-12-20 | 6:00 | 2.2 | 35.96 |  |  | 2000-12-20 | 6:00 | -1 | 30.2 |  |  | 1997-12-20 | 6:00 | 3.9 | 39.02 | [5 empty] | 1 | 33.8 |  |  |  | -12.4 | 9.68 |  |  |  |  | -8.3 | 17.06 |  |  |  |  | -7 | 19.4 | [5 empty] | -0.4 | 31.28 |  |  |  | 0.6 | 33.08 |  |  |  |  | 2.2 | 35.96 |  |  |  |  | -15 | 5
2003-12-20 | 7:00 | 0 | 32 | SATURDAY | #N/A | 1977-12-20 | 7:00 | 1.7 | 35.06 |  |  | 2000-12-20 | 7:00 | -1 | 30.2 |  |  | 1997-12-20 | 7:00 | 1.7 | 35.06 | [5 empty] | 1 | 33.8 |  |  |  | -13.6 | 7.52 |  |  |  |  | -8.3 | 17.06 |  |  |  |  | -7.2 | 19.04 | [5 empty] | 0 | 32 |  |  |  | 0.6 | 33.08 |  |  |  |  | 0.6 | 33.08 |  |  |  |  | -15.6 | 3.92
2003-12-20 | 8:00 | 0 | 32 | SATURDAY | #N/A | 1977-12-20 | 8:00 | 1.7 | 35.06 |  |  | 2000-12-20 | 8:00 | -1 | 30.2 |  |  | 1997-12-20 | 8:00 | 2.2 | 35.96 | [5 empty] | 1 | 33.8 |  |  |  | -14.4 | 6.08 |  |  |  |  | -7.8 | 17.96 |  |  |  |  | -6.3 | 20.66 | [5 empty] | 0.4 | 32.72 |  |  |  | 0.6 | 33.08 |  |  |  |  | 0.6 | 33.08 |  |  |  |  | -14.4 | 6.08
2003-12-20 | 9:00 | 0.6 | 33.08 | SATURDAY | #N/A | 1977-12-20 | 9:00 | 1.7 | 35.06 |  |  | 2000-12-20 | 9:00 | -1 | 30.2 |  |  | 1997-12-20 | 9:00 | 6.1 | 42.98 | [5 empty] | 5 | 41 |  |  |  | -13.6 | 7.52 |  |  |  |  | -7.8 | 17.96 |  |  |  |  | -5.3 | 22.46 | [5 empty] | 0.7 | 33.26 |  |  |  | 0.6 | 33.08 |  |  |  |  | 1.1 | 33.98 |  |  |  |  | -13.3 | 8.06
2003-12-20 | 10:00 | 1.1 | 33.98 | SATURDAY | #N/A | 1977-12-20 | 10:00 | 1.7 | 35.06 |  |  | 2000-12-20 | 10:00 | 1 | 33.8 |  |  | 1997-12-20 | 10:00 | 8.3 | 46.94 | [5 empty] | 8 | 46.4 |  |  |  | -12.8 | 8.96 |  |  |  |  | -6.7 | 19.94 |  |  |  |  | -4.4 | 24.08 | [5 empty] | 1.1 | 33.98 |  |  |  | 2.2 | 35.96 |  |  |  |  | 1.7 | 35.06 |  |  |  |  | -12.2 | 10.04
2003-12-20 | 11:00 | 2.2 | 35.96 | SATURDAY | #N/A | 1977-12-20 | 11:00 | 2.2 | 35.96 |  |  | 2000-12-20 | 11:00 | -1 | 30.2 |  |  | 1997-12-20 | 11:00 | 8.9 | 48.02 | [5 empty] | 10 | 50 |  |  |  | -12 | 10.4 |  |  |  |  | -5.6 | 21.92 |  |  |  |  | -4 | 24.8 | [5 empty] | 1.7 | 35.06 |  |  |  | 2.8 | 37.04 |  |  |  |  | 2.2 | 35.96 |  |  |  |  | -11.7 | 10.94
2003-12-20 | 12:00 | 2.8 | 37.04 | SATURDAY | #N/A | 1977-12-20 | 12:00 | 2.2 | 35.96 |  |  | 2000-12-20 | 12:00 | -1 | 30.2 |  |  | 1997-12-20 | 12:00 | 8.9 | 48.02 | [5 empty] | 10 | 50 |  |  |  | -11 | 12.2 |  |  |  |  | -5.6 | 21.92 |  |  |  |  | -3.7 | 25.34 | [5 empty] | 2.2 | 35.96 |  |  |  | 2.2 | 35.96 |  |  |  |  | 2.2 | 35.96 |  |  |  |  | -10.6 | 12.92
2003-12-20 | 13:00 | 3.3 | 37.94 | SATURDAY | #N/A | 1977-12-20 | 13:00 | 2.8 | 37.04 |  |  | 2000-12-20 | 13:00 | -1 | 30.2 |  |  | 1997-12-20 | 13:00 | 9.4 | 48.92 | [5 empty] | 11 | 51.8 |  |  |  | -9 | 15.8 |  |  |  |  | -5 | 23 |  |  |  |  | -3.3 | 26.06 | [5 empty] | 2.8 | 37.04 |  |  |  | 0.6 | 33.08 |  |  |  |  | 2.8 | 37.04 |  |  |  |  | -10 | 14
2003-12-20 | 14:00 | 3.3 | 37.94 | SATURDAY | #N/A | 1977-12-20 | 14:00 | 3.9 | 39.02 |  |  | 2000-12-20 | 14:00 | -1 | 30.2 |  |  | 1997-12-20 | 14:00 | 10 | 50 | [5 empty] | 10 | 50 |  |  |  | -9 | 15.8 |  |  |  |  | -5 | 23 |  |  |  |  | -3.5 | 25.7 | [5 empty] | 2.8 | 37.04 |  |  |  | 0.6 | 33.08 |  |  |  |  | 1.7 | 35.06 |  |  |  |  | -10 | 14
2003-12-20 | 15:00 | 2.8 | 37.04 | SATURDAY | #N/A | 1977-12-20 | 15:00 | 3.9 | 39.02 |  |  | 2000-12-20 | 15:00 | -1 | 30.2 |  |  | 1997-12-20 | 15:00 | 8.3 | 46.94 | [5 empty] | 8 | 46.4 |  |  |  | -10 | 14 |  |  |  |  | -4.4 | 24.08 |  |  |  |  | -3.7 | 25.34 | [5 empty] | 2.8 | 37.04 |  |  |  | 0.6 | 33.08 |  |  |  |  | 2.2 | 35.96 |  |  |  |  | -9.4 | 15.08
2003-12-20 | 16:00 | 2.8 | 37.04 | SATURDAY | #N/A | 1977-12-20 | 16:00 | 3.9 | 39.02 |  |  | 2000-12-20 | 16:00 | -1 | 30.2 |  |  | 1997-12-20 | 16:00 | 7.8 | 46.04 | [5 empty] | 7 | 44.6 |  |  |  | -11 | 12.2 |  |  |  |  | -3.9 | 24.98 |  |  |  |  | -3.9 | 24.98 | [5 empty] | 2.8 | 37.04 |  |  |  | 4.4 | 39.92 |  |  |  |  | 2.2 | 35.96 |  |  |  |  | -8.9 | 15.98
2003-12-20 | 17:00 | 2.2 | 35.96 | SATURDAY | #N/A | 1977-12-20 | 17:00 | 3.9 | 39.02 |  |  | 2000-12-20 | 17:00 | -2 | 28.4 |  |  | 1997-12-20 | 17:00 | 6.7 | 44.06 | [5 empty] | 6 | 42.8 |  |  |  | -12 | 10.4 |  |  |  |  | -3.3 | 26.06 |  |  |  |  | -3.9 | 24.98 | [5 empty] | 2.1 | 35.78 |  |  |  | 4.4 | 39.92 |  |  |  |  | 3.3 | 37.94 |  |  |  |  | -8.9 | 15.98
2003-12-20 | 18:00 | 1.7 | 35.06 | SATURDAY | #N/A | 1977-12-20 | 18:00 | 5 | 41 |  |  | 2000-12-20 | 18:00 | -2 | 28.4 |  |  | 1997-12-20 | 18:00 | 6.7 | 44.06 | [5 empty] | 5 | 41 |  |  |  | -13 | 8.6 |  |  |  |  | -2.8 | 26.96 |  |  |  |  | -3.9 | 24.98 | [5 empty] | 1.3 | 34.34 |  |  |  | 3.9 | 39.02 |  |  |  |  | 3.3 | 37.94 |  |  |  |  | -9.4 | 15.08
2003-12-20 | 19:00 | 1.1 | 33.98 | SATURDAY | #N/A | 1977-12-20 | 19:00 | 5 | 41 |  |  | 2000-12-20 | 19:00 | -2 | 28.4 |  |  | 1997-12-20 | 19:00 | 5.6 | 42.08 | [5 empty] | 4 | 39.2 |  |  |  | -14 | 6.8 |  |  |  |  | -2.2 | 28.04 |  |  |  |  | -3.9 | 24.98 | [5 empty] | 0.6 | 33.08 |  |  |  | 3.9 | 39.02 |  |  |  |  | 3.3 | 37.94 |  |  |  |  | -9.4 | 15.08
2003-12-20 | 20:00 | 0 | 32 | SATURDAY | #N/A | 1977-12-20 | 20:00 | 4.4 | 39.92 |  |  | 2000-12-20 | 20:00 | -3 | 26.6 |  |  | 1997-12-20 | 20:00 | 5 | 41 | [5 empty] | 5 | 41 |  |  |  | -17 | 1.4 |  |  |  |  | -1.1 | 30.02 |  |  |  |  | -3 | 26.6 | [5 empty] | 0.8 | 33.44 |  |  |  | 3.3 | 37.94 |  |  |  |  | 3.3 | 37.94 |  |  |  |  | -8.9 | 15.98
2003-12-20 | 21:00 | -0.6 | 30.92 | SATURDAY | #N/A | 1977-12-20 | 21:00 | 4.4 | 39.92 |  |  | 2000-12-20 | 21:00 | -3 | 26.6 |  |  | 1997-12-20 | 21:00 | 5 | 41 | [5 empty] | 6 | 42.8 |  |  |  | -17 | 1.4 |  |  |  |  | -1.1 | 30.02 |  |  |  |  | -2 | 28.4 | [5 empty] | 0.9 | 33.62 |  |  |  | 3.3 | 37.94 |  |  |  |  | 3.3 | 37.94 |  |  |  |  | -9.4 | 15.08
2003-12-20 | 22:00 | -1.1 | 30.02 | SATURDAY | #N/A | 1977-12-20 | 22:00 | 4.4 | 39.92 |  |  | 2000-12-20 | 22:00 | -3 | 26.6 |  |  | 1997-12-20 | 22:00 | 4.4 | 39.92 | [5 empty] | 4 | 39.2 |  |  |  | -16 | 3.2 |  |  |  |  | -0.6 | 30.92 |  |  |  |  | -1.1 | 30.02 | [5 empty] | 1.1 | 33.98 |  |  |  | 3.3 | 37.94 |  |  |  |  | 3.3 | 37.94 |  |  |  |  | -9.4 | 15.08
2003-12-20 | 23:00 | -1.1 | 30.02 | SATURDAY | #N/A | 1977-12-20 | 23:00 | 5 | 41 |  |  | 2000-12-20 | 23:00 | -4 | 24.8 |  |  | 1997-12-20 | 23:00 | 3.9 | 39.02 | [5 empty] | 3 | 37.4 |  |  |  | -18 | -0.4 |  |  |  |  | 0 | 32 |  |  |  |  | -0.7 | 30.74 | [5 empty] | 0.9 | 33.62 |  |  |  | 3.3 | 37.94 |  |  |  |  | 3.3 | 37.94 |  |  |  |  | -9.4 | 15.08
2003-12-20 | 24:00 | -2.2 | 28.04 | SATURDAY | #N/A | 1977-12-20 | 24:00 | 5 | 41 |  |  | 2000-12-20 | 24:00 | -4 | 24.8 |  |  | 1997-12-20 | 24:00 | 3.3 | 37.94 | [5 empty] | 3 | 37.4 |  |  |  | -18 | -0.4 |  |  |  |  | 1.1 | 33.98 |  |  |  |  | -0.4 | 31.28 | [5 empty] | 0.8 | 33.44 |  |  |  | 3.3 | 37.94 |  |  |  |  | 3.3 | 37.94 |  |  |  |  | -8.3 | 17.06
2003-12-21 | 1:00 | -2.8 | 26.96 | SUNDAY | #N/A | 1977-12-21 | 1:00 | 5 | 41 |  |  | 2000-12-21 | 1:00 | -4.4 | 24.08 |  |  | 1997-12-21 | 1:00 | 2.8 | 37.04 | [5 empty] | 3 | 37.4 |  |  |  | -18 | -0.4 |  |  |  |  | 1.1 | 33.98 |  |  |  |  | 0 | 32 | [5 empty] | 0.6 | 33.08 |  |  |  | 3.3 | 37.94 |  |  |  |  | 3.3 | 37.94 |  |  |  |  | -8.3 | 17.06
2003-12-21 | 2:00 | -2.8 | 26.96 | SUNDAY | #N/A | 1977-12-21 | 2:00 | 5 | 41 |  |  | 2000-12-21 | 2:00 | -5 | 23 |  |  | 1997-12-21 | 2:00 | 2.2 | 35.96 | [5 empty] | 1 | 33.8 |  |  |  | -18 | -0.4 |  |  |  |  | 1.1 | 33.98 |  |  |  |  | 0.4 | 32.72 | [5 empty] | 0.8 | 33.44 |  |  |  | 3.9 | 39.02 |  |  |  |  | 3.3 | 37.94 |  |  |  |  | -7.8 | 17.96
2003-12-21 | 3:00 | -3.3 | 26.06 | SUNDAY | #N/A | 1977-12-21 | 3:00 | 5.6 | 42.08 |  |  | 2000-12-21 | 3:00 | -6 | 21.2 |  |  | 1997-12-21 | 3:00 | 2.2 | 35.96 | [5 empty] | 1 | 33.8 |  |  |  | -17 | 1.4 |  |  |  |  | 1.7 | 35.06 |  |  |  |  | 0.7 | 33.26 | [5 empty] | 0.9 | 33.62 |  |  |  | 2.8 | 37.04 |  |  |  |  | 3.3 | 37.94 |  |  |  |  | -7.8 | 17.96
2003-12-21 | 4:00 | -3.3 | 26.06 | SUNDAY | #N/A | 1977-12-21 | 4:00 | 5.6 | 42.08 |  |  | 2000-12-21 | 4:00 | -6 | 21.2 |  |  | 1997-12-21 | 4:00 | 1.1 | 33.98 | [5 empty] | 1 | 33.8 |  |  |  | -17 | 1.4 |  |  |  |  | 2.2 | 35.96 |  |  |  |  | 1.1 | 33.98 | [5 empty] | 1.1 | 33.98 |  |  |  | 1.7 | 35.06 |  |  |  |  | 2.8 | 37.04 |  |  |  |  | -6.1 | 21.02
2003-12-21 | 5:00 | -3.3 | 26.06 | SUNDAY | #N/A | 1977-12-21 | 5:00 | 5.6 | 42.08 |  |  | 2000-12-21 | 5:00 | -7 | 19.4 |  |  | 1997-12-21 | 5:00 | 0 | 32 | [5 empty] | 0 | 32 |  |  |  | -16 | 3.2 |  |  |  |  | 1.7 | 35.06 |  |  |  |  | 1.3 | 34.34 | [5 empty] | 1.1 | 33.98 |  |  |  | 1.1 | 33.98 |  |  |  |  | 2.8 | 37.04 |  |  |  |  | -5.6 | 21.92
2003-12-21 | 6:00 | -2.8 | 26.96 | SUNDAY | #N/A | 1977-12-21 | 6:00 | 5.6 | 42.08 |  |  | 2000-12-21 | 6:00 | -6 | 21.2 |  |  | 1997-12-21 | 6:00 | 0 | 32 | [5 empty] | -0.1 | 31.82 |  |  |  | -16 | 3.2 |  |  |  |  | 2.2 | 35.96 |  |  |  |  | 1.5 | 34.7 | [5 empty] | 1.1 | 33.98 |  |  |  | 1.1 | 33.98 |  |  |  |  | 2.8 | 37.04 |  |  |  |  | -1.7 | 28.94
2003-12-21 | 7:00 | -2.2 | 28.04 | SUNDAY | #N/A | 1977-12-21 | 7:00 | 6.7 | 44.06 |  |  | 2000-12-21 | 7:00 | -6 | 21.2 |  |  | 1997-12-21 | 7:00 | -0.6 | 30.92 | [5 empty] | 0 | 32 |  |  |  | -16 | 3.2 |  |  |  |  | 2.2 | 35.96 |  |  |  |  | 1.7 | 35.06 | [5 empty] | 1.1 | 33.98 |  |  |  | 0.6 | 33.08 |  |  |  |  | 2.2 | 35.96 |  |  |  |  | 0.6 | 33.08
2003-12-21 | 8:00 | -1.7 | 28.94 | SUNDAY | #N/A | 1977-12-21 | 8:00 | 8.9 | 48.02 |  |  | 2000-12-21 | 8:00 | -6 | 21.2 |  |  | 1997-12-21 | 8:00 | -0.6 | 30.92 | [5 empty] | 0 | 32 |  |  |  | -16 | 3.2 |  |  |  |  | 2.2 | 35.96 |  |  |  |  | 2.1 | 35.78 | [5 empty] | 0.9 | 33.62 |  |  |  | 0.6 | 33.08 |  |  |  |  | 1.7 | 35.06 |  |  |  |  | 2.2 | 35.96
2003-12-21 | 9:00 | -0.6 | 30.92 | SUNDAY | #N/A | 1977-12-21 | 9:00 | 8.9 | 48.02 |  |  | 2000-12-21 | 9:00 | -4 | 24.8 |  |  | 1997-12-21 | 9:00 | 0 | 32 | [5 empty] | 0 | 32 |  |  |  | -13 | 8.6 |  |  |  |  | 1.7 | 35.06 |  |  |  |  | 2.4 | 36.32 | [5 empty] | 0.8 | 33.44 |  |  |  | 0.6 | 33.08 |  |  |  |  | 1.7 | 35.06 |  |  |  |  | 1.7 | 35.06
2003-12-21 | 10:00 | -0.6 | 30.92 | SUNDAY | #N/A | 1977-12-21 | 10:00 | 9.4 | 48.92 |  |  | 2000-12-21 | 10:00 | -2 | 28.4 |  |  | 1997-12-21 | 10:00 | 0.6 | 33.08 | [5 empty] | 1 | 33.8 |  |  |  | -10 | 14 |  |  |  |  | 1.7 | 35.06 |  |  |  |  | 2.8 | 37.04 | [5 empty] | 0.6 | 33.08 |  |  |  | 0.6 | 33.08 |  |  |  |  | 1.7 | 35.06 |  |  |  |  | 1.1 | 33.98
2003-12-21 | 11:00 | 1.1 | 33.98 | SUNDAY | #N/A | 1977-12-21 | 11:00 | 7.2 | 44.96 |  |  | 2000-12-21 | 11:00 | -2 | 28.4 |  |  | 1997-12-21 | 11:00 | 1.7 | 35.06 | [5 empty] | 1 | 33.8 |  |  |  | -8 | 17.6 |  |  |  |  | 0.6 | 33.08 |  |  |  |  | 3.3 | 37.94 | [5 empty] | 0.8 | 33.44 |  |  |  | 0.6 | 33.08 |  |  |  |  | 1.7 | 35.06 |  |  |  |  | 0.6 | 33.08
2003-12-21 | 12:00 | 1.7 | 35.06 | SUNDAY | #N/A | 1977-12-21 | 12:00 | 7.8 | 46.04 |  |  | 2000-12-21 | 12:00 | -1 | 30.2 |  |  | 1997-12-21 | 12:00 | 2.2 | 35.96 | [5 empty] | 2 | 35.6 |  |  |  | -6 | 21.2 |  |  |  |  | 0 | 32 |  |  |  |  | 3.9 | 39.02 | [5 empty] | 0.9 | 33.62 |  |  |  | 0.6 | 33.08 |  |  |  |  | 1.1 | 33.98 |  |  |  |  | -4.4 | 24.08
2003-12-21 | 13:00 | 2.2 | 35.96 | SUNDAY | #N/A | 1977-12-21 | 13:00 | 12.2 | 53.96 |  |  | 2000-12-21 | 13:00 | -1 | 30.2 |  |  | 1997-12-21 | 13:00 | 2.8 | 37.04 | [5 empty] | 3 | 37.4 |  |  |  | -4 | 24.8 |  |  |  |  | 0 | 32 |  |  |  |  | 4.4 | 39.92 | [5 empty] | 1.1 | 33.98 |  |  |  | 0.6 | 33.08 |  |  |  |  | 1.1 | 33.98 |  |  |  |  | -6.1 | 21.02
2003-12-21 | 14:00 | 3.3 | 37.94 | SUNDAY | #N/A | 1977-12-21 | 14:00 | 12.2 | 53.96 |  |  | 2000-12-21 | 14:00 | -1 | 30.2 |  |  | 1997-12-21 | 14:00 | 3.3 | 37.94 | [5 empty] | 3 | 37.4 |  |  |  | -3 | 26.6 |  |  |  |  | -1.1 | 30.02 |  |  |  |  | 2.9 | 37.22 | [5 empty] | 1.1 | 33.98 |  |  |  | 0.6 | 33.08 |  |  |  |  | 1.1 | 33.98 |  |  |  |  | -5.6 | 21.92
2003-12-21 | 15:00 | 3.9 | 39.02 | SUNDAY | #N/A | 1977-12-21 | 15:00 | 11.7 | 53.06 |  |  | 2000-12-21 | 15:00 | 0 | 32 |  |  | 1997-12-21 | 15:00 | 3.3 | 37.94 | [5 empty] | 2 | 35.6 |  |  |  | -2 | 28.4 |  |  |  |  | -1.7 | 28.94 |  |  |  |  | 1.5 | 34.7 | [5 empty] | 1.1 | 33.98 |  |  |  | 0.6 | 33.08 |  |  |  |  | 1.1 | 33.98 |  |  |  |  | -6.1 | 21.02
2003-12-21 | 16:00 | 3.9 | 39.02 | SUNDAY | #N/A | 1977-12-21 | 16:00 | 11.1 | 51.98 |  |  | 2000-12-21 | 16:00 | -1 | 30.2 |  |  | 1997-12-21 | 16:00 | 2.8 | 37.04 | [5 empty] | 2 | 35.6 |  |  |  | -2 | 28.4 |  |  |  |  | -1.7 | 28.94 |  |  |  |  | 0 | 32 | [5 empty] | 1.1 | 33.98 |  |  |  | 0.6 | 33.08 |  |  |  |  | 1.1 | 33.98 |  |  |  |  | -6.1 | 21.02
2003-12-21 | 17:00 | 3.3 | 37.94 | SUNDAY | #N/A | 1977-12-21 | 17:00 | 9.4 | 48.92 |  |  | 2000-12-21 | 17:00 | -2 | 28.4 |  |  | 1997-12-21 | 17:00 | 1.7 | 35.06 | [5 empty] | 0 | 32 |  |  |  | -2 | 28.4 |  |  |  |  | -1.7 | 28.94 |  |  |  |  | -0.6 | 30.92 | [5 empty] | 1.1 | 33.98 |  |  |  | 0.6 | 33.08 |  |  |  |  | 1.1 | 33.98 |  |  |  |  | -6.7 | 19.94
2003-12-21 | 18:00 | 3.3 | 37.94 | SUNDAY | #N/A | 1977-12-21 | 18:00 | 7.8 | 46.04 |  |  | 2000-12-21 | 18:00 | -2 | 28.4 |  |  | 1997-12-21 | 18:00 | 1.7 | 35.06 | [5 empty] | -1 | 30.2 |  |  |  | -4 | 24.8 |  |  |  |  | -1.7 | 28.94 |  |  |  |  | -1.1 | 30.02 | [5 empty] | 1.1 | 33.98 |  |  |  | 0 | 32 |  |  |  |  | 0.6 | 33.08 |  |  |  |  | -7.2 | 19.04
2003-12-21 | 19:00 | 3.3 | 37.94 | SUNDAY | #N/A | 1977-12-21 | 19:00 | 6.7 | 44.06 |  |  | 2000-12-21 | 19:00 | -2 | 28.4 |  |  | 1997-12-21 | 19:00 | -0.6 | 30.92 | [5 empty] | -1 | 30.2 |  |  |  | -6 | 21.2 |  |  |  |  | -2.2 | 28.04 |  |  |  |  | -1.7 | 28.94 | [5 empty] | 1.1 | 33.98 |  |  |  | -0.6 | 30.92 |  |  |  |  | 0.6 | 33.08 |  |  |  |  | -7.2 | 19.04
2003-12-21 | 20:00 | 3.3 | 37.94 | SUNDAY | #N/A | 1977-12-21 | 20:00 | 6.1 | 42.98 |  |  | 2000-12-21 | 20:00 | -3 | 26.6 |  |  | 1997-12-21 | 20:00 | 0 | 32 | [5 empty] | -1 | 30.2 |  |  |  | -7 | 19.4 |  |  |  |  | -2.8 | 26.96 |  |  |  |  | -2.4 | 27.68 | [5 empty] | 0.9 | 33.62 |  |  |  | -1.1 | 30.02 |  |  |  |  | 0.6 | 33.08 |  |  |  |  | -7.8 | 17.96
2003-12-21 | 21:00 | 3.3 | 37.94 | SUNDAY | #N/A | 1977-12-21 | 21:00 | 6.1 | 42.98 |  |  | 2000-12-21 | 21:00 | -1 | 30.2 |  |  | 1997-12-21 | 21:00 | -1.1 | 30.02 | [5 empty] | -1 | 30.2 |  |  |  | -8 | 17.6 |  |  |  |  | -3.3 | 26.06 |  |  |  |  | -3.2 | 26.24 | [5 empty] | 0.8 | 33.44 |  |  |  | -1.1 | 30.02 |  |  |  |  | 0 | 32 |  |  |  |  | -8.3 | 17.06
2003-12-21 | 22:00 | 3.3 | 37.94 | SUNDAY | #N/A | 1977-12-21 | 22:00 | 4.4 | 39.92 |  |  | 2000-12-21 | 22:00 | -1 | 30.2 |  |  | 1997-12-21 | 22:00 | -1.7 | 28.94 | [5 empty] | -2 | 28.4 |  |  |  | -9 | 15.8 |  |  |  |  | -2.8 | 26.96 |  |  |  |  | -3.9 | 24.98 | [5 empty] | 0.6 | 33.08 |  |  |  | -1.7 | 28.94 |  |  |  |  | 0 | 32 |  |  |  |  | -8.3 | 17.06
2003-12-21 | 23:00 | 3.3 | 37.94 | SUNDAY | #N/A | 1977-12-21 | 23:00 | 4.4 | 39.92 |  |  | 2000-12-21 | 23:00 | -1 | 30.2 |  |  | 1997-12-21 | 23:00 | -1.7 | 28.94 | [5 empty] | -3 | 26.6 |  |  |  | -9 | 15.8 |  |  |  |  | -3.3 | 26.06 |  |  |  |  | -3.9 | 24.98 | [5 empty] | 0.2 | 32.36 |  |  |  | -2.2 | 28.04 |  |  |  |  | -0.6 | 30.92 |  |  |  |  | -8.9 | 15.98
2003-12-21 | 24:00 | 3.3 | 37.94 | SUNDAY | #N/A | 1977-12-21 | 24:00 | 4.4 | 39.92 |  |  | 2000-12-21 | 24:00 | -1 | 30.2 |  |  | 1997-12-21 | 24:00 | -3.3 | 26.06 | [5 empty] | -3 | 26.6 |  |  |  | -10 | 14 |  |  |  |  | -3.3 | 26.06 |  |  |  |  | -3.9 | 24.98 | [5 empty] | -0.2 | 31.64 |  |  |  | -2.2 | 28.04 |  |  |  |  | -1.1 | 30.02 |  |  |  |  | -9.4 | 15.08
2003-12-22 | 1:00 | 3.9 | 39.02 | WEEKDAY | #N/A | 1977-12-22 | 1:00 | 3.9 | 39.02 |  |  | 2000-12-22 | 1:00 | -2 | 28.4 |  |  | 1997-12-22 | 1:00 | -3.3 | 26.06 | [5 empty] | -6 | 21.2 |  |  |  | -11 | 12.2 |  |  |  |  | -3.9 | 24.98 |  |  |  |  | -3.9 | 24.98 | [5 empty] | -0.6 | 30.92 |  |  |  | -2.2 | 28.04 |  |  |  |  | -1.1 | 30.02 |  |  |  |  | -9.4 | 15.08
2003-12-22 | 2:00 | 3.3 | 37.94 | WEEKDAY | #N/A | 1977-12-22 | 2:00 | 3.3 | 37.94 |  |  | 2000-12-22 | 2:00 | -1 | 30.2 |  |  | 1997-12-22 | 2:00 | -2.8 | 26.96 | [5 empty] | -4 | 24.8 |  |  |  | -10 | 14 |  |  |  |  | -3.9 | 24.98 |  |  |  |  | -3.9 | 24.98 | [5 empty] | -1 | 30.2 |  |  |  | -2.8 | 26.96 |  |  |  |  | -1.1 | 30.02 |  |  |  |  | -9.4 | 15.08
2003-12-22 | 3:00 | 3.9 | 39.02 | WEEKDAY | #N/A | 1977-12-22 | 3:00 | 2.8 | 37.04 |  |  | 2000-12-22 | 3:00 | -1 | 30.2 |  |  | 1997-12-22 | 3:00 | -2.8 | 26.96 | [5 empty] | -5 | 23 |  |  |  | -10 | 14 |  |  |  |  | -3.9 | 24.98 |  |  |  |  | -3.9 | 24.98 | [5 empty] | -1.3 | 29.66 |  |  |  | -3.3 | 26.06 |  |  |  |  | -1.7 | 28.94 |  |  |  |  | -10 | 14
2003-12-22 | 4:00 | 3.3 | 37.94 | WEEKDAY | #N/A | 1977-12-22 | 4:00 | 2.2 | 35.96 |  |  | 2000-12-22 | 4:00 | -1 | 30.2 |  |  | 1997-12-22 | 4:00 | -3.3 | 26.06 | [5 empty] | -5 | 23 |  |  |  | -9 | 15.8 |  |  |  |  | -3.9 | 24.98 |  |  |  |  | -3.9 | 24.98 | [5 empty] | -1.7 | 28.94 |  |  |  | -3.3 | 26.06 |  |  |  |  | -1.7 | 28.94 |  |  |  |  | -10.6 | 12.92
2003-12-22 | 5:00 | 3.3 | 37.94 | WEEKDAY | #N/A | 1977-12-22 | 5:00 | 1.7 | 35.06 |  |  | 2000-12-22 | 5:00 | -2 | 28.4 |  |  | 1997-12-22 | 5:00 | -3.9 | 24.98 | [5 empty] | -5 | 23 |  |  |  | -10 | 14 |  |  |  |  | -3.3 | 26.06 |  |  |  |  | -4.1 | 24.62 | [5 empty] | -2.1 | 28.22 |  |  |  | -3.9 | 24.98 |  |  |  |  | -1.7 | 28.94 |  |  |  |  | -13.9 | 6.98
2003-12-22 | 6:00 | 2.8 | 37.04 | WEEKDAY | #N/A | 1977-12-22 | 6:00 | 1.1 | 33.98 |  |  | 2000-12-22 | 6:00 | -2 | 28.4 |  |  | 1997-12-22 | 6:00 | -3.9 | 24.98 | [5 empty] | -7 | 19.4 |  |  |  | -9 | 15.8 |  |  |  |  | -3.3 | 26.06 |  |  |  |  | -4.2 | 24.44 | [5 empty] | -2.4 | 27.68 |  |  |  | -4.4 | 24.08 |  |  |  |  | -2.2 | 28.04 |  |  |  |  | -15.6 | 3.92
2003-12-22 | 7:00 | 2.8 | 37.04 | WEEKDAY | #N/A | 1977-12-22 | 7:00 | 1.1 | 33.98 |  |  | 2000-12-22 | 7:00 | -2 | 28.4 |  |  | 1997-12-22 | 7:00 | -5 | 23 | [5 empty] | -4 | 24.8 |  |  |  | -9 | 15.8 |  |  |  |  | -3.3 | 26.06 |  |  |  |  | -4.4 | 24.08 | [5 empty] | -2.8 | 26.96 |  |  |  | -4.4 | 24.08 |  |  |  |  | -2.2 | 28.04 |  |  |  |  | -15.6 | 3.92
2003-12-22 | 8:00 | 2.8 | 37.04 | WEEKDAY | #N/A | 1977-12-22 | 8:00 | 0.6 | 33.08 |  |  | 2000-12-22 | 8:00 | -3 | 26.6 |  |  | 1997-12-22 | 8:00 | -4.4 | 24.08 | [5 empty] | -5 | 23 |  |  |  | -9 | 15.8 |  |  |  |  | -3.3 | 26.06 |  |  |  |  | -3.5 | 25.7 | [5 empty] | -2.2 | 28.04 |  |  |  | -4.4 | 24.08 |  |  |  |  | -2.2 | 28.04 |  |  |  |  | -18.3 | -0.94
2003-12-22 | 9:00 | 4.4 | 39.92 | WEEKDAY | #N/A | 1977-12-22 | 9:00 | 1.1 | 33.98 |  |  | 2000-12-22 | 9:00 | -2 | 28.4 |  |  | 1997-12-22 | 9:00 | -2.8 | 26.96 | [5 empty] | -2 | 28.4 |  |  |  | -6 | 21.2 |  |  |  |  | -2.8 | 26.96 |  |  |  |  | -2.6 | 27.32 | [5 empty] | -1.7 | 28.94 |  |  |  | -3.3 | 26.06 |  |  |  |  | -2.2 | 28.04 |  |  |  |  | -13.9 | 6.98
2003-12-22 | 10:00 | 5 | 41 | WEEKDAY | #N/A | 1977-12-22 | 10:00 | 1.7 | 35.06 |  |  | 2000-12-22 | 10:00 | -1 | 30.2 |  |  | 1997-12-22 | 10:00 | -2.2 | 28.04 | [5 empty] | -1 | 30.2 |  |  |  | -2 | 28.4 |  |  |  |  | -2.8 | 26.96 |  |  |  |  | -1.7 | 28.94 | [5 empty] | -1.1 | 30.02 |  |  |  | -2.2 | 28.04 |  |  |  |  | -2.2 | 28.04 |  |  |  |  | -11.7 | 10.94
2003-12-22 | 11:00 | 7.2 | 44.96 | WEEKDAY | #N/A | 1977-12-22 | 11:00 | 2.2 | 35.96 |  |  | 2000-12-22 | 11:00 | -1 | 30.2 |  |  | 1997-12-22 | 11:00 | -1.1 | 30.02 | [5 empty] | 1 | 33.8 |  |  |  | 2 | 35.6 |  |  |  |  | -2.2 | 28.04 |  |  |  |  | -0.9 | 30.38 | [5 empty] | -0.7 | 30.74 |  |  |  | -1.1 | 30.02 |  |  |  |  | -1.7 | 28.94 |  |  |  |  | -9.4 | 15.08
2003-12-22 | 12:00 | 7.2 | 44.96 | WEEKDAY | #N/A | 1977-12-22 | 12:00 | 2.8 | 37.04 |  |  | 2000-12-22 | 12:00 | -1 | 30.2 |  |  | 1997-12-22 | 12:00 | 0.6 | 33.08 | [5 empty] | 1 | 33.8 |  |  |  | 3 | 37.4 |  |  |  |  | -2.2 | 28.04 |  |  |  |  | -0.2 | 31.64 | [5 empty] | -0.4 | 31.28 |  |  |  | -1.1 | 30.02 |  |  |  |  | -1.1 | 30.02 |  |  |  |  | -6.7 | 19.94
2003-12-22 | 13:00 | 8.3 | 46.94 | WEEKDAY | #N/A | 1977-12-22 | 13:00 | 3.3 | 37.94 |  |  | 2000-12-22 | 13:00 | -0.6 | 30.92 |  |  | 1997-12-22 | 13:00 | 0.6 | 33.08 | [5 empty] | 2 | 35.6 |  |  |  | 4 | 39.2 |  |  |  |  | -1.7 | 28.94 |  |  |  |  | 0.6 | 33.08 | [5 empty] | 0 | 32 |  |  |  | -1.1 | 30.02 |  |  |  |  | -0.6 | 30.92 |  |  |  |  | -5.6 | 21.92
2003-12-22 | 14:00 | 9.4 | 48.92 | WEEKDAY | #N/A | 1977-12-22 | 14:00 | 3.3 | 37.94 |  |  | 2000-12-22 | 14:00 | 0 | 32 |  |  | 1997-12-22 | 14:00 | 1.1 | 33.98 | [5 empty] | 2 | 35.6 |  |  |  | 8 | 46.4 |  |  |  |  | -1.7 | 28.94 |  |  |  |  | 0.8 | 33.44 | [5 empty] | 0.2 | 32.36 |  |  |  | 0.6 | 33.08 |  |  |  |  | -0.6 | 30.92 |  |  |  |  | -5 | 23
2003-12-22 | 15:00 | 10 | 50 | WEEKDAY | #N/A | 1977-12-22 | 15:00 | 3.3 | 37.94 |  |  | 2000-12-22 | 15:00 | -2 | 28.4 |  |  | 1997-12-22 | 15:00 | 1.7 | 35.06 | [5 empty] | 3 | 37.4 |  |  |  | 7 | 44.6 |  |  |  |  | -1.7 | 28.94 |  |  |  |  | 0.9 | 33.62 | [5 empty] | 0.4 | 32.72 |  |  |  | 0.6 | 33.08 |  |  |  |  | -0.6 | 30.92 |  |  |  |  | -5 | 23
2003-12-22 | 16:00 | 10 | 50 | WEEKDAY | #N/A | 1977-12-22 | 16:00 | 2.8 | 37.04 |  |  | 2000-12-22 | 16:00 | -1 | 30.2 |  |  | 1997-12-22 | 16:00 | 1.7 | 35.06 | [5 empty] | 2 | 35.6 |  |  |  | 6 | 42.8 |  |  |  |  | -1.1 | 30.02 |  |  |  |  | 1.1 | 33.98 | [5 empty] | 0.6 | 33.08 |  |  |  | 0 | 32 |  |  |  |  | -0.6 | 30.92 |  |  |  |  | -5.6 | 21.92
2003-12-22 | 17:00 | 10 | 50 | WEEKDAY | #N/A | 1977-12-22 | 17:00 | 2.8 | 37.04 |  |  | 2000-12-22 | 17:00 | -1 | 30.2 |  |  | 1997-12-22 | 17:00 | 2.2 | 35.96 | [5 empty] | 2 | 35.6 |  |  |  | 3 | 37.4 |  |  |  |  | -1.7 | 28.94 |  |  |  |  | 0.5 | 32.9 | [5 empty] | 0.4 | 32.72 |  |  |  | -0.6 | 30.92 |  |  |  |  | 0 | 32 |  |  |  |  | -6.1 | 21.02
2003-12-22 | 18:00 | 10 | 50 | WEEKDAY | #N/A | 1977-12-22 | 18:00 | 1.7 | 35.06 |  |  | 2000-12-22 | 18:00 | -2 | 28.4 |  |  | 1997-12-22 | 18:00 | 2.2 | 35.96 | [5 empty] | 2 | 35.6 |  |  |  | -1 | 30.2 |  |  |  |  | -1.7 | 28.94 |  |  |  |  | 0 | 32 | [5 empty] | 0.2 | 32.36 |  |  |  | -1.1 | 30.02 |  |  |  |  | 0 | 32 |  |  |  |  | -6.7 | 19.94
2003-12-22 | 19:00 | 9.4 | 48.92 | WEEKDAY | #N/A | 1977-12-22 | 19:00 | 1.7 | 35.06 |  |  | 2000-12-22 | 19:00 | -2 | 28.4 |  |  | 1997-12-22 | 19:00 | 2.2 | 35.96 | [5 empty] | 2 | 35.6 |  |  |  | -1 | 30.2 |  |  |  |  | -1.7 | 28.94 |  |  |  |  | -0.6 | 30.92 | [5 empty] | 0 | 32 |  |  |  | -1.1 | 30.02 |  |  |  |  | -0.6 | 30.92 |  |  |  |  | -6.7 | 19.94
2003-12-22 | 20:00 | 9.4 | 48.92 | WEEKDAY | #N/A | 1977-12-22 | 20:00 | 1.1 | 33.98 |  |  | 2000-12-22 | 20:00 | -3 | 26.6 |  |  | 1997-12-22 | 20:00 | 2 | 35.6 | [5 empty] | 2 | 35.6 |  |  |  | -2 | 28.4 |  |  |  |  | -1.7 | 28.94 |  |  |  |  | -1.1 | 30.02 | [5 empty] | 0 | 32 |  |  |  | -1.7 | 28.94 |  |  |  |  | 0 | 32 |  |  |  |  | -5 | 23
2003-12-22 | 21:00 | 9.4 | 48.92 | WEEKDAY | #N/A | 1977-12-22 | 21:00 | 1.1 | 33.98 |  |  | 2000-12-22 | 21:00 | -4 | 24.8 |  |  | 1997-12-22 | 21:00 | 1.7 | 35.06 | [5 empty] | 2 | 35.6 |  |  |  | -2 | 28.4 |  |  |  |  | -1.1 | 30.02 |  |  |  |  | -1.7 | 28.94 | [5 empty] | 0 | 32 |  |  |  | -1.7 | 28.94 |  |  |  |  | 0 | 32 |  |  |  |  | -1.7 | 28.94
2003-12-22 | 22:00 | 8.9 | 48.02 | WEEKDAY | #N/A | 1977-12-22 | 22:00 | 1.1 | 33.98 |  |  | 2000-12-22 | 22:00 | -7 | 19.4 |  |  | 1997-12-22 | 22:00 | 2.2 | 35.96 | [5 empty] | 2 | 35.6 |  |  |  | -3 | 26.6 |  |  |  |  | -1.1 | 30.02 |  |  |  |  | -2.2 | 28.04 | [5 empty] | 0 | 32 |  |  |  | -2.2 | 28.04 |  |  |  |  | -1.1 | 30.02 |  |  |  |  | 0.6 | 33.08
2003-12-22 | 23:00 | 8.9 | 48.02 | WEEKDAY | #N/A | 1977-12-22 | 23:00 | 1.1 | 33.98 |  |  | 2000-12-22 | 23:00 | -8 | 17.6 |  |  | 1997-12-22 | 23:00 | 2.2 | 35.96 | [5 empty] | 3 | 37.4 |  |  |  | -3 | 26.6 |  |  |  |  | -1.7 | 28.94 |  |  |  |  | -2 | 28.4 | [5 empty] | -0.7 | 30.74 |  |  |  | -3.9 | 24.98 |  |  |  |  | -1.7 | 28.94 |  |  |  |  | 1.1 | 33.98
2003-12-22 | 24:00 | 8.9 | 48.02 | WEEKDAY | #N/A | 1977-12-22 | 24:00 | 1.1 | 33.98 |  |  | 2000-12-22 | 24:00 | -9 | 15.8 |  |  | 1997-12-22 | 24:00 | 2.8 | 37.04 | [5 empty] | 3 | 37.4 |  |  |  | -1 | 30.2 |  |  |  |  | -1.1 | 30.02 |  |  |  |  | -1.9 | 28.58 | [5 empty] | -1.5 | 29.3 |  |  |  | -3.3 | 26.06 |  |  |  |  | -3.3 | 26.06 |  |  |  |  | 1.1 | 33.98
2003-12-23 | 1:00 | 8.3 | 46.94 | WEEKDAY | #N/A | 1977-12-23 | 1:00 | 1.1 | 33.98 |  |  | 2000-12-23 | 1:00 | -9 | 15.8 |  |  | 1997-12-23 | 1:00 | 3.9 | 39.02 | [5 empty] | 3 | 37.4 |  |  |  | -1 | 30.2 |  |  |  |  | -1.1 | 30.02 |  |  |  |  | -1.7 | 28.94 | [5 empty] | -2.2 | 28.04 |  |  |  | -2.8 | 26.96 |  |  |  |  | -2.2 | 28.04 |  |  |  |  | 1.7 | 35.06
2003-12-23 | 2:00 | 8.3 | 46.94 | WEEKDAY | #N/A | 1977-12-23 | 2:00 | 0.6 | 33.08 |  |  | 2000-12-23 | 2:00 | -10 | 14 |  |  | 1997-12-23 | 2:00 | 3.9 | 39.02 | [5 empty] | 4 | 39.2 |  |  |  | 0 | 32 |  |  |  |  | -1.1 | 30.02 |  |  |  |  | -1.5 | 29.3 | [5 empty] | -2.2 | 28.04 |  |  |  | -2.8 | 26.96 |  |  |  |  | -1.7 | 28.94 |  |  |  |  | 1.7 | 35.06
2003-12-23 | 3:00 | 8.3 | 46.94 | WEEKDAY | #N/A | 1977-12-23 | 3:00 | 0.6 | 33.08 |  |  | 2000-12-23 | 3:00 | -10 | 14 |  |  | 1997-12-23 | 3:00 | 3.9 | 39.02 | [5 empty] | 4 | 39.2 |  |  |  | 0 | 32 |  |  |  |  | -0.6 | 30.92 |  |  |  |  | -1.3 | 29.66 | [5 empty] | -2.2 | 28.04 |  |  |  | -1.7 | 28.94 |  |  |  |  | -0.6 | 30.92 |  |  |  |  | 1.7 | 35.06
2003-12-23 | 4:00 | 8.3 | 46.94 | WEEKDAY | #N/A | 1977-12-23 | 4:00 | 0 | 32 |  |  | 2000-12-23 | 4:00 | -10.5 | 13.1 |  |  | 1997-12-23 | 4:00 | 3.9 | 39.02 | [5 empty] | 4 | 39.2 |  |  |  | 1 | 33.8 |  |  |  |  | -0.6 | 30.92 |  |  |  |  | -1.1 | 30.02 | [5 empty] | -2.2 | 28.04 |  |  |  | -1.7 | 28.94 |  |  |  |  | -0.6 | 30.92 |  |  |  |  | 1.7 | 35.06
2003-12-23 | 5:00 | 8.3 | 46.94 | WEEKDAY | #N/A | 1977-12-23 | 5:00 | 0 | 32 |  |  | 2000-12-23 | 5:00 | -11 | 12.2 |  |  | 1997-12-23 | 5:00 | 2.8 | 37.04 | [5 empty] | 4 | 39.2 |  |  |  | 2 | 35.6 |  |  |  |  | 0 | 32 |  |  |  |  | -0.9 | 30.38 | [5 empty] | -1.7 | 28.94 |  |  |  | -1.7 | 28.94 |  |  |  |  | -0.6 | 30.92 |  |  |  |  | 1.7 | 35.06
2003-12-23 | 6:00 | 8.9 | 48.02 | WEEKDAY | #N/A | 1977-12-23 | 6:00 | 0.6 | 33.08 |  |  | 2000-12-23 | 6:00 | -10 | 14 |  |  | 1997-12-23 | 6:00 | 3.3 | 37.94 | [5 empty] | 4 | 39.2 |  |  |  | 9 | 48.2 |  |  |  |  | -1.1 | 30.02 |  |  |  |  | -0.8 | 30.56 | [5 empty] | -1.1 | 30.02 |  |  |  | -1.1 | 30.02 |  |  |  |  | 0 | 32 |  |  |  |  | 1.1 | 33.98
2003-12-23 | 7:00 | 7.8 | 46.04 | WEEKDAY | #N/A | 1977-12-23 | 7:00 | 0.6 | 33.08 |  |  | 2000-12-23 | 7:00 | -10 | 14 |  |  | 1997-12-23 | 7:00 | 2.2 | 35.96 | [5 empty] | 5 | 41 |  |  |  | 10 | 50 |  |  |  |  | -1.7 | 28.94 |  |  |  |  | -0.6 | 30.92 | [5 empty] | -0.6 | 30.92 |  |  |  | 0 | 32 |  |  |  |  | 0 | 32 |  |  |  |  | 1.1 | 33.98
2003-12-23 | 8:00 | 7.8 | 46.04 | WEEKDAY | #N/A | 1977-12-23 | 8:00 | 1.1 | 33.98 |  |  | 2000-12-23 | 8:00 | -10 | 14 |  |  | 1997-12-23 | 8:00 | 2.2 | 35.96 | [5 empty] | 3 | 37.4 |  |  |  | 11 | 51.8 |  |  |  |  | -2.2 | 28.04 |  |  |  |  | 0.2 | 32.36 | [5 empty] | 0.3 | 32.54 |  |  |  | 0.6 | 33.08 |  |  |  |  | 0.6 | 33.08 |  |  |  |  | 0.6 | 33.08
2003-12-23 | 9:00 | 8.3 | 46.94 | WEEKDAY | #N/A | 1977-12-23 | 9:00 | 2.2 | 35.96 |  |  | 2000-12-23 | 9:00 | -9 | 15.8 |  |  | 1997-12-23 | 9:00 | 2.8 | 37.04 | [5 empty] | 2 | 35.6 |  |  |  | 12 | 53.6 |  |  |  |  | -1.7 | 28.94 |  |  |  |  | 0.9 | 33.62 | [5 empty] | 1.3 | 34.34 |  |  |  | 0.6 | 33.08 |  |  |  |  | 1.7 | 35.06 |  |  |  |  | 0 | 32
2003-12-23 | 10:00 | 9.4 | 48.92 | WEEKDAY | #N/A | 1977-12-23 | 10:00 | 3.3 | 37.94 |  |  | 2000-12-23 | 10:00 | -8 | 17.6 |  |  | 1997-12-23 | 10:00 | 3.3 | 37.94 | [5 empty] | 3 | 37.4 |  |  |  | 13 | 55.4 |  |  |  |  | -1.1 | 30.02 |  |  |  |  | 1.7 | 35.06 | [5 empty] | 2.2 | 35.96 |  |  |  | 1.1 | 33.98 |  |  |  |  | 1.7 | 35.06 |  |  |  |  | 0.6 | 33.08
2003-12-23 | 11:00 | 10.6 | 51.08 | WEEKDAY | #N/A | 1977-12-23 | 11:00 | 3.9 | 39.02 |  |  | 2000-12-23 | 11:00 | -6 | 21.2 |  |  | 1997-12-23 | 11:00 | 3.9 | 39.02 | [5 empty] | 3 | 37.4 |  |  |  | 13 | 55.4 |  |  |  |  | 0 | 32 |  |  |  |  | 3 | 37.4 | [5 empty] | 2.6 | 36.68 |  |  |  | 2.2 | 35.96 |  |  |  |  | 2.8 | 37.04 |  |  |  |  | 1.7 | 35.06
2003-12-23 | 12:00 | 10.6 | 51.08 | WEEKDAY | #N/A | 1977-12-23 | 12:00 | 5 | 41 |  |  | 2000-12-23 | 12:00 | -5 | 23 |  |  | 1997-12-23 | 12:00 | 3.9 | 39.02 | [5 empty] | 4 | 39.2 |  |  |  | 13 | 55.4 |  |  |  |  | 0 | 32 |  |  |  |  | 4.3 | 39.74 | [5 empty] | 2.9 | 37.22 |  |  |  | 2.8 | 37.04 |  |  |  |  | 3.3 | 37.94 |  |  |  |  | 2.2 | 35.96
2003-12-23 | 13:00 | 11.7 | 53.06 | WEEKDAY | #N/A | 1977-12-23 | 13:00 | 7.2 | 44.96 |  |  | 2000-12-23 | 13:00 | -4 | 24.8 |  |  | 1997-12-23 | 13:00 | 3.3 | 37.94 | [5 empty] | 5 | 41 |  |  |  | 13 | 55.4 |  |  |  |  | 0.6 | 33.08 |  |  |  |  | 5.6 | 42.08 | [5 empty] | 3.3 | 37.94 |  |  |  | 3.9 | 39.02 |  |  |  |  | 4.4 | 39.92 |  |  |  |  | 2.8 | 37.04
2003-12-23 | 14:00 | 11.7 | 53.06 | WEEKDAY | #N/A | 1977-12-23 | 14:00 | 7.8 | 46.04 |  |  | 2000-12-23 | 14:00 | -2 | 28.4 |  |  | 1997-12-23 | 14:00 | 3.3 | 37.94 | [5 empty] | 4 | 39.2 |  |  |  | 14 | 57.2 |  |  |  |  | 0.6 | 33.08 |  |  |  |  | 4.8 | 40.64 | [5 empty] | 3.7 | 38.66 |  |  |  | 4.4 | 39.92 |  |  |  |  | 5.6 | 42.08 |  |  |  |  | 2.8 | 37.04
2003-12-23 | 15:00 | 11.1 | 51.98 | WEEKDAY | #N/A | 1977-12-23 | 15:00 | 8.9 | 48.02 |  |  | 2000-12-23 | 15:00 | -3 | 26.6 |  |  | 1997-12-23 | 15:00 | 3.3 | 37.94 | [5 empty] | 3 | 37.4 |  |  |  | 16 | 60.8 |  |  |  |  | 0.6 | 33.08 |  |  |  |  | 4.1 | 39.38 | [5 empty] | 4 | 39.2 |  |  |  | 5 | 41 |  |  |  |  | 5 | 41 |  |  |  |  | 2.8 | 37.04
2003-12-23 | 16:00 | 10.6 | 51.08 | WEEKDAY | #N/A | 1977-12-23 | 16:00 | 8.9 | 48.02 |  |  | 2000-12-23 | 16:00 | -2 | 28.4 |  |  | 1997-12-23 | 16:00 | 3.3 | 37.94 | [5 empty] | 4 | 39.2 |  |  |  | 16 | 60.8 |  |  |  |  | 0.6 | 33.08 |  |  |  |  | 3.3 | 37.94 | [5 empty] | 4.4 | 39.92 |  |  |  | 4.4 | 39.92 |  |  |  |  | 5 | 41 |  |  |  |  | 1.7 | 35.06
2003-12-23 | 17:00 | 9.4 | 48.92 | WEEKDAY | #N/A | 1977-12-23 | 17:00 | 7.8 | 46.04 |  |  | 2000-12-23 | 17:00 | -3 | 26.6 |  |  | 1997-12-23 | 17:00 | 3.3 | 37.94 | [5 empty] | 4 | 39.2 |  |  |  | 14 | 57.2 |  |  |  |  | -0.6 | 30.92 |  |  |  |  | 2.6 | 36.68 | [5 empty] | 3.5 | 38.3 |  |  |  | 4.4 | 39.92 |  |  |  |  | 4.4 | 39.92 |  |  |  |  | 1.7 | 35.06
2003-12-23 | 18:00 | 9.4 | 48.92 | WEEKDAY | #N/A | 1977-12-23 | 18:00 | 6.7 | 44.06 |  |  | 2000-12-23 | 18:00 | -4 | 24.8 |  |  | 1997-12-23 | 18:00 | 3.9 | 39.02 | [5 empty] | 4 | 39.2 |  |  |  | 11 | 51.8 |  |  |  |  | -1.7 | 28.94 |  |  |  |  | 1.8 | 35.24 | [5 empty] | 2.6 | 36.68 |  |  |  | 3.9 | 39.02 |  |  |  |  | 2.8 | 37.04 |  |  |  |  | 1.1 | 33.98
2003-12-23 | 19:00 | 8.9 | 48.02 | WEEKDAY | #N/A | 1977-12-23 | 19:00 | 6.7 | 44.06 |  |  | 2000-12-23 | 19:00 | -4 | 24.8 |  |  | 1997-12-23 | 19:00 | 3.9 | 39.02 | [5 empty] | 3 | 37.4 |  |  |  | 11 | 51.8 |  |  |  |  | -1.7 | 28.94 |  |  |  |  | 1.1 | 33.98 | [5 empty] | 1.7 | 35.06 |  |  |  | 3.9 | 39.02 |  |  |  |  | 3.3 | 37.94 |  |  |  |  | 0.6 | 33.08
2003-12-23 | 20:00 | 8.9 | 48.02 | WEEKDAY | #N/A | 1977-12-23 | 20:00 | 6.1 | 42.98 |  |  | 2000-12-23 | 20:00 | -4 | 24.8 |  |  | 1997-12-23 | 20:00 | 3.3 | 37.94 | [5 empty] | 3 | 37.4 |  |  |  | 11 | 51.8 |  |  |  |  | -1.7 | 28.94 |  |  |  |  | 0 | 32 | [5 empty] | 2.1 | 35.78 |  |  |  | 3.9 | 39.02 |  |  |  |  | 3.9 | 39.02 |  |  |  |  | -1.1 | 30.02
2003-12-23 | 21:00 | 8.9 | 48.02 | WEEKDAY | #N/A | 1977-12-23 | 21:00 | 5.6 | 42.08 |  |  | 2000-12-23 | 21:00 | -4 | 24.8 |  |  | 1997-12-23 | 21:00 | 3.3 | 37.94 | [5 empty] | 2 | 35.6 |  |  |  | 10 | 50 |  |  |  |  | -1.7 | 28.94 |  |  |  |  | -1.1 | 30.02 | [5 empty] | 2.4 | 36.32 |  |  |  | 3.3 | 37.94 |  |  |  |  | 2.2 | 35.96 |  |  |  |  | -2.2 | 28.04
2003-12-23 | 22:00 | 8.9 | 48.02 | WEEKDAY | #N/A | 1977-12-23 | 22:00 | 5.6 | 42.08 |  |  | 2000-12-23 | 22:00 | -4 | 24.8 |  |  | 1997-12-23 | 22:00 | 3.9 | 39.02 | [5 empty] | 3 | 37.4 |  |  |  | 8 | 46.4 |  |  |  |  | -2.2 | 28.04 |  |  |  |  | -2.2 | 28.04 | [5 empty] | 2.8 | 37.04 |  |  |  | 2.2 | 35.96 |  |  |  |  | 2.2 | 35.96 |  |  |  |  | -3.3 | 26.06
2003-12-23 | 23:00 | 9.4 | 48.92 | WEEKDAY | #N/A | 1977-12-23 | 23:00 | 5 | 41 |  |  | 2000-12-23 | 23:00 | -5 | 23 |  |  | 1997-12-23 | 23:00 | 3.9 | 39.02 | [5 empty] | 3 | 37.4 |  |  |  | 5 | 41 |  |  |  |  | -1.7 | 28.94 |  |  |  |  | -2 | 28.4 | [5 empty] | 2.8 | 37.04 |  |  |  | 3.3 | 37.94 |  |  |  |  | 1.7 | 35.06 |  |  |  |  | -5 | 23
2003-12-23 | 24:00 | 10 | 50 | WEEKDAY | #N/A | 1977-12-23 | 24:00 | 5 | 41 |  |  | 2000-12-23 | 24:00 | -7 | 19.4 |  |  | 1997-12-23 | 24:00 | 3.9 | 39.02 | [5 empty] | 3 | 37.4 |  |  |  | 3 | 37.4 |  |  |  |  | -3.9 | 24.98 |  |  |  |  | -1.9 | 28.58 | [5 empty] | 2.8 | 37.04 |  |  |  | 3.3 | 37.94 |  |  |  |  | 1.7 | 35.06 |  |  |  |  | -7.2 | 19.04
2003-12-24 | 1:00 | 10 | 50 | WEEKDAY | #N/A | 1977-12-24 | 1:00 | 5 | 41 |  |  | 2000-12-24 | 1:00 | -6 | 21.2 |  |  | 1997-12-24 | 1:00 | 3.9 | 39.02 | [5 empty] | 3 | 37.4 |  |  |  | 2 | 35.6 |  |  |  |  | -4.4 | 24.08 |  |  |  |  | -1.7 | 28.94 | [5 empty] | 2.8 | 37.04 |  |  |  | 2.8 | 37.04 |  |  |  |  | 1.1 | 33.98 |  |  |  |  | -6.7 | 19.94
2003-12-24 | 2:00 | 10 | 50 | WEEKDAY | #N/A | 1977-12-24 | 2:00 | 5 | 41 |  |  | 2000-12-24 | 2:00 | -7 | 19.4 |  |  | 1997-12-24 | 2:00 | 2.8 | 37.04 | [5 empty] | 3 | 37.4 |  |  |  | 1 | 33.8 |  |  |  |  | -5 | 23 |  |  |  |  | -3.2 | 26.24 | [5 empty] | 2.2 | 35.96 |  |  |  | 2.8 | 37.04 |  |  |  |  | 0.6 | 33.08 |  |  |  |  | -6.7 | 19.94
2003-12-24 | 3:00 | 10 | 50 | WEEKDAY | #N/A | 1977-12-24 | 3:00 | 5 | 41 |  |  | 2000-12-24 | 3:00 | -6.6 | 20.12 |  |  | 1997-12-24 | 3:00 | 3.9 | 39.02 | [5 empty] | 3 | 37.4 |  |  |  | 0 | 32 |  |  |  |  | -5.6 | 21.92 |  |  |  |  | -4.6 | 23.72 | [5 empty] | 1.7 | 35.06 |  |  |  | 2.8 | 37.04 |  |  |  |  | 1.1 | 33.98 |  |  |  |  | -9.4 | 15.08
2003-12-24 | 4:00 | 11.1 | 51.98 | WEEKDAY | #N/A | 1977-12-24 | 4:00 | 5 | 41 |  |  | 2000-12-24 | 4:00 | -6 | 21.2 |  |  | 1997-12-24 | 4:00 | 3.3 | 37.94 | [5 empty] | 2 | 35.6 |  |  |  | -1 | 30.2 |  |  |  |  | -6.7 | 19.94 |  |  |  |  | -6.1 | 21.02 | [5 empty] | 1.1 | 33.98 |  |  |  | 2.2 | 35.96 |  |  |  |  | 1.7 | 35.06 |  |  |  |  | -10 | 14
2003-12-24 | 5:00 | 11.1 | 51.98 | WEEKDAY | #N/A | 1977-12-24 | 5:00 | 3.9 | 39.02 |  |  | 2000-12-24 | 5:00 | -7 | 19.4 |  |  | 1997-12-24 | 5:00 | 3.3 | 37.94 | [5 empty] | 1 | 33.8 |  |  |  | -1 | 30.2 |  |  |  |  | -6.7 | 19.94 |  |  |  |  | -6.7 | 19.94 | [5 empty] | 0.4 | 32.72 |  |  |  | 2.2 | 35.96 |  |  |  |  | 2.2 | 35.96 |  |  |  |  | -11.1 | 12.02
2003-12-24 | 6:00 | 11.7 | 53.06 | WEEKDAY | #N/A | 1977-12-24 | 6:00 | 3.9 | 39.02 |  |  | 2000-12-24 | 6:00 | -8 | 17.6 |  |  | 1997-12-24 | 6:00 | 3.3 | 37.94 | [5 empty] | 2 | 35.6 |  |  |  | -2 | 28.4 |  |  |  |  | -6.7 | 19.94 |  |  |  |  | -7.2 | 19.04 | [5 empty] | -0.4 | 31.28 |  |  |  | 2.2 | 35.96 |  |  |  |  | 2.2 | 35.96 |  |  |  |  | -11.1 | 12.02
2003-12-24 | 7:00 | 12.2 | 53.96 | WEEKDAY | #N/A | 1977-12-24 | 7:00 | 3.3 | 37.94 |  |  | 2000-12-24 | 7:00 | -8 | 17.6 |  |  | 1997-12-24 | 7:00 | 3.3 | 37.94 | [5 empty] | 2 | 35.6 |  |  |  | -2 | 28.4 |  |  |  |  | -7.2 | 19.04 |  |  |  |  | -7.8 | 17.96 | [5 empty] | -1.1 | 30.02 |  |  |  | 1.7 | 35.06 |  |  |  |  | 1.7 | 35.06 |  |  |  |  | -11.7 | 10.94
2003-12-24 | 8:00 | 13.3 | 55.94 | WEEKDAY | #N/A | 1977-12-24 | 8:00 | 2.2 | 35.96 |  |  | 2000-12-24 | 8:00 | -3 | 26.6 |  |  | 1997-12-24 | 8:00 | 2.2 | 35.96 | [5 empty] | 2 | 35.6 |  |  |  | -2 | 28.4 |  |  |  |  | -7.2 | 19.04 |  |  |  |  | -5.9 | 21.38 | [5 empty] | -0.5 | 31.1 |  |  |  | 1.7 | 35.06 |  |  |  |  | 1.7 | 35.06 |  |  |  |  | -12.2 | 10.04
2003-12-24 | 9:00 | 12.2 | 53.96 | WEEKDAY | #N/A | 1977-12-24 | 9:00 | 5 | 41 |  |  | 2000-12-24 | 9:00 | -4 | 24.8 |  |  | 1997-12-24 | 9:00 | 3.3 | 37.94 | [5 empty] | 4 | 39.2 |  |  |  | -2 | 28.4 |  |  |  |  | -5 | 23 |  |  |  |  | -4.1 | 24.62 | [5 empty] | 0 | 32 |  |  |  | 1.1 | 33.98 |  |  |  |  | 1.7 | 35.06 |  |  |  |  | -10 | 14
2003-12-24 | 10:00 | 12.2 | 53.96 | WEEKDAY | #N/A | 1977-12-24 | 10:00 | 7.2 | 44.96 |  |  | 2000-12-24 | 10:00 | -3 | 26.6 |  |  | 1997-12-24 | 10:00 | 3.9 | 39.02 | [5 empty] | 4 | 39.2 |  |  |  | -1 | 30.2 |  |  |  |  | -3.3 | 26.06 |  |  |  |  | -2.2 | 28.04 | [5 empty] | 0.6 | 33.08 |  |  |  | 1.7 | 35.06 |  |  |  |  | 2.2 | 35.96 |  |  |  |  | -5.6 | 21.92
2003-12-24 | 11:00 | 11.7 | 53.06 | WEEKDAY | #N/A | 1977-12-24 | 11:00 | 8.3 | 46.94 |  |  | 2000-12-24 | 11:00 | -1 | 30.2 |  |  | 1997-12-24 | 11:00 | 4.4 | 39.92 | [5 empty] | 5 | 41 |  |  |  | 1 | 33.8 |  |  |  |  | -1.7 | 28.94 |  |  |  |  | -1.3 | 29.66 | [5 empty] | 1.7 | 35.06 |  |  |  | 2.2 | 35.96 |  |  |  |  | 3.3 | 37.94 |  |  |  |  | -5 | 23
2003-12-24 | 12:00 | 13.3 | 55.94 | WEEKDAY | #N/A | 1977-12-24 | 12:00 | 10 | 50 |  |  | 2000-12-24 | 12:00 | -1 | 30.2 |  |  | 1997-12-24 | 12:00 | 4.4 | 39.92 | [5 empty] | 5 | 41 |  |  |  | 0 | 32 |  |  |  |  | -1.1 | 30.02 |  |  |  |  | -0.3 | 31.46 | [5 empty] | 2.8 | 37.04 |  |  |  | 3.3 | 37.94 |  |  |  |  | 3.9 | 39.02 |  |  |  |  | -4.4 | 24.08
2003-12-24 | 13:00 | 13.9 | 57.02 | WEEKDAY | #N/A | 1977-12-24 | 13:00 | 10 | 50 |  |  | 2000-12-24 | 13:00 | -1 | 30.2 |  |  | 1997-12-24 | 13:00 | 5 | 41 | [5 empty] | 6 | 42.8 |  |  |  | 1 | 33.8 |  |  |  |  | -0.6 | 30.92 |  |  |  |  | 0.6 | 33.08 | [5 empty] | 3.9 | 39.02 |  |  |  | 5 | 41 |  |  |  |  | 4.4 | 39.92 |  |  |  |  | -3.9 | 24.98
2003-12-24 | 14:00 | 12.2 | 53.96 | WEEKDAY | #N/A | 1977-12-24 | 14:00 | 11.1 | 51.98 |  |  | 2000-12-24 | 14:00 | -2 | 28.4 |  |  | 1997-12-24 | 14:00 | 5 | 41 | [5 empty] | 5 | 41 |  |  |  | 1 | 33.8 |  |  |  |  | -0.6 | 30.92 |  |  |  |  | 0.4 | 32.72 | [5 empty] | 4.1 | 39.38 |  |  |  | 5.6 | 42.08 |  |  |  |  | 5 | 41 |  |  |  |  | -3.3 | 26.06
2003-12-24 | 15:00 | 11.7 | 53.06 | WEEKDAY | #N/A | 1977-12-24 | 15:00 | 10.6 | 51.08 |  |  | 2000-12-24 | 15:00 | -1 | 30.2 |  |  | 1997-12-24 | 15:00 | 4.4 | 39.92 | [5 empty] | 5 | 41 |  |  |  | 1 | 33.8 |  |  |  |  | -0.6 | 30.92 |  |  |  |  | 0.2 | 32.36 | [5 empty] | 4.2 | 39.56 |  |  |  | 6.1 | 42.98 |  |  |  |  | 5.6 | 42.08 |  |  |  |  | -2.8 | 26.96
2003-12-24 | 16:00 | 11.7 | 53.06 | WEEKDAY | #N/A | 1977-12-24 | 16:00 | 9.4 | 48.92 |  |  | 2000-12-24 | 16:00 | -1 | 30.2 |  |  | 1997-12-24 | 16:00 | 3.9 | 39.02 | [5 empty] | 4 | 39.2 |  |  |  | 0 | 32 |  |  |  |  | -0.6 | 30.92 |  |  |  |  | 0 | 32 | [5 empty] | 4.4 | 39.92 |  |  |  | 6.1 | 42.98 |  |  |  |  | 6.1 | 42.98 |  |  |  |  | -2.8 | 26.96
2003-12-24 | 17:00 | 11.7 | 53.06 | WEEKDAY | #N/A | 1977-12-24 | 17:00 | 8.3 | 46.94 |  |  | 2000-12-24 | 17:00 | -2 | 28.4 |  |  | 1997-12-24 | 17:00 | 2.8 | 37.04 | [5 empty] | 3 | 37.4 |  |  |  | -1 | 30.2 |  |  |  |  | -0.6 | 30.92 |  |  |  |  | 0.4 | 32.72 | [5 empty] | 4.4 | 39.92 |  |  |  | 6.1 | 42.98 |  |  |  |  | 4.4 | 39.92 |  |  |  |  | -2.8 | 26.96
2003-12-24 | 18:00 | 11.1 | 51.98 | WEEKDAY | #N/A | 1977-12-24 | 18:00 | 6.7 | 44.06 |  |  | 2000-12-24 | 18:00 | -2 | 28.4 |  |  | 1997-12-24 | 18:00 | 2.8 | 37.04 | [5 empty] | 1 | 33.8 |  |  |  | -2 | 28.4 |  |  |  |  | -0.6 | 30.92 |  |  |  |  | 0.7 | 33.26 | [5 empty] | 4.4 | 39.92 |  |  |  | 3.9 | 39.02 |  |  |  |  | 4.4 | 39.92 |  |  |  |  | -2.2 | 28.04
2003-12-24 | 19:00 | 11.1 | 51.98 | WEEKDAY | #N/A | 1977-12-24 | 19:00 | 6.1 | 42.98 |  |  | 2000-12-24 | 19:00 | -3 | 26.6 |  |  | 1997-12-24 | 19:00 | 2.2 | 35.96 | [5 empty] | 1 | 33.8 |  |  |  | -2 | 28.4 |  |  |  |  | -1.1 | 30.02 |  |  |  |  | 1.1 | 33.98 | [5 empty] | 4.4 | 39.92 |  |  |  | 5 | 41 |  |  |  |  | 4.4 | 39.92 |  |  |  |  | -2.8 | 26.96
2003-12-24 | 20:00 | 12.2 | 53.96 | WEEKDAY | #N/A | 1977-12-24 | 20:00 | 6.1 | 42.98 |  |  | 2000-12-24 | 20:00 | -3 | 26.6 |  |  | 1997-12-24 | 20:00 | 3.3 | 37.94 | [5 empty] | 1 | 33.8 |  |  |  | -2 | 28.4 |  |  |  |  | -0.6 | 30.92 |  |  |  |  | 0.9 | 33.62 | [5 empty] | 5 | 41 |  |  |  | 5.6 | 42.08 |  |  |  |  | 5.6 | 42.08 |  |  |  |  | -2.8 | 26.96
2003-12-24 | 21:00 | 11.1 | 51.98 | WEEKDAY | #N/A | 1977-12-24 | 21:00 | 5 | 41 |  |  | 2000-12-24 | 21:00 | -3 | 26.6 |  |  | 1997-12-24 | 21:00 | 3.3 | 37.94 | [5 empty] | 1 | 33.8 |  |  |  | -3 | 26.6 |  |  |  |  | -0.6 | 30.92 |  |  |  |  | 0.8 | 33.44 | [5 empty] | 5.5 | 41.9 |  |  |  | 6.1 | 42.98 |  |  |  |  | 5.6 | 42.08 |  |  |  |  | -2.2 | 28.04
2003-12-24 | 22:00 | 10 | 50 | WEEKDAY | #N/A | 1977-12-24 | 22:00 | 5 | 41 |  |  | 2000-12-24 | 22:00 | -4 | 24.8 |  |  | 1997-12-24 | 22:00 | 3.9 | 39.02 | [5 empty] | 2 | 35.6 |  |  |  | -4 | 24.8 |  |  |  |  | -0.6 | 30.92 |  |  |  |  | 0.6 | 33.08 | [5 empty] | 6.1 | 42.98 |  |  |  | 6.7 | 44.06 |  |  |  |  | 6.1 | 42.98 |  |  |  |  | -1.7 | 28.94
2003-12-24 | 23:00 | 9.4 | 48.92 | WEEKDAY | #N/A | 1977-12-24 | 23:00 | 5.6 | 42.08 |  |  | 2000-12-24 | 23:00 | -3 | 26.6 |  |  | 1997-12-24 | 23:00 | 3.9 | 39.02 | [5 empty] | 3 | 37.4 |  |  |  | -6 | 21.2 |  |  |  |  | 0 | 32 |  |  |  |  | 0.2 | 32.36 | [5 empty] | 5.7 | 42.26 |  |  |  | 5.6 | 42.08 |  |  |  |  | 6.7 | 44.06 |  |  |  |  | -2.2 | 28.04
2003-12-24 | 24:00 | 8.3 | 46.94 | WEEKDAY | #N/A | 1977-12-24 | 24:00 | 6.1 | 42.98 |  |  | 2000-12-24 | 24:00 | -4 | 24.8 |  |  | 1997-12-24 | 24:00 | 3.3 | 37.94 | [5 empty] | 3 | 37.4 |  |  |  | -7 | 19.4 |  |  |  |  | -0.6 | 30.92 |  |  |  |  | -0.2 | 31.64 | [5 empty] | 5.4 | 41.72 |  |  |  | 6.1 | 42.98 |  |  |  |  | 5.6 | 42.08 |  |  |  |  | -2.8 | 26.96
2003-12-25 | 1:00 | 7.8 | 46.04 | WEEKDAY | #N/A | 1977-12-25 | 1:00 | 6.7 | 44.06 |  |  | 2000-12-25 | 1:00 | -4 | 24.8 |  |  | 1997-12-25 | 1:00 | 5 | 41 | [5 empty] | 4 | 39.2 |  |  |  | -7 | 19.4 |  |  |  |  | -1.1 | 30.02 |  |  |  |  | -0.6 | 30.92 | [5 empty] | 5 | 41 |  |  |  | 6.1 | 42.98 |  |  |  |  | 6.1 | 42.98 |  |  |  |  | -1.7 | 28.94
2003-12-25 | 2:00 | 7.2 | 44.96 | WEEKDAY | #N/A | 1977-12-25 | 2:00 | 6.7 | 44.06 |  |  | 2000-12-25 | 2:00 | -4 | 24.8 |  |  | 1997-12-25 | 2:00 | 5.6 | 42.08 | [5 empty] | 6 | 42.8 |  |  |  | -8 | 17.6 |  |  |  |  | -2.2 | 28.04 |  |  |  |  | -0.4 | 31.28 | [5 empty] | 5.7 | 42.26 |  |  |  | 6.7 | 44.06 |  |  |  |  | 6.7 | 44.06 |  |  |  |  | -1.7 | 28.94
2003-12-25 | 3:00 | 6.7 | 44.06 | WEEKDAY | #N/A | 1977-12-25 | 3:00 | 6.7 | 44.06 |  |  | 2000-12-25 | 3:00 | -5 | 23 |  |  | 1997-12-25 | 3:00 | 6.1 | 42.98 | [5 empty] | 7 | 44.6 |  |  |  | -8 | 17.6 |  |  |  |  | -2.2 | 28.04 |  |  |  |  | -0.2 | 31.64 | [5 empty] | 6.5 | 43.7 |  |  |  | 6.1 | 42.98 |  |  |  |  | 7.8 | 46.04 |  |  |  |  | -2.2 | 28.04
2003-12-25 | 4:00 | 6.1 | 42.98 | WEEKDAY | #N/A | 1977-12-25 | 4:00 | 6.7 | 44.06 |  |  | 2000-12-25 | 4:00 | -6 | 21.2 |  |  | 1997-12-25 | 4:00 | 8 | 46.4 | [5 empty] | 8 | 46.4 |  |  |  | -9 | 15.8 |  |  |  |  | -2.2 | 28.04 |  |  |  |  | 0 | 32 | [5 empty] | 7.2 | 44.96 |  |  |  | 3.9 | 39.02 |  |  |  |  | 6.7 | 44.06 |  |  |  |  | -3.9 | 24.98
2003-12-25 | 5:00 | 5.6 | 42.08 | WEEKDAY | #N/A | 1977-12-25 | 5:00 | 7.2 | 44.96 |  |  | 2000-12-25 | 5:00 | -6 | 21.2 |  |  | 1997-12-25 | 5:00 | 7.8 | 46.04 | [5 empty] | 8 | 46.4 |  |  |  | -9 | 15.8 |  |  |  |  | -2.8 | 26.96 |  |  |  |  | 0 | 32 | [5 empty] | 6.3 | 43.34 |  |  |  | 2.8 | 37.04 |  |  |  |  | 4.4 | 39.92 |  |  |  |  | -4.4 | 24.08
2003-12-25 | 6:00 | 5.6 | 42.08 | WEEKDAY | #N/A | 1977-12-25 | 6:00 | 7.2 | 44.96 |  |  | 2000-12-25 | 6:00 | -7 | 19.4 |  |  | 1997-12-25 | 6:00 | 8.3 | 46.94 | [5 empty] | 8 | 46.4 |  |  |  | -9 | 15.8 |  |  |  |  | -2.8 | 26.96 |  |  |  |  | 0 | 32 | [5 empty] | 5.3 | 41.54 |  |  |  | 1.7 | 35.06 |  |  |  |  | 2.8 | 37.04 |  |  |  |  | -5 | 23
2003-12-25 | 7:00 | 5.6 | 42.08 | WEEKDAY | #N/A | 1977-12-25 | 7:00 | 8.9 | 48.02 |  |  | 2000-12-25 | 7:00 | -7 | 19.4 |  |  | 1997-12-25 | 7:00 | 8.9 | 48.02 | [5 empty] | 9 | 48.2 |  |  |  | -10 | 14 |  |  |  |  | -2.8 | 26.96 |  |  |  |  | 0 | 32 | [5 empty] | 4.4 | 39.92 |  |  |  | 0 | 32 |  |  |  |  | 2.8 | 37.04 |  |  |  |  | -5 | 23
2003-12-25 | 8:00 | 5.6 | 42.08 | WEEKDAY | #N/A | 1977-12-25 | 8:00 | 10 | 50 |  |  | 2000-12-25 | 8:00 | -8 | 17.6 |  |  | 1997-12-25 | 8:00 | 9.4 | 48.92 | [5 empty] | 9 | 48.2 |  |  |  | -9 | 15.8 |  |  |  |  | -2.8 | 26.96 |  |  |  |  | 0 | 32 | [5 empty] | 3.5 | 38.3 |  |  |  | -1.1 | 30.02 |  |  |  |  | 1.7 | 35.06 |  |  |  |  | -5 | 23
2003-12-25 | 9:00 | 5.6 | 42.08 | WEEKDAY | #N/A | 1977-12-25 | 9:00 | 9.4 | 48.92 |  |  | 2000-12-25 | 9:00 | -8 | 17.6 |  |  | 1997-12-25 | 9:00 | 10.6 | 51.08 | [5 empty] | 10 | 50 |  |  |  | -6 | 21.2 |  |  |  |  | -2.2 | 28.04 |  |  |  |  | 0 | 32 | [5 empty] | 2.6 | 36.68 |  |  |  | -2.2 | 28.04 |  |  |  |  | 0.6 | 33.08 |  |  |  |  | -5 | 23
2003-12-25 | 10:00 | 5 | 41 | WEEKDAY | #N/A | 1977-12-25 | 10:00 | 8.3 | 46.94 |  |  | 2000-12-25 | 10:00 | -8 | 17.6 |  |  | 1997-12-25 | 10:00 | 10 | 50 | [5 empty] | 11 | 51.8 |  |  |  | -4 | 24.8 |  |  |  |  | -1.7 | 28.94 |  |  |  |  | 0 | 32 | [5 empty] | 1.7 | 35.06 |  |  |  | -3.3 | 26.06 |  |  |  |  | 0 | 32 |  |  |  |  | -5.6 | 21.92
2003-12-25 | 11:00 | 5.6 | 42.08 | WEEKDAY | #N/A | 1977-12-25 | 11:00 | 8.3 | 46.94 |  |  | 2000-12-25 | 11:00 | -7 | 19.4 |  |  | 1997-12-25 | 11:00 | 8.3 | 46.94 | [5 empty] | 11 | 51.8 |  |  |  | -3 | 26.6 |  |  |  |  | -1.7 | 28.94 |  |  |  |  | 0.4 | 32.72 | [5 empty] | 1.7 | 35.06 |  |  |  | -3.3 | 26.06 |  |  |  |  | -0.6 | 30.92 |  |  |  |  | -5.6 | 21.92
2003-12-25 | 12:00 | 5.6 | 42.08 | WEEKDAY | #N/A | 1977-12-25 | 12:00 | 9.4 | 48.92 |  |  | 2000-12-25 | 12:00 | -6.8 | 19.76 |  |  | 1997-12-25 | 12:00 | 9.4 | 48.92 | [5 empty] | 12 | 53.6 |  |  |  | -3 | 26.6 |  |  |  |  | -1.1 | 30.02 |  |  |  |  | 0.7 | 33.26 | [5 empty] | 1.7 | 35.06 |  |  |  | -3.9 | 24.98 |  |  |  |  | -1.1 | 30.02 |  |  |  |  | -5.6 | 21.92
2003-12-25 | 13:00 | 5.6 | 42.08 | WEEKDAY | #N/A | 1977-12-25 | 13:00 | 9.4 | 48.92 |  |  | 2000-12-25 | 13:00 | -7 | 19.4 |  |  | 1997-12-25 | 13:00 | 9.4 | 48.92 | [5 empty] | 10 | 50 |  |  |  | -2 | 28.4 |  |  |  |  | -1.1 | 30.02 |  |  |  |  | 1.1 | 33.98 | [5 empty] | 1.7 | 35.06 |  |  |  | -4.4 | 24.08 |  |  |  |  | -1.7 | 28.94 |  |  |  |  | -5 | 23
2003-12-25 | 14:00 | 5.6 | 42.08 | WEEKDAY | #N/A | 1977-12-25 | 14:00 | 8.9 | 48.02 |  |  | 2000-12-25 | 14:00 | -7 | 19.4 |  |  | 1997-12-25 | 14:00 | 10 | 50 | [5 empty] | 10 | 50 |  |  |  | -2 | 28.4 |  |  |  |  | -1.1 | 30.02 |  |  |  |  | 1.3 | 34.34 | [5 empty] | 0.8 | 33.44 |  |  |  | -4.4 | 24.08 |  |  |  |  | -1.7 | 28.94 |  |  |  |  | -5 | 23
2003-12-25 | 15:00 | 5.6 | 42.08 | WEEKDAY | #N/A | 1977-12-25 | 15:00 | 8.3 | 46.94 |  |  | 2000-12-25 | 15:00 | -7 | 19.4 |  |  | 1997-12-25 | 15:00 | 10 | 50 | [5 empty] | 10 | 50 |  |  |  | -3 | 26.6 |  |  |  |  | -0.6 | 30.92 |  |  |  |  | 1.5 | 34.7 | [5 empty] | -0.2 | 31.64 |  |  |  | -5 | 23 |  |  |  |  | -2.2 | 28.04 |  |  |  |  | -5.6 | 21.92
2003-12-25 | 16:00 | 5 | 41 | WEEKDAY | #N/A | 1977-12-25 | 16:00 | 7.2 | 44.96 |  |  | 2000-12-25 | 16:00 | -8 | 17.6 |  |  | 1997-12-25 | 16:00 | 9.4 | 48.92 | [5 empty] | 10 | 50 |  |  |  | -3 | 26.6 |  |  |  |  | -1.1 | 30.02 |  |  |  |  | 1.7 | 35.06 | [5 empty] | -1.1 | 30.02 |  |  |  | -6.1 | 21.02 |  |  |  |  | -3.9 | 24.98 |  |  |  |  | -5.6 | 21.92
2003-12-25 | 17:00 | 3.9 | 39.02 | WEEKDAY | #N/A | 1977-12-25 | 17:00 | 7.2 | 44.96 |  |  | 2000-12-25 | 17:00 | -8 | 17.6 |  |  | 1997-12-25 | 17:00 | 9.4 | 48.92 | [5 empty] | 9 | 48.2 |  |  |  | -4 | 24.8 |  |  |  |  | -1.1 | 30.02 |  |  |  |  | 0.9 | 33.62 | [5 empty] | -2 | 28.4 |  |  |  | -6.7 | 19.94 |  |  |  |  | -3.9 | 24.98 |  |  |  |  | -5 | 23
2003-12-25 | 18:00 | 3.9 | 39.02 | WEEKDAY | #N/A | 1977-12-25 | 18:00 | 6.1 | 42.98 |  |  | 2000-12-25 | 18:00 | -9 | 15.8 |  |  | 1997-12-25 | 18:00 | 6.1 | 42.98 | [5 empty] | 9 | 48.2 |  |  |  | -4 | 24.8 |  |  |  |  | -2.2 | 28.04 |  |  |  |  | 0.2 | 32.36 | [5 empty] | -3 | 26.6 |  |  |  | -7.8 | 17.96 |  |  |  |  | -4.4 | 24.08 |  |  |  |  | -5 | 23
2003-12-25 | 19:00 | 3.9 | 39.02 | WEEKDAY | #N/A | 1977-12-25 | 19:00 | 5.6 | 42.08 |  |  | 2000-12-25 | 19:00 | -9 | 15.8 |  |  | 1997-12-25 | 19:00 | 8.9 | 48.02 | [5 empty] | 7 | 44.6 |  |  |  | -6 | 21.2 |  |  |  |  | -2.2 | 28.04 |  |  |  |  | -0.6 | 30.92 | [5 empty] | -3.9 | 24.98 |  |  |  | -8.3 | 17.06 |  |  |  |  | -5 | 23 |  |  |  |  | -4.4 | 24.08
2003-12-25 | 20:00 | 2.8 | 37.04 | WEEKDAY | #N/A | 1977-12-25 | 20:00 | 3.9 | 39.02 |  |  | 2000-12-25 | 20:00 | -10 | 14 |  |  | 1997-12-25 | 20:00 | 7.8 | 46.04 | [5 empty] | 6 | 42.8 |  |  |  | -7 | 19.4 |  |  |  |  | -3.9 | 24.98 |  |  |  |  | -0.4 | 31.28 | [5 empty] | -4.5 | 23.9 |  |  |  | -8.9 | 15.98 |  |  |  |  | -5.6 | 21.92 |  |  |  |  | -4.4 | 24.08
2003-12-25 | 21:00 | 2.8 | 37.04 | WEEKDAY | #N/A | 1977-12-25 | 21:00 | 2.8 | 37.04 |  |  | 2000-12-25 | 21:00 | -10 | 14 |  |  | 1997-12-25 | 21:00 | 7.2 | 44.96 | [5 empty] | 6 | 42.8 |  |  |  | -8 | 17.6 |  |  |  |  | -3.9 | 24.98 |  |  |  |  | -0.2 | 31.64 | [5 empty] | -5 | 23 |  |  |  | -9.4 | 15.08 |  |  |  |  | -6.7 | 19.94 |  |  |  |  | -3.3 | 26.06
2003-12-25 | 22:00 | 2.2 | 35.96 | WEEKDAY | #N/A | 1977-12-25 | 22:00 | 2.8 | 37.04 |  |  | 2000-12-25 | 22:00 | -10 | 14 |  |  | 1997-12-25 | 22:00 | 6.7 | 44.06 | [5 empty] | 6 | 42.8 |  |  |  | -8 | 17.6 |  |  |  |  | -3.9 | 24.98 |  |  |  |  | 0 | 32 | [5 empty] | -5.6 | 21.92 |  |  |  | -10 | 14 |  |  |  |  | -7.8 | 17.96 |  |  |  |  | -3.3 | 26.06
2003-12-25 | 23:00 | 1.7 | 35.06 | WEEKDAY | #N/A | 1977-12-25 | 23:00 | 2.2 | 35.96 |  |  | 2000-12-25 | 23:00 | -10 | 14 |  |  | 1997-12-25 | 23:00 | 6.7 | 44.06 | [5 empty] | 7 | 44.6 |  |  |  | -8 | 17.6 |  |  |  |  | -3.9 | 24.98 |  |  |  |  | -0.6 | 30.92 | [5 empty] | -6.3 | 20.66 |  |  |  | -10.6 | 12.92 |  |  |  |  | -8.9 | 15.98 |  |  |  |  | -2.8 | 26.96
2003-12-25 | 24:00 | 1.7 | 35.06 | WEEKDAY | #N/A | 1977-12-25 | 24:00 | 1.7 | 35.06 |  |  | 2000-12-25 | 24:00 | -10 | 14 |  |  | 1997-12-25 | 24:00 | 5 | 41 | [5 empty] | 5 | 41 |  |  |  | -9 | 15.8 |  |  |  |  | -3.9 | 24.98 |  |  |  |  | -1.1 | 30.02 | [5 empty] | -7.1 | 19.22 |  |  |  | -11.1 | 12.02 |  |  |  |  | -8.9 | 15.98 |  |  |  |  | -2.8 | 26.96
2003-12-26 | 1:00 | 1.1 | 33.98 | WEEKDAY | #N/A | 1977-12-26 | 1:00 | 1.1 | 33.98 |  |  | 2000-12-26 | 1:00 | -11 | 12.2 |  |  | 1997-12-26 | 1:00 | 3.3 | 37.94 | [5 empty] | 5 | 41 |  |  |  | -9 | 15.8 |  |  |  |  | -3.9 | 24.98 |  |  |  |  | -1.7 | 28.94 | [5 empty] | -7.8 | 17.96 |  |  |  | -11.1 | 12.02 |  |  |  |  | -10 | 14 |  |  |  |  | -2.2 | 28.04
2003-12-26 | 2:00 | 1.1 | 33.98 | WEEKDAY | #N/A | 1977-12-26 | 2:00 | 0.6 | 33.08 |  |  | 2000-12-26 | 2:00 | -11 | 12.2 |  |  | 1997-12-26 | 2:00 | 5.6 | 42.08 | [5 empty] | 6 | 42.8 |  |  |  | -9 | 15.8 |  |  |  |  | -3.9 | 24.98 |  |  |  |  | -1.7 | 28.94 | [5 empty] | -8.3 | 17.06 |  |  |  | -11.7 | 10.94 |  |  |  |  | -10 | 14 |  |  |  |  | -2.2 | 28.04
2003-12-26 | 3:00 | 1.1 | 33.98 | WEEKDAY | #N/A | 1977-12-26 | 3:00 | -0.6 | 30.92 |  |  | 2000-12-26 | 3:00 | -11 | 12.2 |  |  | 1997-12-26 | 3:00 | 6.7 | 44.06 | [5 empty] | 6 | 42.8 |  |  |  | -10 | 14 |  |  |  |  | -3.9 | 24.98 |  |  |  |  | -1.7 | 28.94 | [5 empty] | -8.9 | 15.98 |  |  |  | -11.7 | 10.94 |  |  |  |  | -10.6 | 12.92 |  |  |  |  | -2.2 | 28.04
2003-12-26 | 4:00 | 1.1 | 33.98 | WEEKDAY | #N/A | 1977-12-26 | 4:00 | -2.2 | 28.04 |  |  | 2000-12-26 | 4:00 | -11 | 12.2 |  |  | 1997-12-26 | 4:00 | 5.6 | 42.08 | [5 empty] | 7 | 44.6 |  |  |  | -10 | 14 |  |  |  |  | -3.9 | 24.98 |  |  |  |  | -1.7 | 28.94 | [5 empty] | -9.4 | 15.08 |  |  |  | -11.7 | 10.94 |  |  |  |  | -10 | 14 |  |  |  |  | -1.7 | 28.94
2003-12-26 | 5:00 | 0.6 | 33.08 | WEEKDAY | #N/A | 1977-12-26 | 5:00 | -3.3 | 26.06 |  |  | 2000-12-26 | 5:00 | -11 | 12.2 |  |  | 1997-12-26 | 5:00 | 5.6 | 42.08 | [5 empty] | 6 | 42.8 |  |  |  | -10 | 14 |  |  |  |  | -3.9 | 24.98 |  |  |  |  | -2.1 | 28.22 | [5 empty] | -9.2 | 15.44 |  |  |  | -12.2 | 10.04 |  |  |  |  | -9.4 | 15.08 |  |  |  |  | -2.2 | 28.04
2003-12-26 | 6:00 | 0 | 32 | WEEKDAY | #N/A | 1977-12-26 | 6:00 | -4.4 | 24.08 |  |  | 2000-12-26 | 6:00 | -10 | 14 |  |  | 1997-12-26 | 6:00 | 6.1 | 42.98 | [5 empty] | 7 | 44.6 |  |  |  | -9 | 15.8 |  |  |  |  | -3.9 | 24.98 |  |  |  |  | -2.4 | 27.68 | [5 empty] | -9.1 | 15.62 |  |  |  | -12.2 | 10.04 |  |  |  |  | -10 | 14 |  |  |  |  | -2.2 | 28.04
2003-12-26 | 7:00 | 0.6 | 33.08 | WEEKDAY | #N/A | 1977-12-26 | 7:00 | -5 | 23 |  |  | 2000-12-26 | 7:00 | -9 | 15.8 |  |  | 1997-12-26 | 7:00 | 6.7 | 44.06 | [5 empty] | 7 | 44.6 |  |  |  | -9 | 15.8 |  |  |  |  | -3.9 | 24.98 |  |  |  |  | -2.8 | 26.96 | [5 empty] | -8.9 | 15.98 |  |  |  | -12.2 | 10.04 |  |  |  |  | -10.6 | 12.92 |  |  |  |  | -2.2 | 28.04
2003-12-26 | 8:00 | 0.6 | 33.08 | WEEKDAY | #N/A | 1977-12-26 | 8:00 | -5.6 | 21.92 |  |  | 2000-12-26 | 8:00 | -9 | 15.8 |  |  | 1997-12-26 | 8:00 | 6.7 | 44.06 | [5 empty] | 7 | 44.6 |  |  |  | -9 | 15.8 |  |  |  |  | -3.9 | 24.98 |  |  |  |  | -2.4 | 27.68 | [5 empty] | -8.7 | 16.34 |  |  |  | -12.8 | 8.96 |  |  |  |  | -10.6 | 12.92 |  |  |  |  | -2.8 | 26.96
2003-12-26 | 9:00 | 1.1 | 33.98 | WEEKDAY | #N/A | 1977-12-26 | 9:00 | -5 | 23 |  |  | 2000-12-26 | 9:00 | -8 | 17.6 |  |  | 1997-12-26 | 9:00 | 6.7 | 44.06 | [5 empty] | 8 | 46.4 |  |  |  | -8 | 17.6 |  |  |  |  | -4.4 | 24.08 |  |  |  |  | -2.1 | 28.22 | [5 empty] | -8.5 | 16.7 |  |  |  | -12.8 | 8.96 |  |  |  |  | -10.6 | 12.92 |  |  |  |  | -2.8 | 26.96
2003-12-26 | 10:00 | 2.2 | 35.96 | WEEKDAY | #N/A | 1977-12-26 | 10:00 | -4.4 | 24.08 |  |  | 2000-12-26 | 10:00 | -7 | 19.4 |  |  | 1997-12-26 | 10:00 | 8.3 | 46.94 | [5 empty] | 9 | 48.2 |  |  |  | -6 | 21.2 |  |  |  |  | -5 | 23 |  |  |  |  | -1.7 | 28.94 | [5 empty] | -8.3 | 17.06 |  |  |  | -12.2 | 10.04 |  |  |  |  | -9.4 | 15.08 |  |  |  |  | -2.8 | 26.96
2003-12-26 | 11:00 | 2.8 | 37.04 | WEEKDAY | #N/A | 1977-12-26 | 11:00 | -3.9 | 24.98 |  |  | 2000-12-26 | 11:00 | -5 | 23 |  |  | 1997-12-26 | 11:00 | 8.9 | 48.02 | [5 empty] | 10 | 50 |  |  |  | -4 | 24.8 |  |  |  |  | -5 | 23 |  |  |  |  | -1.1 | 30.02 | [5 empty] | -7.9 | 17.78 |  |  |  | -10.6 | 12.92 |  |  |  |  | -9.4 | 15.08 |  |  |  |  | -1.7 | 28.94
2003-12-26 | 12:00 | 3.3 | 37.94 | WEEKDAY | #N/A | 1977-12-26 | 12:00 | -3.9 | 24.98 |  |  | 2000-12-26 | 12:00 | -4 | 24.8 |  |  | 1997-12-26 | 12:00 | 9.4 | 48.92 | [5 empty] | 10 | 50 |  |  |  | -4 | 24.8 |  |  |  |  | -5 | 23 |  |  |  |  | -0.6 | 30.92 | [5 empty] | -7.6 | 18.32 |  |  |  | -10 | 14 |  |  |  |  | -8.9 | 15.98 |  |  |  |  | -1.7 | 28.94
2003-12-26 | 13:00 | 3.9 | 39.02 | WEEKDAY | #N/A | 1977-12-26 | 13:00 | -2.8 | 26.96 |  |  | 2000-12-26 | 13:00 | -3 | 26.6 |  |  | 1997-12-26 | 13:00 | 10 | 50 | [5 empty] | 11 | 51.8 |  |  |  | -3 | 26.6 |  |  |  |  | -4.4 | 24.08 |  |  |  |  | 0 | 32 | [5 empty] | -7.2 | 19.04 |  |  |  | -9.4 | 15.08 |  |  |  |  | -8.3 | 17.06 |  |  |  |  | -1.7 | 28.94
2003-12-26 | 14:00 | 4.4 | 39.92 | WEEKDAY | #N/A | 1977-12-26 | 14:00 | -2.8 | 26.96 |  |  | 2000-12-26 | 14:00 | -3 | 26.6 |  |  | 1997-12-26 | 14:00 | 8.9 | 48.02 | [5 empty] | 9 | 48.2 |  |  |  | -3 | 26.6 |  |  |  |  | -4.4 | 24.08 |  |  |  |  | -0.6 | 30.92 | [5 empty] | -7.6 | 18.32 |  |  |  | -9.4 | 15.08 |  |  |  |  | -8.9 | 15.98 |  |  |  |  | -1.7 | 28.94
2003-12-26 | 15:00 | 5.6 | 42.08 | WEEKDAY | #N/A | 1977-12-26 | 15:00 | -2.8 | 26.96 |  |  | 2000-12-26 | 15:00 | -3 | 26.6 |  |  | 1997-12-26 | 15:00 | 8.3 | 46.94 | [5 empty] | 9 | 48.2 |  |  |  | -4 | 24.8 |  |  |  |  | -4.4 | 24.08 |  |  |  |  | -1.1 | 30.02 | [5 empty] | -7.9 | 17.78 |  |  |  | -9.4 | 15.08 |  |  |  |  | -8.9 | 15.98 |  |  |  |  | -1.7 | 28.94
2003-12-26 | 16:00 | 5.6 | 42.08 | WEEKDAY | #N/A | 1977-12-26 | 16:00 | -2.8 | 26.96 |  |  | 2000-12-26 | 16:00 | -3 | 26.6 |  |  | 1997-12-26 | 16:00 | 8.3 | 46.94 | [5 empty] | 9 | 48.2 |  |  |  | -4 | 24.8 |  |  |  |  | -4.4 | 24.08 |  |  |  |  | -1.7 | 28.94 | [5 empty] | -8.3 | 17.06 |  |  |  | -9.4 | 15.08 |  |  |  |  | -8.9 | 15.98 |  |  |  |  | -2.8 | 26.96
2003-12-26 | 17:00 | 5.6 | 42.08 | WEEKDAY | #N/A | 1977-12-26 | 17:00 | -3.9 | 24.98 |  |  | 2000-12-26 | 17:00 | -3 | 26.6 |  |  | 1997-12-26 | 17:00 | 7.2 | 44.96 | [5 empty] | 8 | 46.4 |  |  |  | -4 | 24.8 |  |  |  |  | -5 | 23 |  |  |  |  | -3.2 | 26.24 | [5 empty] | -8.7 | 16.34 |  |  |  | -10 | 14 |  |  |  |  | -9.4 | 15.08 |  |  |  |  | -3.9 | 24.98
2003-12-26 | 18:00 | 5.6 | 42.08 | WEEKDAY | #N/A | 1977-12-26 | 18:00 | -4.4 | 24.08 |  |  | 2000-12-26 | 18:00 | -4 | 24.8 |  |  | 1997-12-26 | 18:00 | 6.7 | 44.06 | [5 empty] | 6 | 42.8 |  |  |  | -4 | 24.8 |  |  |  |  | -5 | 23 |  |  |  |  | -4.6 | 23.72 | [5 empty] | -9 | 15.8 |  |  |  | -10 | 14 |  |  |  |  | -10 | 14 |  |  |  |  | -5 | 23
2003-12-26 | 19:00 | 5.6 | 42.08 | WEEKDAY | #N/A | 1977-12-26 | 19:00 | -5 | 23 |  |  | 2000-12-26 | 19:00 | -4 | 24.8 |  |  | 1997-12-26 | 19:00 | 7.2 | 44.96 | [5 empty] | 5 | 41 |  |  |  | -4 | 24.8 |  |  |  |  | -5 | 23 |  |  |  |  | -6.1 | 21.02 | [5 empty] | -9.4 | 15.08 |  |  |  | -10 | 14 |  |  |  |  | -10 | 14 |  |  |  |  | -5.6 | 21.92
2003-12-26 | 20:00 | 5.6 | 42.08 | WEEKDAY | #N/A | 1977-12-26 | 20:00 | -5.6 | 21.92 |  |  | 2000-12-26 | 20:00 | -4 | 24.8 |  |  | 1997-12-26 | 20:00 | 7.2 | 44.96 | [5 empty] | 4 | 39.2 |  |  |  | -4 | 24.8 |  |  |  |  | -5 | 23 |  |  |  |  | -6.3 | 20.66 | [5 empty] | -9.4 | 15.08 |  |  |  | -10 | 14 |  |  |  |  | -10 | 14 |  |  |  |  | -3.3 | 26.06
2003-12-26 | 21:00 | 5.6 | 42.08 | WEEKDAY | #N/A | 1977-12-26 | 21:00 | -6.1 | 21.02 |  |  | 2000-12-26 | 21:00 | -4 | 24.8 |  |  | 1997-12-26 | 21:00 | 6.7 | 44.06 | [5 empty] | 3 | 37.4 |  |  |  | -5 | 23 |  |  |  |  | -5 | 23 |  |  |  |  | -6.5 | 20.3 | [5 empty] | -9.4 | 15.08 |  |  |  | -11.1 | 12.02 |  |  |  |  | -10.6 | 12.92 |  |  |  |  | -3.3 | 26.06
2003-12-26 | 22:00 | 5.6 | 42.08 | WEEKDAY | #N/A | 1977-12-26 | 22:00 | -6.7 | 19.94 |  |  | 2000-12-26 | 22:00 | -4 | 24.8 |  |  | 1997-12-26 | 22:00 | 5.6 | 42.08 | [5 empty] | 3 | 37.4 |  |  |  | -5 | 23 |  |  |  |  | -5 | 23 |  |  |  |  | -6.7 | 19.94 | [5 empty] | -9.4 | 15.08 |  |  |  | -11.1 | 12.02 |  |  |  |  | -10.6 | 12.92 |  |  |  |  | -3.3 | 26.06
2003-12-26 | 23:00 | 5 | 41 | WEEKDAY | #N/A | 1977-12-26 | 23:00 | -6.7 | 19.94 |  |  | 2000-12-26 | 23:00 | -5 | 23 |  |  | 1997-12-26 | 23:00 | 4.4 | 39.92 | [5 empty] | 4 | 39.2 |  |  |  | -5 | 23 |  |  |  |  | -5 | 23 |  |  |  |  | -6.1 | 21.02 | [5 empty] | -9.6 | 14.72 |  |  |  | -11.1 | 12.02 |  |  |  |  | -10.6 | 12.92 |  |  |  |  | -3.9 | 24.98
2003-12-26 | 24:00 | 5 | 41 | WEEKDAY | #N/A | 1977-12-26 | 24:00 | -7.2 | 19.04 |  |  | 2000-12-26 | 24:00 | -5 | 23 |  |  | 1997-12-26 | 24:00 | 3.9 | 39.02 | [5 empty] | 1 | 33.8 |  |  |  | -6 | 21.2 |  |  |  |  | -5 | 23 |  |  |  |  | -5.6 | 21.92 | [5 empty] | -9.8 | 14.36 |  |  |  | -11.1 | 12.02 |  |  |  |  | -10 | 14 |  |  |  |  | -3.9 | 24.98
2003-12-27 | 1:00 | 4.4 | 39.92 | SATURDAY | #N/A | 1977-12-27 | 1:00 | -7.8 | 17.96 |  |  | 2000-12-27 | 1:00 | -5 | 23 |  |  | 1997-12-27 | 1:00 | 3.9 | 39.02 | [5 empty] | 2 | 35.6 |  |  |  | -6 | 21.2 |  |  |  |  | -5 | 23 |  |  |  |  | -5 | 23 | [5 empty] | -10 | 14 |  |  |  | -12.2 | 10.04 |  |  |  |  | -10 | 14 |  |  |  |  | -5.6 | 21.92
2003-12-27 | 2:00 | 3.9 | 39.02 | SATURDAY | #N/A | 1977-12-27 | 2:00 | -8.3 | 17.06 |  |  | 2000-12-27 | 2:00 | -5 | 23 |  |  | 1997-12-27 | 2:00 | 3.9 | 39.02 | [5 empty] | 1 | 33.8 |  |  |  | -5 | 23 |  |  |  |  | -5.6 | 21.92 |  |  |  |  | -4.6 | 23.72 | [5 empty] | -10.2 | 13.64 |  |  |  | -11.7 | 10.94 |  |  |  |  | -10 | 14 |  |  |  |  | -6.1 | 21.02
2003-12-27 | 3:00 | 4.4 | 39.92 | SATURDAY | #N/A | 1977-12-27 | 3:00 | -8.3 | 17.06 |  |  | 2000-12-27 | 3:00 | -5 | 23 |  |  | 1997-12-27 | 3:00 | 3.9 | 39.02 | [5 empty] | 1 | 33.8 |  |  |  | -6 | 21.2 |  |  |  |  | -6.1 | 21.02 |  |  |  |  | -4.3 | 24.26 | [5 empty] | -10.4 | 13.28 |  |  |  | -11.7 | 10.94 |  |  |  |  | -10.6 | 12.92 |  |  |  |  | -6.7 | 19.94
2003-12-27 | 4:00 | 4.4 | 39.92 | SATURDAY | #N/A | 1977-12-27 | 4:00 | -8.3 | 17.06 |  |  | 2000-12-27 | 4:00 | -5 | 23 |  |  | 1997-12-27 | 4:00 | 3.3 | 37.94 | [5 empty] | 0 | 32 |  |  |  | -6 | 21.2 |  |  |  |  | -6.1 | 21.02 |  |  |  |  | -3.9 | 24.98 | [5 empty] | -10.6 | 12.92 |  |  |  | -11.7 | 10.94 |  |  |  |  | -10 | 14 |  |  |  |  | -6.7 | 19.94
2003-12-27 | 5:00 | 4.4 | 39.92 | SATURDAY | #N/A | 1977-12-27 | 5:00 | -8.9 | 15.98 |  |  | 2000-12-27 | 5:00 | -5 | 23 |  |  | 1997-12-27 | 5:00 | 3.9 | 39.02 | [5 empty] | 0 | 32 |  |  |  | -6 | 21.2 |  |  |  |  | -6.1 | 21.02 |  |  |  |  | -3.7 | 25.34 | [5 empty] | -10.6 | 12.92 |  |  |  | -11.7 | 10.94 |  |  |  |  | -10 | 14 |  |  |  |  | -7.2 | 19.04
2003-12-27 | 6:00 | 4.4 | 39.92 | SATURDAY | #N/A | 1977-12-27 | 6:00 | -9.4 | 15.08 |  |  | 2000-12-27 | 6:00 | -5 | 23 |  |  | 1997-12-27 | 6:00 | 3.9 | 39.02 | [5 empty] | 0 | 32 |  |  |  | -6 | 21.2 |  |  |  |  | -5.6 | 21.92 |  |  |  |  | -3.5 | 25.7 | [5 empty] | -10.6 | 12.92 |  |  |  | -11.1 | 12.02 |  |  |  |  | -10 | 14 |  |  |  |  | -7.8 | 17.96
2003-12-27 | 7:00 | 4.4 | 39.92 | SATURDAY | #N/A | 1977-12-27 | 7:00 | -9.4 | 15.08 |  |  | 2000-12-27 | 7:00 | -5 | 23 |  |  | 1997-12-27 | 7:00 | 4.4 | 39.92 | [5 empty] | 1 | 33.8 |  |  |  | -7 | 19.4 |  |  |  |  | -5.6 | 21.92 |  |  |  |  | -3.3 | 26.06 | [5 empty] | -10.6 | 12.92 |  |  |  | -11.1 | 12.02 |  |  |  |  | -10 | 14 |  |  |  |  | -8.3 | 17.06
2003-12-27 | 8:00 | 4.4 | 39.92 | SATURDAY | #N/A | 1977-12-27 | 8:00 | -9.4 | 15.08 |  |  | 2000-12-27 | 8:00 | -4 | 24.8 |  |  | 1997-12-27 | 8:00 | 3.9 | 39.02 | [5 empty] | 2 | 35.6 |  |  |  | -7 | 19.4 |  |  |  |  | -5.6 | 21.92 |  |  |  |  | -3.1 | 26.42 | [5 empty] | -9.8 | 14.36 |  |  |  | -10.6 | 12.92 |  |  |  |  | -10 | 14 |  |  |  |  | -8.3 | 17.06
2003-12-27 | 9:00 | 5 | 41 | SATURDAY | #N/A | 1977-12-27 | 9:00 | -7.8 | 17.96 |  |  | 2000-12-27 | 9:00 | -3 | 26.6 |  |  | 1997-12-27 | 9:00 | 2.2 | 35.96 | [5 empty] | 3 | 37.4 |  |  |  | -7 | 19.4 |  |  |  |  | -5.6 | 21.92 |  |  |  |  | -3 | 26.6 | [5 empty] | -9.1 | 15.62 |  |  |  | -10.6 | 12.92 |  |  |  |  | -9.4 | 15.08 |  |  |  |  | -7.8 | 17.96
2003-12-27 | 10:00 | 6.1 | 42.98 | SATURDAY | #N/A | 1977-12-27 | 10:00 | -6.7 | 19.94 |  |  | 2000-12-27 | 10:00 | -3 | 26.6 |  |  | 1997-12-27 | 10:00 | 1.7 | 35.06 | [5 empty] | 3 | 37.4 |  |  |  | -8 | 17.6 |  |  |  |  | -5 | 23 |  |  |  |  | -2.8 | 26.96 | [5 empty] | -8.3 | 17.06 |  |  |  | -10.6 | 12.92 |  |  |  |  | -8.3 | 17.06 |  |  |  |  | -9.4 | 15.08
2003-12-27 | 11:00 | 7.8 | 46.04 | SATURDAY | #N/A | 1977-12-27 | 11:00 | -5 | 23 |  |  | 2000-12-27 | 11:00 | -2 | 28.4 |  |  | 1997-12-27 | 11:00 | 1.7 | 35.06 | [5 empty] | 2 | 35.6 |  |  |  | -7 | 19.4 |  |  |  |  | -4.4 | 24.08 |  |  |  |  | -2.4 | 27.68 | [5 empty] | -7.6 | 18.32 |  |  |  | -9.4 | 15.08 |  |  |  |  | -7.2 | 19.04 |  |  |  |  | -9.4 | 15.08
2003-12-27 | 12:00 | 8.9 | 48.02 | SATURDAY | #N/A | 1977-12-27 | 12:00 | -4.4 | 24.08 |  |  | 2000-12-27 | 12:00 | -1 | 30.2 |  |  | 1997-12-27 | 12:00 | 1.7 | 35.06 | [5 empty] | 2 | 35.6 |  |  |  | -6 | 21.2 |  |  |  |  | -4.4 | 24.08 |  |  |  |  | -2.1 | 28.22 | [5 empty] | -6.8 | 19.76 |  |  |  | -8.9 | 15.98 |  |  |  |  | -6.7 | 19.94 |  |  |  |  | -8.3 | 17.06
2003-12-27 | 13:00 | 10 | 50 | SATURDAY | #N/A | 1977-12-27 | 13:00 | -3.9 | 24.98 |  |  | 2000-12-27 | 13:00 | -1 | 30.2 |  |  | 1997-12-27 | 13:00 | 1.7 | 35.06 | [5 empty] | 2 | 35.6 |  |  |  | -6 | 21.2 |  |  |  |  | -3.9 | 24.98 |  |  |  |  | -1.7 | 28.94 | [5 empty] | -6.1 | 21.02 |  |  |  | -7.8 | 17.96 |  |  |  |  | -6.1 | 21.02 |  |  |  |  | -7.8 | 17.96
2003-12-27 | 14:00 | 10.6 | 51.08 | SATURDAY | #N/A | 1977-12-27 | 14:00 | -3.9 | 24.98 |  |  | 2000-12-27 | 14:00 | -1 | 30.2 |  |  | 1997-12-27 | 14:00 | 1.1 | 33.98 | [5 empty] | 1 | 33.8 |  |  |  | -5 | 23 |  |  |  |  | -4.4 | 24.08 |  |  |  |  | -2.1 | 28.22 | [5 empty] | -5.9 | 21.38 |  |  |  | -7.2 | 19.04 |  |  |  |  | -6.1 | 21.02 |  |  |  |  | -7.8 | 17.96
2003-12-27 | 15:00 | 11.1 | 51.98 | SATURDAY | #N/A | 1977-12-27 | 15:00 | -3.9 | 24.98 |  |  | 2000-12-27 | 15:00 | -1 | 30.2 |  |  | 1997-12-27 | 15:00 | 1.1 | 33.98 | [5 empty] | 1 | 33.8 |  |  |  | -5 | 23 |  |  |  |  | -5 | 23 |  |  |  |  | -2.4 | 27.68 | [5 empty] | -5.8 | 21.56 |  |  |  | -7.2 | 19.04 |  |  |  |  | -6.1 | 21.02 |  |  |  |  | -6.7 | 19.94
2003-12-27 | 16:00 | 10.6 | 51.08 | SATURDAY | #N/A | 1977-12-27 | 16:00 | -3.9 | 24.98 |  |  | 2000-12-27 | 16:00 | -1 | 30.2 |  |  | 1997-12-27 | 16:00 | 1.7 | 35.06 | [5 empty] | 1 | 33.8 |  |  |  | -6 | 21.2 |  |  |  |  | -5 | 23 |  |  |  |  | -2.8 | 26.96 | [5 empty] | -5.6 | 21.92 |  |  |  | -8.9 | 15.98 |  |  |  |  | -6.7 | 19.94 |  |  |  |  | -7.2 | 19.04
2003-12-27 | 17:00 | 10 | 50 | SATURDAY | #N/A | 1977-12-27 | 17:00 | -4.4 | 24.08 |  |  | 2000-12-27 | 17:00 | -2 | 28.4 |  |  | 1997-12-27 | 17:00 | 2 | 35.6 | [5 empty] | 1 | 33.8 |  |  |  | -7 | 19.4 |  |  |  |  | -5.6 | 21.92 |  |  |  |  | -3.3 | 26.06 | [5 empty] | -6.1 | 21.02 |  |  |  | -9.4 | 15.08 |  |  |  |  | -7.2 | 19.04 |  |  |  |  | -7.2 | 19.04
2003-12-27 | 18:00 | 8.9 | 48.02 | SATURDAY | #N/A | 1977-12-27 | 18:00 | -4.4 | 24.08 |  |  | 2000-12-27 | 18:00 | -2 | 28.4 |  |  | 1997-12-27 | 18:00 | 1.7 | 35.06 | [5 empty] | 1 | 33.8 |  |  |  | -7 | 19.4 |  |  |  |  | -6.7 | 19.94 |  |  |  |  | -3.9 | 24.98 | [5 empty] | -6.7 | 19.94 |  |  |  | -8.9 | 15.98 |  |  |  |  | -7.8 | 17.96 |  |  |  |  | -7.8 | 17.96
2003-12-27 | 19:00 | 7.8 | 46.04 | SATURDAY | #N/A | 1977-12-27 | 19:00 | -5 | 23 |  |  | 2000-12-27 | 19:00 | -2 | 28.4 |  |  | 1997-12-27 | 19:00 | 1.7 | 35.06 | [5 empty] | 2 | 35.6 |  |  |  | -8 | 17.6 |  |  |  |  | -6.7 | 19.94 |  |  |  |  | -4.4 | 24.08 | [5 empty] | -7.2 | 19.04 |  |  |  | -9.4 | 15.08 |  |  |  |  | -7.8 | 17.96 |  |  |  |  | -7.8 | 17.96
2003-12-27 | 20:00 | 7.2 | 44.96 | SATURDAY | #N/A | 1977-12-27 | 20:00 | -5 | 23 |  |  | 2000-12-27 | 20:00 | -3 | 26.6 |  |  | 1997-12-27 | 20:00 | 1.1 | 33.98 | [5 empty] | 2 | 35.6 |  |  |  | -8 | 17.6 |  |  |  |  | -7.2 | 19.04 |  |  |  |  | -4.6 | 23.72 | [5 empty] | -7.8 | 17.96 |  |  |  | -10 | 14 |  |  |  |  | -8.3 | 17.06 |  |  |  |  | -7.8 | 17.96
2003-12-27 | 21:00 | 6.1 | 42.98 | SATURDAY | #N/A | 1977-12-27 | 21:00 | -5 | 23 |  |  | 2000-12-27 | 21:00 | -3 | 26.6 |  |  | 1997-12-27 | 21:00 | 0.6 | 33.08 | [5 empty] | 2 | 35.6 |  |  |  | -10 | 14 |  |  |  |  | -7.8 | 17.96 |  |  |  |  | -4.8 | 23.36 | [5 empty] | -8.3 | 17.06 |  |  |  | -10.6 | 12.92 |  |  |  |  | -8.3 | 17.06 |  |  |  |  | -8.9 | 15.98
2003-12-27 | 22:00 | 5 | 41 | SATURDAY | #N/A | 1977-12-27 | 22:00 | -5 | 23 |  |  | 2000-12-27 | 22:00 | -3 | 26.6 |  |  | 1997-12-27 | 22:00 | 0.6 | 33.08 | [5 empty] | 1 | 33.8 |  |  |  | -9 | 15.8 |  |  |  |  | -7.8 | 17.96 |  |  |  |  | -5 | 23 | [5 empty] | -8.9 | 15.98 |  |  |  | -10.6 | 12.92 |  |  |  |  | -9.4 | 15.08 |  |  |  |  | -9.4 | 15.08
2003-12-27 | 23:00 | 5 | 41 | SATURDAY | #N/A | 1977-12-27 | 23:00 | -5 | 23 |  |  | 2000-12-27 | 23:00 | -3 | 26.6 |  |  | 1997-12-27 | 23:00 | 0.6 | 33.08 | [5 empty] | 1 | 33.8 |  |  |  | -11 | 12.2 |  |  |  |  | -7.8 | 17.96 |  |  |  |  | -5.6 | 21.92 | [5 empty] | -9.1 | 15.62 |  |  |  | -10.6 | 12.92 |  |  |  |  | -10 | 14 |  |  |  |  | -9.4 | 15.08
2003-12-27 | 24:00 | 4.4 | 39.92 | SATURDAY | #N/A | 1977-12-27 | 24:00 | -5 | 23 |  |  | 2000-12-27 | 24:00 | -3 | 26.6 |  |  | 1997-12-27 | 24:00 | 0.6 | 33.08 | [5 empty] | 1 | 33.8 |  |  |  | -13 | 8.6 |  |  |  |  | -7.8 | 17.96 |  |  |  |  | -6.1 | 21.02 | [5 empty] | -9.2 | 15.44 |  |  |  | -10.6 | 12.92 |  |  |  |  | -10.6 | 12.92 |  |  |  |  | -9.4 | 15.08
2003-12-28 | 1:00 | 3.9 | 39.02 | SUNDAY | #N/A | 1977-12-28 | 1:00 | -5 | 23 |  |  | 2000-12-28 | 1:00 | -4 | 24.8 |  |  | 1997-12-28 | 1:00 | 1.1 | 33.98 | [5 empty] | 1 | 33.8 |  |  |  | -14 | 6.8 |  |  |  |  | -8.3 | 17.06 |  |  |  |  | -6.7 | 19.94 | [5 empty] | -9.4 | 15.08 |  |  |  | -10 | 14 |  |  |  |  | -10.6 | 12.92 |  |  |  |  | -11.7 | 10.94
2003-12-28 | 2:00 | 3.3 | 37.94 | SUNDAY | #N/A | 1977-12-28 | 2:00 | -5.6 | 21.92 |  |  | 2000-12-28 | 2:00 | -4 | 24.8 |  |  | 1997-12-28 | 2:00 | 1.7 | 35.06 | [5 empty] | 1 | 33.8 |  |  |  | -16 | 3.2 |  |  |  |  | -8.3 | 17.06 |  |  |  |  | -7.2 | 19.04 | [5 empty] | -9.8 | 14.36 |  |  |  | -10.6 | 12.92 |  |  |  |  | -10.6 | 12.92 |  |  |  |  | -12.2 | 10.04
2003-12-28 | 3:00 | 3.9 | 39.02 | SUNDAY | #N/A | 1977-12-28 | 3:00 | -5.6 | 21.92 |  |  | 2000-12-28 | 3:00 | -4.4 | 24.08 |  |  | 1997-12-28 | 3:00 | 1.7 | 35.06 | [5 empty] | 1 | 33.8 |  |  |  | -16 | 3.2 |  |  |  |  | -8.3 | 17.06 |  |  |  |  | -7.8 | 17.96 | [5 empty] | -10.2 | 13.64 |  |  |  | -10.6 | 12.92 |  |  |  |  | -11.1 | 12.02 |  |  |  |  | -12.8 | 8.96
2003-12-28 | 4:00 | 3.3 | 37.94 | SUNDAY | #N/A | 1977-12-28 | 4:00 | -6.1 | 21.02 |  |  | 2000-12-28 | 4:00 | -4.6 | 23.72 |  |  | 1997-12-28 | 4:00 | 1.1 | 33.98 | [5 empty] | 2 | 35.6 |  |  |  | -17 | 1.4 |  |  |  |  | -7.8 | 17.96 |  |  |  |  | -8.3 | 17.06 | [5 empty] | -10.6 | 12.92 |  |  |  | -11.1 | 12.02 |  |  |  |  | -11.7 | 10.94 |  |  |  |  | -13.3 | 8.06
2003-12-28 | 5:00 | 2.8 | 37.04 | SUNDAY | #N/A | 1977-12-28 | 5:00 | -6.7 | 19.94 |  |  | 2000-12-28 | 5:00 | -4.8 | 23.36 |  |  | 1997-12-28 | 5:00 | 1.1 | 33.98 | [5 empty] | 2 | 35.6 |  |  |  | -17 | 1.4 |  |  |  |  | -7.8 | 17.96 |  |  |  |  | -9.1 | 15.62 | [5 empty] | -11.1 | 12.02 |  |  |  | -11.7 | 10.94 |  |  |  |  | -11.1 | 12.02 |  |  |  |  | -13.3 | 8.06
2003-12-28 | 6:00 | 2.2 | 35.96 | SUNDAY | #N/A | 1977-12-28 | 6:00 | -7.2 | 19.04 |  |  | 2000-12-28 | 6:00 | -5 | 23 |  |  | 1997-12-28 | 6:00 | 1.1 | 33.98 | [5 empty] | 1 | 33.8 |  |  |  | -17 | 1.4 |  |  |  |  | -7.8 | 17.96 |  |  |  |  | -9.8 | 14.36 | [5 empty] | -11.7 | 10.94 |  |  |  | -12.2 | 10.04 |  |  |  |  | -11.7 | 10.94 |  |  |  |  | -14.4 | 6.08
2003-12-28 | 7:00 | 2.8 | 37.04 | SUNDAY | #N/A | 1977-12-28 | 7:00 | -7.2 | 19.04 |  |  | 2000-12-28 | 7:00 | -6 | 21.2 |  |  | 1997-12-28 | 7:00 | 0.6 | 33.08 | [5 empty] | 1 | 33.8 |  |  |  | -17 | 1.4 |  |  |  |  | -8.3 | 17.06 |  |  |  |  | -10.6 | 12.92 | [5 empty] | -12.2 | 10.04 |  |  |  | -12.2 | 10.04 |  |  |  |  | -11.7 | 10.94 |  |  |  |  | -15 | 5
2003-12-28 | 8:00 | 2.8 | 37.04 | SUNDAY | #N/A | 1977-12-28 | 8:00 | -7.2 | 19.04 |  |  | 2000-12-28 | 8:00 | -6 | 21.2 |  |  | 1997-12-28 | 8:00 | 0.6 | 33.08 | [5 empty] | 1 | 33.8 |  |  |  | -17 | 1.4 |  |  |  |  | -8.3 | 17.06 |  |  |  |  | -10 | 14 | [5 empty] | -10.9 | 12.38 |  |  |  | -12.2 | 10.04 |  |  |  |  | -11.1 | 12.02 |  |  |  |  | -15.6 | 3.92
2003-12-28 | 9:00 | 3.3 | 37.94 | SUNDAY | #N/A | 1977-12-28 | 9:00 | -6.7 | 19.94 |  |  | 2000-12-28 | 9:00 | -6 | 21.2 |  |  | 1997-12-28 | 9:00 | 1.1 | 33.98 | [5 empty] | 1 | 33.8 |  |  |  | -13 | 8.6 |  |  |  |  | -8.3 | 17.06 |  |  |  |  | -9.5 | 14.9 | [5 empty] | -9.6 | 14.72 |  |  |  | -11.7 | 10.94 |  |  |  |  | -10.6 | 12.92 |  |  |  |  | -15 | 5
2003-12-28 | 10:00 | 4.4 | 39.92 | SUNDAY | #N/A | 1977-12-28 | 10:00 | -5.6 | 21.92 |  |  | 2000-12-28 | 10:00 | -6 | 21.2 |  |  | 1997-12-28 | 10:00 | 1.7 | 35.06 | [5 empty] | 2 | 35.6 |  |  |  | -8 | 17.6 |  |  |  |  | -8.3 | 17.06 |  |  |  |  | -8.9 | 15.98 | [5 empty] | -8.3 | 17.06 |  |  |  | -11.7 | 10.94 |  |  |  |  | -9.4 | 15.08 |  |  |  |  | -14.4 | 6.08
2003-12-28 | 11:00 | 6.7 | 44.06 | SUNDAY | #N/A | 1977-12-28 | 11:00 | -4.4 | 24.08 |  |  | 2000-12-28 | 11:00 | -6 | 21.2 |  |  | 1997-12-28 | 11:00 | 2.8 | 37.04 | [5 empty] | 2 | 35.6 |  |  |  | -7 | 19.4 |  |  |  |  | -7.8 | 17.96 |  |  |  |  | -8.2 | 17.24 | [5 empty] | -7.2 | 19.04 |  |  |  | -10.6 | 12.92 |  |  |  |  | -8.9 | 15.98 |  |  |  |  | -13.9 | 6.98
2003-12-28 | 12:00 | 7.8 | 46.04 | SUNDAY | #N/A | 1977-12-28 | 12:00 | -3.9 | 24.98 |  |  | 2000-12-28 | 12:00 | -5 | 23 |  |  | 1997-12-28 | 12:00 | 2.2 | 35.96 | [5 empty] | 2 | 35.6 |  |  |  | -6 | 21.2 |  |  |  |  | -7.8 | 17.96 |  |  |  |  | -7.4 | 18.68 | [5 empty] | -6.1 | 21.02 |  |  |  | -10 | 14 |  |  |  |  | -7.8 | 17.96 |  |  |  |  | -12.2 | 10.04
2003-12-28 | 13:00 | 9.4 | 48.92 | SUNDAY | #N/A | 1977-12-28 | 13:00 | -3.9 | 24.98 |  |  | 2000-12-28 | 13:00 | -5 | 23 |  |  | 1997-12-28 | 13:00 | 3.3 | 37.94 | [5 empty] | 3 | 37.4 |  |  |  | -5 | 23 |  |  |  |  | -6.7 | 19.94 |  |  |  |  | -6.7 | 19.94 | [5 empty] | -5 | 23 |  |  |  | -9.4 | 15.08 |  |  |  |  | -7.2 | 19.04 |  |  |  |  | -11.1 | 12.02
2003-12-28 | 14:00 | 10.6 | 51.08 | SUNDAY | #N/A | 1977-12-28 | 14:00 | -2.2 | 28.04 |  |  | 2000-12-28 | 14:00 | -4 | 24.8 |  |  | 1997-12-28 | 14:00 | 3.9 | 39.02 | [5 empty] | 3 | 37.4 |  |  |  | -4 | 24.8 |  |  |  |  | -7.2 | 19.04 |  |  |  |  | -6.7 | 19.94 | [5 empty] | -5.4 | 22.28 |  |  |  | -9.4 | 15.08 |  |  |  |  | -6.7 | 19.94 |  |  |  |  | -11.1 | 12.02
2003-12-28 | 15:00 | 10.6 | 51.08 | SUNDAY | #N/A | 1977-12-28 | 15:00 | -2.8 | 26.96 |  |  | 2000-12-28 | 15:00 | -4 | 24.8 |  |  | 1997-12-28 | 15:00 | 2.8 | 37.04 | [5 empty] | 3 | 37.4 |  |  |  | -3 | 26.6 |  |  |  |  | -7.2 | 19.04 |  |  |  |  | -6.7 | 19.94 | [5 empty] | -5.7 | 21.74 |  |  |  | -8.9 | 15.98 |  |  |  |  | -6.1 | 21.02 |  |  |  |  | -11.1 | 12.02
2003-12-28 | 16:00 | 10.6 | 51.08 | SUNDAY | #N/A | 1977-12-28 | 16:00 | -3.3 | 26.06 |  |  | 2000-12-28 | 16:00 | -4 | 24.8 |  |  | 1997-12-28 | 16:00 | 3.3 | 37.94 | [5 empty] | 3 | 37.4 |  |  |  | -3 | 26.6 |  |  |  |  | -7.8 | 17.96 |  |  |  |  | -6.7 | 19.94 | [5 empty] | -6.1 | 21.02 |  |  |  | -8.9 | 15.98 |  |  |  |  | -6.1 | 21.02 |  |  |  |  | -11.1 | 12.02
2003-12-28 | 17:00 | 8.3 | 46.94 | SUNDAY | #N/A | 1977-12-28 | 17:00 | -3.9 | 24.98 |  |  | 2000-12-28 | 17:00 | -5 | 23 |  |  | 1997-12-28 | 17:00 | 2.2 | 35.96 | [5 empty] | 2 | 35.6 |  |  |  | -4 | 24.8 |  |  |  |  | -8.9 | 15.98 |  |  |  |  | -7.4 | 18.68 | [5 empty] | -6.5 | 20.3 |  |  |  | -9.4 | 15.08 |  |  |  |  | -6.7 | 19.94 |  |  |  |  | -11.7 | 10.94
2003-12-28 | 18:00 | 7.2 | 44.96 | SUNDAY | #N/A | 1977-12-28 | 18:00 | -3.9 | 24.98 |  |  | 2000-12-28 | 18:00 | -6 | 21.2 |  |  | 1997-12-28 | 18:00 | 2.2 | 35.96 | [5 empty] | -2 | 28.4 |  |  |  | -4 | 24.8 |  |  |  |  | -8.9 | 15.98 |  |  |  |  | -8.2 | 17.24 | [5 empty] | -6.8 | 19.76 |  |  |  | -9.4 | 15.08 |  |  |  |  | -7.2 | 19.04 |  |  |  |  | -11.1 | 12.02
2003-12-28 | 19:00 | 6.7 | 44.06 | SUNDAY | #N/A | 1977-12-28 | 19:00 | -3.9 | 24.98 |  |  | 2000-12-28 | 19:00 | -7 | 19.4 |  |  | 1997-12-28 | 19:00 | 1.7 | 35.06 | [5 empty] | -3 | 26.6 |  |  |  | -4 | 24.8 |  |  |  |  | -9.4 | 15.08 |  |  |  |  | -8.9 | 15.98 | [5 empty] | -7.2 | 19.04 |  |  |  | -9.4 | 15.08 |  |  |  |  | -7.2 | 19.04 |  |  |  |  | -10.6 | 12.92
2003-12-28 | 20:00 | 5.6 | 42.08 | SUNDAY | #N/A | 1977-12-28 | 20:00 | -3.9 | 24.98 |  |  | 2000-12-28 | 20:00 | -7 | 19.4 |  |  | 1997-12-28 | 20:00 | 1.7 | 35.06 | [5 empty] | -3.5 | 25.7 |  |  |  | -4 | 24.8 |  |  |  |  | -10 | 14 |  |  |  |  | -9.6 | 14.72 | [5 empty] | -7.9 | 17.78 |  |  |  | -9.4 | 15.08 |  |  |  |  | -7.8 | 17.96 |  |  |  |  | -10.6 | 12.92
2003-12-28 | 21:00 | 6.1 | 42.98 | SUNDAY | #N/A | 1977-12-28 | 21:00 | -5 | 23 |  |  | 2000-12-28 | 21:00 | -8 | 17.6 |  |  | 1997-12-28 | 21:00 | 1.1 | 33.98 | [5 empty] | -4 | 24.8 |  |  |  | -4 | 24.8 |  |  |  |  | -9.4 | 15.08 |  |  |  |  | -10.4 | 13.28 | [5 empty] | -8.7 | 16.34 |  |  |  | -9.4 | 15.08 |  |  |  |  | -8.3 | 17.06 |  |  |  |  | -10.6 | 12.92
2003-12-28 | 22:00 | 5.6 | 42.08 | SUNDAY | #N/A | 1977-12-28 | 22:00 | -5.6 | 21.92 |  |  | 2000-12-28 | 22:00 | -8 | 17.6 |  |  | 1997-12-28 | 22:00 | 0.6 | 33.08 | [5 empty] | -4 | 24.8 |  |  |  | -3 | 26.6 |  |  |  |  | -9.4 | 15.08 |  |  |  |  | -11.1 | 12.02 | [5 empty] | -9.4 | 15.08 |  |  |  | -9.4 | 15.08 |  |  |  |  | -8.3 | 17.06 |  |  |  |  | -10.6 | 12.92
2003-12-28 | 23:00 | 5.6 | 42.08 | SUNDAY | #N/A | 1977-12-28 | 23:00 | -6.1 | 21.02 |  |  | 2000-12-28 | 23:00 | -8 | 17.6 |  |  | 1997-12-28 | 23:00 | -1.1 | 30.02 | [5 empty] | -5 | 23 |  |  |  | -3 | 26.6 |  |  |  |  | -9.4 | 15.08 |  |  |  |  | -12 | 10.4 | [5 empty] | -9 | 15.8 |  |  |  | -9.4 | 15.08 |  |  |  |  | -7.8 | 17.96 |  |  |  |  | -10.6 | 12.92
2003-12-28 | 24:00 | 5.6 | 42.08 | SUNDAY | #N/A | 1977-12-28 | 24:00 | -7.2 | 19.04 |  |  | 2000-12-28 | 24:00 | -8 | 17.6 |  |  | 1997-12-28 | 24:00 | -2.2 | 28.04 | [5 empty] | -5 | 23 |  |  |  | -3 | 26.6 |  |  |  |  | -9.4 | 15.08 |  |  |  |  | -13 | 8.6 | [5 empty] | -8.7 | 16.34 |  |  |  | -9.4 | 15.08 |  |  |  |  | -7.2 | 19.04 |  |  |  |  | -11.1 | 12.02
2003-12-29 | 1:00 | 5 | 41 | WEEKDAY | #N/A | 1977-12-29 | 1:00 | -7.2 | 19.04 |  |  | 2000-12-29 | 1:00 | -9 | 15.8 |  |  | 1997-12-29 | 1:00 | -2.8 | 26.96 | [5 empty] | -4 | 24.8 |  |  |  | -3 | 26.6 |  |  |  |  | -11.1 | 12.02 |  |  |  |  | -13.9 | 6.98 | [5 empty] | -8.3 | 17.06 |  |  |  | -9.4 | 15.08 |  |  |  |  | -6.7 | 19.94 |  |  |  |  | -11.7 | 10.94
2003-12-29 | 2:00 | 5 | 41 | WEEKDAY | #N/A | 1977-12-29 | 2:00 | -7.2 | 19.04 |  |  | 2000-12-29 | 2:00 | -9 | 15.8 |  |  | 1997-12-29 | 2:00 | -1.7 | 28.94 | [5 empty] | -2 | 28.4 |  |  |  | -2 | 28.4 |  |  |  |  | -12.2 | 10.04 |  |  |  |  | -13.9 | 6.98 | [5 empty] | -8.7 | 16.34 |  |  |  | -8.9 | 15.98 |  |  |  |  | -7.2 | 19.04 |  |  |  |  | -11.7 | 10.94
2003-12-29 | 3:00 | 3.9 | 39.02 | WEEKDAY | #N/A | 1977-12-29 | 3:00 | -7.2 | 19.04 |  |  | 2000-12-29 | 3:00 | -9.1 | 15.62 |  |  | 1997-12-29 | 3:00 | -2.8 | 26.96 | [5 empty] | -2 | 28.4 |  |  |  | -1 | 30.2 |  |  |  |  | -12.2 | 10.04 |  |  |  |  | -13.9 | 6.98 | [5 empty] | -9 | 15.8 |  |  |  | -8.3 | 17.06 |  |  |  |  | -7.2 | 19.04 |  |  |  |  | -12.2 | 10.04
2003-12-29 | 4:00 | 3.9 | 39.02 | WEEKDAY | #N/A | 1977-12-29 | 4:00 | -7.2 | 19.04 |  |  | 2000-12-29 | 4:00 | -9 | 15.8 |  |  | 1997-12-29 | 4:00 | -1.7 | 28.94 | [5 empty] | -1 | 30.2 |  |  |  | -1 | 30.2 |  |  |  |  | -11.7 | 10.94 |  |  |  |  | -13.9 | 6.98 | [5 empty] | -9.4 | 15.08 |  |  |  | -7.8 | 17.96 |  |  |  |  | -7.2 | 19.04 |  |  |  |  | -12.2 | 10.04
2003-12-29 | 5:00 | 3.3 | 37.94 | WEEKDAY | #N/A | 1977-12-29 | 5:00 | -7.8 | 17.96 |  |  | 2000-12-29 | 5:00 | -9 | 15.8 |  |  | 1997-12-29 | 5:00 | 0 | 32 | [5 empty] | -1 | 30.2 |  |  |  | -0.8 | 30.56 |  |  |  |  | -12.2 | 10.04 |  |  |  |  | -13.9 | 6.98 | [5 empty] | -8.5 | 16.7 |  |  |  | -8.3 | 17.06 |  |  |  |  | -6.7 | 19.94 |  |  |  |  | -13.3 | 8.06
2003-12-29 | 6:00 | 3.9 | 39.02 | WEEKDAY | #N/A | 1977-12-29 | 6:00 | -7.8 | 17.96 |  |  | 2000-12-29 | 6:00 | -9 | 15.8 |  |  | 1997-12-29 | 6:00 | 0.6 | 33.08 | [5 empty] | -1 | 30.2 |  |  |  | -0.6 | 30.92 |  |  |  |  | -13.9 | 6.98 |  |  |  |  | -13.9 | 6.98 | [5 empty] | -7.6 | 18.32 |  |  |  | -8.3 | 17.06 |  |  |  |  | -7.8 | 17.96 |  |  |  |  | -13.3 | 8.06
2003-12-29 | 7:00 | 3.9 | 39.02 | WEEKDAY | #N/A | 1977-12-29 | 7:00 | -7.8 | 17.96 |  |  | 2000-12-29 | 7:00 | -9 | 15.8 |  |  | 1997-12-29 | 7:00 | 0.6 | 33.08 | [5 empty] | -1 | 30.2 |  |  |  | -0.4 | 31.28 |  |  |  |  | -13.9 | 6.98 |  |  |  |  | -13.9 | 6.98 | [5 empty] | -6.7 | 19.94 |  |  |  | -7.2 | 19.04 |  |  |  |  | -7.8 | 17.96 |  |  |  |  | -13.9 | 6.98
2003-12-29 | 8:00 | 3.9 | 39.02 | WEEKDAY | #N/A | 1977-12-29 | 8:00 | -7.8 | 17.96 |  |  | 2000-12-29 | 8:00 | -9 | 15.8 |  |  | 1997-12-29 | 8:00 | 0.6 | 33.08 | [5 empty] | -1 | 30.2 |  |  |  | 0 | 32 |  |  |  |  | -13.9 | 6.98 |  |  |  |  | -13.3 | 8.06 | [5 empty] | -6.1 | 21.02 |  |  |  | -6.7 | 19.94 |  |  |  |  | -8.3 | 17.06 |  |  |  |  | -14.4 | 6.08
2003-12-29 | 9:00 | 5 | 41 | WEEKDAY | #N/A | 1977-12-29 | 9:00 | -6.7 | 19.94 |  |  | 2000-12-29 | 9:00 | -8 | 17.6 |  |  | 1997-12-29 | 9:00 | 1.1 | 33.98 | [5 empty] | 2 | 35.6 |  |  |  | 1 | 33.8 |  |  |  |  | -12.8 | 8.96 |  |  |  |  | -12.8 | 8.96 | [5 empty] | -5.6 | 21.92 |  |  |  | -6.7 | 19.94 |  |  |  |  | -6.1 | 21.02 |  |  |  |  | -14.4 | 6.08
2003-12-29 | 10:00 | 6.7 | 44.06 | WEEKDAY | #N/A | 1977-12-29 | 10:00 | -5.6 | 21.92 |  |  | 2000-12-29 | 10:00 | -6 | 21.2 |  |  | 1997-12-29 | 10:00 | 2.8 | 37.04 | [5 empty] | 3 | 37.4 |  |  |  | 1 | 33.8 |  |  |  |  | -12.2 | 10.04 |  |  |  |  | -12.2 | 10.04 | [5 empty] | -5 | 23 |  |  |  | -6.1 | 21.02 |  |  |  |  | -6.1 | 21.02 |  |  |  |  | -13.3 | 8.06
2003-12-29 | 11:00 | 7.8 | 46.04 | WEEKDAY | #N/A | 1977-12-29 | 11:00 | -3.9 | 24.98 |  |  | 2000-12-29 | 11:00 | -5 | 23 |  |  | 1997-12-29 | 11:00 | 3.3 | 37.94 | [5 empty] | 6 | 42.8 |  |  |  | 2 | 35.6 |  |  |  |  | -11.7 | 10.94 |  |  |  |  | -10.4 | 13.28 | [5 empty] | -4.1 | 24.62 |  |  |  | -5.6 | 21.92 |  |  |  |  | -4.4 | 24.08 |  |  |  |  | -12.8 | 8.96
2003-12-29 | 12:00 | 10 | 50 | WEEKDAY | #N/A | 1977-12-29 | 12:00 | -3.3 | 26.06 |  |  | 2000-12-29 | 12:00 | -4 | 24.8 |  |  | 1997-12-29 | 12:00 | 3.9 | 39.02 | [5 empty] | 5 | 41 |  |  |  | 3 | 37.4 |  |  |  |  | -10.6 | 12.92 |  |  |  |  | -8.5 | 16.7 | [5 empty] | -3.1 | 26.42 |  |  |  | -4.4 | 24.08 |  |  |  |  | -3.3 | 26.06 |  |  |  |  | -11.7 | 10.94
2003-12-29 | 13:00 | 11.1 | 51.98 | WEEKDAY | #N/A | 1977-12-29 | 13:00 | -2.8 | 26.96 |  |  | 2000-12-29 | 13:00 | -2 | 28.4 |  |  | 1997-12-29 | 13:00 | 3.3 | 37.94 | [5 empty] | 5 | 41 |  |  |  | 4 | 39.2 |  |  |  |  | -9.4 | 15.08 |  |  |  |  | -6.7 | 19.94 | [5 empty] | -2.2 | 28.04 |  |  |  | -5.6 | 21.92 |  |  |  |  | -2.8 | 26.96 |  |  |  |  | -11.1 | 12.02
2003-12-29 | 14:00 | 12.2 | 53.96 | WEEKDAY | #N/A | 1977-12-29 | 14:00 | -1.7 | 28.94 |  |  | 2000-12-29 | 14:00 | -1 | 30.2 |  |  | 1997-12-29 | 14:00 | 3.3 | 37.94 | [5 empty] | 6 | 42.8 |  |  |  | 5 | 41 |  |  |  |  | -8.3 | 17.06 |  |  |  |  | -6.9 | 19.58 | [5 empty] | -2.4 | 27.68 |  |  |  | -5.6 | 21.92 |  |  |  |  | -2.8 | 26.96 |  |  |  |  | -10.6 | 12.92
2003-12-29 | 15:00 | 12.8 | 55.04 | WEEKDAY | #N/A | 1977-12-29 | 15:00 | -1.7 | 28.94 |  |  | 2000-12-29 | 15:00 | -1 | 30.2 |  |  | 1997-12-29 | 15:00 | 3.9 | 39.02 | [5 empty] | 7 | 44.6 |  |  |  | 5 | 41 |  |  |  |  | -6.7 | 19.94 |  |  |  |  | -7 | 19.4 | [5 empty] | -2.6 | 27.32 |  |  |  | -3.3 | 26.06 |  |  |  |  | -3.3 | 26.06 |  |  |  |  | -10.6 | 12.92
2003-12-29 | 16:00 | 10.6 | 51.08 | WEEKDAY | #N/A | 1977-12-29 | 16:00 | -1.7 | 28.94 |  |  | 2000-12-29 | 16:00 | -2 | 28.4 |  |  | 1997-12-29 | 16:00 | 5 | 41 | [5 empty] | 6 | 42.8 |  |  |  | 4 | 39.2 |  |  |  |  | -7.2 | 19.04 |  |  |  |  | -7.2 | 19.04 | [5 empty] | -2.8 | 26.96 |  |  |  | -2.8 | 26.96 |  |  |  |  | -3.3 | 26.06 |  |  |  |  | -11.1 | 12.02
2003-12-29 | 17:00 | 8.9 | 48.02 | WEEKDAY | #N/A | 1977-12-29 | 17:00 | -1.7 | 28.94 |  |  | 2000-12-29 | 17:00 | -3 | 26.6 |  |  | 1997-12-29 | 17:00 | 6.1 | 42.98 | [5 empty] | 6 | 42.8 |  |  |  | 3 | 37.4 |  |  |  |  | -7.2 | 19.04 |  |  |  |  | -8.3 | 17.06 | [5 empty] | -3 | 26.6 |  |  |  | -2.8 | 26.96 |  |  |  |  | -3.9 | 24.98 |  |  |  |  | -11.7 | 10.94
2003-12-29 | 18:00 | 7.8 | 46.04 | WEEKDAY | #N/A | 1977-12-29 | 18:00 | -1.7 | 28.94 |  |  | 2000-12-29 | 18:00 | -4 | 24.8 |  |  | 1997-12-29 | 18:00 | 6.1 | 42.98 | [5 empty] | 6 | 42.8 |  |  |  | 2 | 35.6 |  |  |  |  | -7.8 | 17.96 |  |  |  |  | -9.5 | 14.9 | [5 empty] | -3.1 | 26.42 |  |  |  | -3.9 | 24.98 |  |  |  |  | -2.8 | 26.96 |  |  |  |  | -13.9 | 6.98
2003-12-29 | 19:00 | 7.8 | 46.04 | WEEKDAY | #N/A | 1977-12-29 | 19:00 | -2.2 | 28.04 |  |  | 2000-12-29 | 19:00 | -4.1 | 24.62 |  |  | 1997-12-29 | 19:00 | 5.6 | 42.08 | [5 empty] | 6 | 42.8 |  |  |  | 2 | 35.6 |  |  |  |  | -8.3 | 17.06 |  |  |  |  | -10.6 | 12.92 | [5 empty] | -3.3 | 26.06 |  |  |  | -3.9 | 24.98 |  |  |  |  | -2.2 | 28.04 |  |  |  |  | -16.1 | 3.02
2003-12-29 | 20:00 | 7.8 | 46.04 | WEEKDAY | #N/A | 1977-12-29 | 20:00 | -2.2 | 28.04 |  |  | 2000-12-29 | 20:00 | -4 | 24.8 |  |  | 1997-12-29 | 20:00 | 5 | 41 | [5 empty] | 6 | 42.8 |  |  |  | 2 | 35.6 |  |  |  |  | -8.3 | 17.06 |  |  |  |  | -11.3 | 11.66 | [5 empty] | -2.9 | 26.78 |  |  |  | -3.3 | 26.06 |  |  |  |  | -2.8 | 26.96 |  |  |  |  | -17.8 | -0.04
2003-12-29 | 21:00 | 8.3 | 46.94 | WEEKDAY | #N/A | 1977-12-29 | 21:00 | -1.7 | 28.94 |  |  | 2000-12-29 | 21:00 | -4.6 | 23.72 |  |  | 1997-12-29 | 21:00 | 4.4 | 39.92 | [5 empty] | 5 | 41 |  |  |  | 2 | 35.6 |  |  |  |  | -8.9 | 15.98 |  |  |  |  | -12.1 | 10.22 | [5 empty] | -2.6 | 27.32 |  |  |  | -3.3 | 26.06 |  |  |  |  | -2.8 | 26.96 |  |  |  |  | -17.8 | -0.04
2003-12-29 | 22:00 | 8.3 | 46.94 | WEEKDAY | #N/A | 1977-12-29 | 22:00 | -0.6 | 30.92 |  |  | 2000-12-29 | 22:00 | -5 | 23 |  |  | 1997-12-29 | 22:00 | 4.4 | 39.92 | [5 empty] | 6 | 42.8 |  |  |  | 1 | 33.8 |  |  |  |  | -8.3 | 17.06 |  |  |  |  | -12.8 | 8.96 | [5 empty] | -2.2 | 28.04 |  |  |  | -3.3 | 26.06 |  |  |  |  | -2.2 | 28.04 |  |  |  |  | -18.9 | -2.02
2003-12-29 | 23:00 | 8.3 | 46.94 | WEEKDAY | #N/A | 1977-12-29 | 23:00 | 0 | 32 |  |  | 2000-12-29 | 23:00 | -5 | 23 |  |  | 1997-12-29 | 23:00 | 4.4 | 39.92 | [5 empty] | 10 | 50 |  |  |  | 1 | 33.8 |  |  |  |  | -7.8 | 17.96 |  |  |  |  | -12.8 | 8.96 | [5 empty] | -2.2 | 28.04 |  |  |  | -3.3 | 26.06 |  |  |  |  | -2.2 | 28.04 |  |  |  |  | -18.9 | -2.02
2003-12-29 | 24:00 | 7.2 | 44.96 | WEEKDAY | #N/A | 1977-12-29 | 24:00 | -1.1 | 30.02 |  |  | 2000-12-29 | 24:00 | -5 | 23 |  |  | 1997-12-29 | 24:00 | 5 | 41 | [5 empty] | 11 | 51.8 |  |  |  | 2 | 35.6 |  |  |  |  | -7.8 | 17.96 |  |  |  |  | -12.8 | 8.96 | [5 empty] | -2.2 | 28.04 |  |  |  | -3.3 | 26.06 |  |  |  |  | -2.2 | 28.04 |  |  |  |  | -19.4 | -2.92
2003-12-30 | 1:00 | 6.7 | 44.06 | WEEKDAY | #N/A | 1977-12-30 | 1:00 | -1.1 | 30.02 |  |  | 2000-12-30 | 1:00 | -5 | 23 |  |  | 1997-12-30 | 1:00 | 5 | 41 | [5 empty] | 9 | 48.2 |  |  |  | 1 | 33.8 |  |  |  |  | -8.3 | 17.06 |  |  |  |  | -12.8 | 8.96 | [5 empty] | -2.2 | 28.04 |  |  |  | -3.3 | 26.06 |  |  |  |  | -2.2 | 28.04 |  |  |  |  | -19.4 | -2.92
2003-12-30 | 2:00 | 6.7 | 44.06 | WEEKDAY | #N/A | 1977-12-30 | 2:00 | -1.1 | 30.02 |  |  | 2000-12-30 | 2:00 | -5 | 23 |  |  | 1997-12-30 | 2:00 | 3.3 | 37.94 | [5 empty] | 7 | 44.6 |  |  |  | 1 | 33.8 |  |  |  |  | -8.3 | 17.06 |  |  |  |  | -12.4 | 9.68 | [5 empty] | -2 | 28.4 |  |  |  | -3.9 | 24.98 |  |  |  |  | -2.2 | 28.04 |  |  |  |  | -20 | -4
2003-12-30 | 3:00 | 6.7 | 44.06 | WEEKDAY | #N/A | 1977-12-30 | 3:00 | -1.7 | 28.94 |  |  | 2000-12-30 | 3:00 | -5 | 23 |  |  | 1997-12-30 | 3:00 | 3.3 | 37.94 | [5 empty] | 6 | 42.8 |  |  |  | 0 | 32 |  |  |  |  | -9.4 | 15.08 |  |  |  |  | -12.1 | 10.22 | [5 empty] | -1.9 | 28.58 |  |  |  | -3.9 | 24.98 |  |  |  |  | -2.2 | 28.04 |  |  |  |  | -20 | -4
2003-12-30 | 4:00 | 7.2 | 44.96 | WEEKDAY | #N/A | 1977-12-30 | 4:00 | -1.1 | 30.02 |  |  | 2000-12-30 | 4:00 | -5 | 23 |  |  | 1997-12-30 | 4:00 | 3.9 | 39.02 | [5 empty] | 6 | 42.8 |  |  |  | 0 | 32 |  |  |  |  | -9.4 | 15.08 |  |  |  |  | -11.7 | 10.94 | [5 empty] | -1.7 | 28.94 |  |  |  | -3.9 | 24.98 |  |  |  |  | -2.8 | 26.96 |  |  |  |  | -20 | -4
2003-12-30 | 5:00 | 7.8 | 46.04 | WEEKDAY | #N/A | 1977-12-30 | 5:00 | -1.1 | 30.02 |  |  | 2000-12-30 | 5:00 | -4 | 24.8 |  |  | 1997-12-30 | 5:00 | 5 | 41 | [5 empty] | 6 | 42.8 |  |  |  | 0 | 32 |  |  |  |  | -8.3 | 17.06 |  |  |  |  | -12.1 | 10.22 | [5 empty] | -1.9 | 28.58 |  |  |  | -3.9 | 24.98 |  |  |  |  | -2.2 | 28.04 |  |  |  |  | -18.3 | -0.94
2003-12-30 | 6:00 | 7.8 | 46.04 | WEEKDAY | #N/A | 1977-12-30 | 6:00 | -1.7 | 28.94 |  |  | 2000-12-30 | 6:00 | -5 | 23 |  |  | 1997-12-30 | 6:00 | 4.4 | 39.92 | [5 empty] | 6 | 42.8 |  |  |  | 0 | 32 |  |  |  |  | -8.3 | 17.06 |  |  |  |  | -12.4 | 9.68 | [5 empty] | -2 | 28.4 |  |  |  | -3.9 | 24.98 |  |  |  |  | -2.2 | 28.04 |  |  |  |  | -18.3 | -0.94
2003-12-30 | 7:00 | 8.3 | 46.94 | WEEKDAY | #N/A | 1977-12-30 | 7:00 | -1.7 | 28.94 |  |  | 2000-12-30 | 7:00 | -4 | 24.8 |  |  | 1997-12-30 | 7:00 | 2.8 | 37.04 | [5 empty] | 5 | 41 |  |  |  | 0 | 32 |  |  |  |  | -8.3 | 17.06 |  |  |  |  | -12.8 | 8.96 | [5 empty] | -2.2 | 28.04 |  |  |  | -2.8 | 26.96 |  |  |  |  | -1.7 | 28.94 |  |  |  |  | -17.2 | 1.04
2003-12-30 | 8:00 | 9.4 | 48.92 | WEEKDAY | #N/A | 1977-12-30 | 8:00 | -1.1 | 30.02 |  |  | 2000-12-30 | 8:00 | -3 | 26.6 |  |  | 1997-12-30 | 8:00 | 2.8 | 37.04 | [5 empty] | 4 | 39.2 |  |  |  | 0 | 32 |  |  |  |  | -7.2 | 19.04 |  |  |  |  | -12.1 | 10.22 | [5 empty] | -1.8 | 28.76 |  |  |  | -1.7 | 28.94 |  |  |  |  | -1.7 | 28.94 |  |  |  |  | -16.1 | 3.02
2003-12-30 | 9:00 | 10 | 50 | WEEKDAY | #N/A | 1977-12-30 | 9:00 | 0 | 32 |  |  | 2000-12-30 | 9:00 | -3 | 26.6 |  |  | 1997-12-30 | 9:00 | 2.2 | 35.96 | [5 empty] | 4 | 39.2 |  |  |  | 1 | 33.8 |  |  |  |  | -6.7 | 19.94 |  |  |  |  | -11.3 | 11.66 | [5 empty] | -1.5 | 29.3 |  |  |  | -0.6 | 30.92 |  |  |  |  | -1.1 | 30.02 |  |  |  |  | -13.9 | 6.98
2003-12-30 | 10:00 | 10.6 | 51.08 | WEEKDAY | #N/A | 1977-12-30 | 10:00 | 1.1 | 33.98 |  |  | 2000-12-30 | 10:00 | -3 | 26.6 |  |  | 1997-12-30 | 10:00 | 2.2 | 35.96 | [5 empty] | 4 | 39.2 |  |  |  | 2 | 35.6 |  |  |  |  | -5 | 23 |  |  |  |  | -10.6 | 12.92 | [5 empty] | -1.1 | 30.02 |  |  |  | -0.6 | 30.92 |  |  |  |  | 0 | 32 |  |  |  |  | -11.7 | 10.94
2003-12-30 | 11:00 | 11.1 | 51.98 | WEEKDAY | #N/A | 1977-12-30 | 11:00 | 2.8 | 37.04 |  |  | 2000-12-30 | 11:00 | -3 | 26.6 |  |  | 1997-12-30 | 11:00 | 1.7 | 35.06 | [5 empty] | 4 | 39.2 |  |  |  | 3 | 37.4 |  |  |  |  | -3.9 | 24.98 |  |  |  |  | -9.3 | 15.26 | [5 empty] | 0 | 32 |  |  |  | 0 | 32 |  |  |  |  | 1.1 | 33.98 |  |  |  |  | -11.1 | 12.02
2003-12-30 | 12:00 | 11.1 | 51.98 | WEEKDAY | #N/A | 1977-12-30 | 12:00 | 3.3 | 37.94 |  |  | 2000-12-30 | 12:00 | -3 | 26.6 |  |  | 1997-12-30 | 12:00 | 1.7 | 35.06 | [5 empty] | 3 | 37.4 |  |  |  | 5 | 41 |  |  |  |  | -2.8 | 26.96 |  |  |  |  | -8 | 17.6 | [5 empty] | 1.1 | 33.98 |  |  |  | 0 | 32 |  |  |  |  | 1.7 | 35.06 |  |  |  |  | -9.4 | 15.08
2003-12-30 | 13:00 | 10.6 | 51.08 | WEEKDAY | #N/A | 1977-12-30 | 13:00 | 5.6 | 42.08 |  |  | 2000-12-30 | 13:00 | -3 | 26.6 |  |  | 1997-12-30 | 13:00 | 1.7 | 35.06 | [5 empty] | 3 | 37.4 |  |  |  | 4 | 39.2 |  |  |  |  | -1.7 | 28.94 |  |  |  |  | -6.7 | 19.94 | [5 empty] | 2.2 | 35.96 |  |  |  | 0.6 | 33.08 |  |  |  |  | 2.2 | 35.96 |  |  |  |  | -7.8 | 17.96
2003-12-30 | 14:00 | 10 | 50 | WEEKDAY | #N/A | 1977-12-30 | 14:00 | 6.1 | 42.98 |  |  | 2000-12-30 | 14:00 | -4 | 24.8 |  |  | 1997-12-30 | 14:00 | 1.7 | 35.06 | [5 empty] | 3 | 37.4 |  |  |  | 5 | 41 |  |  |  |  | -0.6 | 30.92 |  |  |  |  | -5.6 | 21.92 | [5 empty] | 2 | 35.6 |  |  |  | 0.6 | 33.08 |  |  |  |  | 2.2 | 35.96 |  |  |  |  | -7.8 | 17.96
2003-12-30 | 15:00 | 9.4 | 48.92 | WEEKDAY | #N/A | 1977-12-30 | 15:00 | 6.7 | 44.06 |  |  | 2000-12-30 | 15:00 | -4 | 24.8 |  |  | 1997-12-30 | 15:00 | 1.7 | 35.06 | [5 empty] | 2 | 35.6 |  |  |  | 5 | 41 |  |  |  |  | -0.6 | 30.92 |  |  |  |  | -4.4 | 24.08 | [5 empty] | 1.9 | 35.42 |  |  |  | 0.6 | 33.08 |  |  |  |  | 2.2 | 35.96 |  |  |  |  | -7.8 | 17.96
2003-12-30 | 16:00 | 8.3 | 46.94 | WEEKDAY | #N/A | 1977-12-30 | 16:00 | 8.3 | 46.94 |  |  | 2000-12-30 | 16:00 | -4 | 24.8 |  |  | 1997-12-30 | 16:00 | 1.1 | 33.98 | [5 empty] | 3 | 37.4 |  |  |  | 5 | 41 |  |  |  |  | -0.6 | 30.92 |  |  |  |  | -3.3 | 26.06 | [5 empty] | 1.7 | 35.06 |  |  |  | 0.6 | 33.08 |  |  |  |  | 1.7 | 35.06 |  |  |  |  | -8.3 | 17.06
2003-12-30 | 17:00 | 7.8 | 46.04 | WEEKDAY | #N/A | 1977-12-30 | 17:00 | 6.7 | 44.06 |  |  | 2000-12-30 | 17:00 | -3 | 26.6 |  |  | 1997-12-30 | 17:00 | 1.7 | 35.06 | [5 empty] | 3 | 37.4 |  |  |  | 2 | 35.6 |  |  |  |  | -1.1 | 30.02 |  |  |  |  | -4.4 | 24.08 | [5 empty] | 1.5 | 34.7 |  |  |  | 0.6 | 33.08 |  |  |  |  | 1.7 | 35.06 |  |  |  |  | -8.9 | 15.98
2003-12-30 | 18:00 | 7.2 | 44.96 | WEEKDAY | #N/A | 1977-12-30 | 18:00 | 6.1 | 42.98 |  |  | 2000-12-30 | 18:00 | -2 | 28.4 |  |  | 1997-12-30 | 18:00 | 1.7 | 35.06 | [5 empty] | 3 | 37.4 |  |  |  | -1 | 30.2 |  |  |  |  | -1.1 | 30.02 |  |  |  |  | -5.6 | 21.92 | [5 empty] | 1.3 | 34.34 |  |  |  | 0.6 | 33.08 |  |  |  |  | 1.7 | 35.06 |  |  |  |  | -8.3 | 17.06
2003-12-30 | 19:00 | 6.7 | 44.06 | WEEKDAY | #N/A | 1977-12-30 | 19:00 | 6.1 | 42.98 |  |  | 2000-12-30 | 19:00 | -2.1 | 28.22 |  |  | 1997-12-30 | 19:00 | 2.8 | 37.04 | [5 empty] | 3 | 37.4 |  |  |  | -2 | 28.4 |  |  |  |  | -1.1 | 30.02 |  |  |  |  | -6.7 | 19.94 | [5 empty] | 1.1 | 33.98 |  |  |  | 0.6 | 33.08 |  |  |  |  | 1.7 | 35.06 |  |  |  |  | -8.3 | 17.06
2003-12-30 | 20:00 | 6.1 | 42.98 | WEEKDAY | #N/A | 1977-12-30 | 20:00 | 6.1 | 42.98 |  |  | 2000-12-30 | 20:00 | -2 | 28.4 |  |  | 1997-12-30 | 20:00 | 2.2 | 35.96 | [5 empty] | 3 | 37.4 |  |  |  | -2 | 28.4 |  |  |  |  | -1.1 | 30.02 |  |  |  |  | -6.3 | 20.66 | [5 empty] | 1.1 | 33.98 |  |  |  | 0.6 | 33.08 |  |  |  |  | 1.7 | 35.06 |  |  |  |  | -8.3 | 17.06
2003-12-30 | 21:00 | 5.6 | 42.08 | WEEKDAY | #N/A | 1977-12-30 | 21:00 | 5 | 41 |  |  | 2000-12-30 | 21:00 | -3 | 26.6 |  |  | 1997-12-30 | 21:00 | 2.2 | 35.96 | [5 empty] | 3 | 37.4 |  |  |  | -3 | 26.6 |  |  |  |  | -1.1 | 30.02 |  |  |  |  | -6 | 21.2 | [5 empty] | 1.1 | 33.98 |  |  |  | 0.6 | 33.08 |  |  |  |  | 1.1 | 33.98 |  |  |  |  | -7.8 | 17.96
2003-12-30 | 22:00 | 5.6 | 42.08 | WEEKDAY | #N/A | 1977-12-30 | 22:00 | 5.6 | 42.08 |  |  | 2000-12-30 | 22:00 | -3 | 26.6 |  |  | 1997-12-30 | 22:00 | 2.2 | 35.96 | [5 empty] | 3 | 37.4 |  |  |  | -3 | 26.6 |  |  |  |  | -1.1 | 30.02 |  |  |  |  | -5.6 | 21.92 | [5 empty] | 1.1 | 33.98 |  |  |  | 0 | 32 |  |  |  |  | 0.6 | 33.08 |  |  |  |  | -7.2 | 19.04
2003-12-30 | 23:00 | 5 | 41 | WEEKDAY | #N/A | 1977-12-30 | 23:00 | 4.4 | 39.92 |  |  | 2000-12-30 | 23:00 | -3 | 26.6 |  |  | 1997-12-30 | 23:00 | 1.7 | 35.06 | [5 empty] | 3 | 37.4 |  |  |  | -2 | 28.4 |  |  |  |  | -1.1 | 30.02 |  |  |  |  | -5.4 | 22.28 | [5 empty] | 0.9 | 33.62 |  |  |  | -0.6 | 30.92 |  |  |  |  | 0.6 | 33.08 |  |  |  |  | -7.2 | 19.04
2003-12-30 | 24:00 | 5 | 41 | WEEKDAY | #N/A | 1977-12-30 | 24:00 | 3.3 | 37.94 |  |  | 2000-12-30 | 24:00 | -4 | 24.8 |  |  | 1997-12-30 | 24:00 | 1.7 | 35.06 | [5 empty] | 3 | 37.4 |  |  |  | 1 | 33.8 |  |  |  |  | -1.1 | 30.02 |  |  |  |  | -5.2 | 22.64 | [5 empty] | 0.8 | 33.44 |  |  |  | -1.1 | 30.02 |  |  |  |  | 0 | 32 |  |  |  |  | -7.2 | 19.04
2003-12-31 | 1:00 | 5 | 41 | WEEKDAY | #N/A | 1977-12-31 | 1:00 | 2.8 | 37.04 |  |  | 2000-12-31 | 1:00 | -4 | 24.8 |  |  | 1997-12-31 | 1:00 | 1.1 | 33.98 | [5 empty] | 2 | 35.6 |  |  |  | 2 | 35.6 |  |  |  |  | -1.7 | 28.94 |  |  |  |  | -5 | 23 | [5 empty] | 0.6 | 33.08 |  |  |  | -1.1 | 30.02 |  |  |  |  | 0 | 32 |  |  |  |  | -6.7 | 19.94
2003-12-31 | 2:00 | 5 | 41 | WEEKDAY | #N/A | 1977-12-31 | 2:00 | 2.8 | 37.04 |  |  | 2000-12-31 | 2:00 | -4 | 24.8 |  |  | 1997-12-31 | 2:00 | 0.6 | 33.08 | [5 empty] | 2 | 35.6 |  |  |  | 1 | 33.8 |  |  |  |  | -1.7 | 28.94 |  |  |  |  | -4.4 | 24.08 | [5 empty] | 0.2 | 32.36 |  |  |  | -1.7 | 28.94 |  |  |  |  | 0 | 32 |  |  |  |  | -7.2 | 19.04
2003-12-31 | 3:00 | 4.4 | 39.92 | WEEKDAY | #N/A | 1977-12-31 | 3:00 | 2.8 | 37.04 |  |  | 2000-12-31 | 3:00 | -4 | 24.8 |  |  | 1997-12-31 | 3:00 | -0.6 | 30.92 | [5 empty] | 2 | 35.6 |  |  |  | 2 | 35.6 |  |  |  |  | -1.7 | 28.94 |  |  |  |  | -3.9 | 24.98 | [5 empty] | -0.2 | 31.64 |  |  |  | -1.7 | 28.94 |  |  |  |  | 0 | 32 |  |  |  |  | -7.2 | 19.04
2003-12-31 | 4:00 | 4.4 | 39.92 | WEEKDAY | #N/A | 1977-12-31 | 4:00 | 2.8 | 37.04 |  |  | 2000-12-31 | 4:00 | -4 | 24.8 |  |  | 1997-12-31 | 4:00 | -1.1 | 30.02 | [5 empty] | 1 | 33.8 |  |  |  | 1 | 33.8 |  |  |  |  | -1.1 | 30.02 |  |  |  |  | -3.3 | 26.06 | [5 empty] | -0.6 | 30.92 |  |  |  | -1.7 | 28.94 |  |  |  |  | 0 | 32 |  |  |  |  | -6.7 | 19.94
2003-12-31 | 5:00 | 4.4 | 39.92 | WEEKDAY | #N/A | 1977-12-31 | 5:00 | 2.8 | 37.04 |  |  | 2000-12-31 | 5:00 | -4 | 24.8 |  |  | 1997-12-31 | 5:00 | -1.1 | 30.02 | [5 empty] | 0 | 32 |  |  |  | 1 | 33.8 |  |  |  |  | -1.1 | 30.02 |  |  |  |  | -3.1 | 26.42 | [5 empty] | -1 | 30.2 |  |  |  | -1.7 | 28.94 |  |  |  |  | 0 | 32 |  |  |  |  | -6.7 | 19.94
2003-12-31 | 6:00 | 3.9 | 39.02 | WEEKDAY | #N/A | 1977-12-31 | 6:00 | 2.8 | 37.04 |  |  | 2000-12-31 | 6:00 | -4 | 24.8 |  |  | 1997-12-31 | 6:00 | -1.7 | 28.94 | [5 empty] | 0 | 32 |  |  |  | 1 | 33.8 |  |  |  |  | -0.6 | 30.92 |  |  |  |  | -3 | 26.6 | [5 empty] | -1.3 | 29.66 |  |  |  | -1.7 | 28.94 |  |  |  |  | -0.6 | 30.92 |  |  |  |  | -6.1 | 21.02
2003-12-31 | 7:00 | 3.9 | 39.02 | WEEKDAY | #N/A | 1977-12-31 | 7:00 | 2.8 | 37.04 |  |  | 2000-12-31 | 7:00 | -4 | 24.8 |  |  | 1997-12-31 | 7:00 | -1.7 | 28.94 | [5 empty] | -1 | 30.2 |  |  |  | 4 | 39.2 |  |  |  |  | -1.1 | 30.02 |  |  |  |  | -2.8 | 26.96 | [5 empty] | -1.7 | 28.94 |  |  |  | -2.2 | 28.04 |  |  |  |  | -0.6 | 30.92 |  |  |  |  | -5.6 | 21.92
2003-12-31 | 8:00 | 3.9 | 39.02 | WEEKDAY | #N/A | 1977-12-31 | 8:00 | 3.9 | 39.02 |  |  | 2000-12-31 | 8:00 | -4 | 24.8 |  |  | 1997-12-31 | 8:00 | -1.7 | 28.94 | [5 empty] | -1 | 30.2 |  |  |  | 4 | 39.2 |  |  |  |  | -1.1 | 30.02 |  |  |  |  | -1.1 | 30.02 | [5 empty] | -1.7 | 28.94 |  |  |  | -2.2 | 28.04 |  |  |  |  | -1.1 | 30.02 |  |  |  |  | -5.6 | 21.92
2003-12-31 | 9:00 | 3.9 | 39.02 | WEEKDAY | #N/A | 1977-12-31 | 9:00 | 3.3 | 37.94 |  |  | 2000-12-31 | 9:00 | -4 | 24.8 |  |  | 1997-12-31 | 9:00 | -1.7 | 28.94 | [5 empty] | -1 | 30.2 |  |  |  | 3 | 37.4 |  |  |  |  | -0.6 | 30.92 |  |  |  |  | 0.5 | 32.9 | [5 empty] | -1.7 | 28.94 |  |  |  | -2.2 | 28.04 |  |  |  |  | -1.1 | 30.02 |  |  |  |  | -5.6 | 21.92
2003-12-31 | 10:00 | 3.9 | 39.02 | WEEKDAY | #N/A | 1977-12-31 | 10:00 | 3.9 | 39.02 |  |  | 2000-12-31 | 10:00 | -3 | 26.6 |  |  | 1997-12-31 | 10:00 | -1.1 | 30.02 | [5 empty] | -1 | 30.2 |  |  |  | 5 | 41 |  |  |  |  | 0 | 32 |  |  |  |  | 2.2 | 35.96 | [5 empty] | -1.7 | 28.94 |  |  |  | -1.7 | 28.94 |  |  |  |  | -1.1 | 30.02 |  |  |  |  | -5.6 | 21.92
2003-12-31 | 11:00 | 5 | 41 | WEEKDAY | #N/A | 1977-12-31 | 11:00 | 4.4 | 39.92 |  |  | 2000-12-31 | 11:00 | -2 | 28.4 |  |  | 1997-12-31 | 11:00 | -1.1 | 30.02 | [5 empty] | 0 | 32 |  |  |  | 7 | 44.6 |  |  |  |  | 0 | 32 |  |  |  |  | 2.2 | 35.96 | [5 empty] | -1.1 | 30.02 |  |  |  | -1.1 | 30.02 |  |  |  |  | -0.6 | 30.92 |  |  |  |  | -3.9 | 24.98
2003-12-31 | 12:00 | 5.6 | 42.08 | WEEKDAY | #N/A | 1977-12-31 | 12:00 | 5 | 41 |  |  | 2000-12-31 | 12:00 | -2 | 28.4 |  |  | 1997-12-31 | 12:00 | -0.6 | 30.92 | [5 empty] | -1 | 30.2 |  |  |  | 7 | 44.6 |  |  |  |  | 0 | 32 |  |  |  |  | 2.2 | 35.96 | [5 empty] | -0.6 | 30.92 |  |  |  | -1.7 | 28.94 |  |  |  |  | -0.6 | 30.92 |  |  |  |  | -3.3 | 26.06
2003-12-31 | 13:00 | 6.1 | 42.98 | WEEKDAY | #N/A | 1977-12-31 | 13:00 | 5.6 | 42.08 |  |  | 2000-12-31 | 13:00 | -2 | 28.4 |  |  | 1997-12-31 | 13:00 | -1.1 | 30.02 | [5 empty] | -1 | 30.2 |  |  |  | 8 | 46.4 |  |  |  |  | 0.6 | 33.08 |  |  |  |  | 2.2 | 35.96 | [5 empty] | 0 | 32 |  |  |  | -1.1 | 30.02 |  |  |  |  | 0 | 32 |  |  |  |  | -2.8 | 26.96
2003-12-31 | 14:00 | 7.2 | 44.96 | WEEKDAY | #N/A | 1977-12-31 | 14:00 | 6.1 | 42.98 |  |  | 2000-12-31 | 14:00 | -2 | 28.4 |  |  | 1997-12-31 | 14:00 | -1.1 | 30.02 | [5 empty] | -1 | 30.2 |  |  |  | 10 | 50 |  |  |  |  | 1.1 | 33.98 |  |  |  |  | 2.4 | 36.32 | [5 empty] | -0.4 | 31.28 |  |  |  | -1.1 | 30.02 |  |  |  |  | 0 | 32 |  |  |  |  | -2.8 | 26.96
2003-12-31 | 15:00 | 7.8 | 46.04 | WEEKDAY | #N/A | 1977-12-31 | 15:00 | 6.7 | 44.06 |  |  | 2000-12-31 | 15:00 | -2 | 28.4 |  |  | 1997-12-31 | 15:00 | -1.7 | 28.94 | [5 empty] | -2 | 28.4 |  |  |  | 10 | 50 |  |  |  |  | 1.1 | 33.98 |  |  |  |  | 2.6 | 36.68 | [5 empty] | -0.7 | 30.74 |  |  |  | -1.1 | 30.02 |  |  |  |  | -0.6 | 30.92 |  |  |  |  | -2.8 | 26.96
2003-12-31 | 16:00 | 7.8 | 46.04 | WEEKDAY | #N/A | 1977-12-31 | 16:00 | 5 | 41 |  |  | 2000-12-31 | 16:00 | -3 | 26.6 |  |  | 1997-12-31 | 16:00 | -2.8 | 26.96 | [5 empty] | -3 | 26.6 |  |  |  | 10 | 50 |  |  |  |  | 1.7 | 35.06 |  |  |  |  | 2.8 | 37.04 | [5 empty] | -1.1 | 30.02 |  |  |  | -1.7 | 28.94 |  |  |  |  | -1.1 | 30.02 |  |  |  |  | -2.2 | 28.04
2003-12-31 | 17:00 | 7.2 | 44.96 | WEEKDAY | #N/A | 1977-12-31 | 17:00 | 3.9 | 39.02 |  |  | 2000-12-31 | 17:00 | -3 | 26.6 |  |  | 1997-12-31 | 17:00 | -4.4 | 24.08 | [5 empty] | -4 | 24.8 |  |  |  | 10 | 50 |  |  |  |  | 2.2 | 35.96 |  |  |  |  | 3 | 37.4 | [5 empty] | -2.2 | 28.04 |  |  |  | -1.7 | 28.94 |  |  |  |  | -1.1 | 30.02 |  |  |  |  | -2.2 | 28.04
2003-12-31 | 18:00 | 7.2 | 44.96 | WEEKDAY | #N/A | 1977-12-31 | 18:00 | 2.8 | 37.04 |  |  | 2000-12-31 | 18:00 | -4 | 24.8 |  |  | 1997-12-31 | 18:00 | -5 | 23 | [5 empty] | -4 | 24.8 |  |  |  | 9 | 48.2 |  |  |  |  | 2.2 | 35.96 |  |  |  |  | 3.1 | 37.58 | [5 empty] | -3.3 | 26.06 |  |  |  | -2.8 | 26.96 |  |  |  |  | -1.7 | 28.94 |  |  |  |  | -2.2 | 28.04
2003-12-31 | 19:00 | 7.2 | 44.96 | WEEKDAY | #N/A | 1977-12-31 | 19:00 | 2.2 | 35.96 |  |  | 2000-12-31 | 19:00 | -4 | 24.8 |  |  | 1997-12-31 | 19:00 | -5.6 | 21.92 | [5 empty] | -5 | 23 |  |  |  | 9 | 48.2 |  |  |  |  | 2.8 | 37.04 |  |  |  |  | 3.3 | 37.94 | [5 empty] | -4.4 | 24.08 |  |  |  | -3.9 | 24.98 |  |  |  |  | -2.2 | 28.04 |  |  |  |  | -1.7 | 28.94
2003-12-31 | 20:00 | 6.7 | 44.06 | WEEKDAY | #N/A | 1977-12-31 | 20:00 | 1.7 | 35.06 |  |  | 2000-12-31 | 20:00 | -4 | 24.8 |  |  | 1997-12-31 | 20:00 | -6.1 | 21.02 | [5 empty] | -5 | 23 |  |  |  | 7.6 | 45.68 |  |  |  |  | 2.8 | 37.04 |  |  |  |  | 3.3 | 37.94 | [5 empty] | -5.5 | 22.1 |  |  |  | -4.4 | 24.08 |  |  |  |  | -2.8 | 26.96 |  |  |  |  | -1.7 | 28.94
2003-12-31 | 21:00 | 6.1 | 42.98 | WEEKDAY | #N/A | 1977-12-31 | 21:00 | 1.1 | 33.98 |  |  | 2000-12-31 | 21:00 | -4 | 24.8 |  |  | 1997-12-31 | 21:00 | -6.7 | 19.94 | [5 empty] | -6 | 21.2 |  |  |  | 6.3 | 43.34 |  |  |  |  | 3.3 | 37.94 |  |  |  |  | 3.3 | 37.94 | [5 empty] | -6.7 | 19.94 |  |  |  | -5.6 | 21.92 |  |  |  |  | -2.8 | 26.96 |  |  |  |  | -1.7 | 28.94
2003-12-31 | 22:00 | 6.1 | 42.98 | WEEKDAY | #N/A | 1977-12-31 | 22:00 | 1.1 | 33.98 |  |  | 2000-12-31 | 22:00 | -4 | 24.8 |  |  | 1997-12-31 | 22:00 | -7.2 | 19.04 | [5 empty] | -6 | 21.2 |  |  |  | 5.2 | 41.36 |  |  |  |  | 3.9 | 39.02 |  |  |  |  | 3.3 | 37.94 | [5 empty] | -7.8 | 17.96 |  |  |  | -6.1 | 21.02 |  |  |  |  | -2.2 | 28.04 |  |  |  |  | -1.1 | 30.02
2003-12-31 | 23:00 | 6.1 | 42.98 | WEEKDAY | #N/A | 1977-12-31 | 23:00 | 0 | 32 |  |  | 2000-12-31 | 23:00 | -4 | 24.8 |  |  | 1997-12-31 | 23:00 | -7.8 | 17.96 | [5 empty] | -6.5 | 20.3 |  |  |  | 4 | 39.2 |  |  |  |  | 4.4 | 39.92 |  |  |  |  | 3.7 | 38.66 | [5 empty] | -8.3 | 17.06 |  |  |  | -6.7 | 19.94 |  |  |  |  | -2.8 | 26.96 |  |  |  |  | -0.6 | 30.92
2003-12-31 | 24:00 | 6.1 | 42.98 | WEEKDAY | #N/A | 1977-12-31 | 24:00 | -0.6 | 30.92 |  |  | 2000-12-31 | 24:00 | -5 | 23 |  |  | 1997-12-31 | 24:00 | -8.3 | 17.06 | [5 empty] | -7 | 19.4 |  |  |  | 2.7 | 36.86 |  |  |  |  | 5 | 41 |  |  |  |  | 4 | 39.2 | [5 empty] | -8.9 | 15.98 |  |  |  | -6.7 | 19.94 |  |  |  |  | -3.3 | 26.06 |  |  |  |  | 0 | 32

## Zip Code Lines_1 (hidden)
missing in original zip list | ZIP Code | Weather_Station | Town Name | 99% Heating Design Temp | 1% Cooling Design Temp | Snow_Depth
| 6390 | FRANCIS S GABRESKI AP | Westhampton | 11.9 | 84.2 | 6 |  | Project Zip Code: | 0
| 10001 | NEW YORK CENTRAL PARK | NY - Central Park | 17.3 | 87.9 | 6 |  |  |  | ID |  | Lat | Lon | Elev Ft |  | 99.6% temp | 99% | 0.4% DB | MCWB | 1% DB | MCWB | TRM site | Snow
| 10002 | NEW YORK CENTRAL PARK | NY - Central Park | 17.3 | 87.9 | 6 |  | Recommended Weather Station: | - | 726228 | ADIRONDACK REGIONAL | 44.385 | -74.207 | 1663 | Saranac Lake | -18.4 | -12.6 | 83.5 | 67.2 | 81 | 66.2 |  | 24
| 10003 | NEW YORK CENTRAL PARK | NY - Central Park | 17.3 | 87.9 | 6 |  | Name | #NAME? | 726223 | MASSENA INTL | 44.936 | -74.846 | 213 | Massena | -13.4 | -7.6 | 87.5 | 72.6 | 84.6 | 70.9 | 1 | 12
| 10004 | NEW YORK CENTRAL PARK | NY - Central Park | 17.3 | 87.9 | 6 |  | Cold Design Temp: | #NAME? | 726227 | WATERTOWN INTL | 43.992 | -76.022 | 318 | Watertown | -12.5 | -5.4 | 85.7 | 71.8 | 83.3 | 70.7 |  | 24
| 10005 | NEW YORK CENTRAL PARK | NY - Central Park | 17.3 | 87.9 | 6 |  | Warm Design Temp: | #NAME? | 743700 | WHEELER-SACK AAF | 44.05 | -75.733 | 689 | Fort Drum | -10.5 | -4.9 | 86.3 | 71 | 83.8 | 69.7 |  | 18
| 10006 | NEW YORK CENTRAL PARK | NY - Central Park | 17.3 | 87.9 | 6 |  | Recommended Snow Depth: | #NAME? | 725220 | FLOYD BENNETT MEMORIAL | 43.35 | -73.617 | 322 | Glens Falls | -8.7 | -2.1 | 87.8 | 72.6 | 84.6 | 70.6 |  | 12
| 10007 | NEW YORK CENTRAL PARK | NY - Central Park | 17.3 | 87.9 | 6 |  |  |  | 725197 | ONEIDA COUNTY AP | 43.145 | -75.384 | 712 | Utica | -4.8 | 0.8 | 87.5 | 72.8 | 84.4 | 70.9 |  | 18
| 10008 | NEW YORK CENTRAL PARK | NY - Central Park | 17.3 | 87.9 | 6 |  | Closest ACCA Weather Station | #N/A | 725150 | GREATER BINGHAMTON AP | 42.207 | -75.98 | 1594 | Binghamton | 0 | 3.9 | 85.1 | 70 | 82.3 | 68.6 | 1 | 12
| 10009 | NEW YORK CENTRAL PARK | NY - Central Park | 17.3 | 87.9 | 6 |  | City Name | #N/A | 725180 | ALBANY INTL | 42.743 | -73.809 | 312 | Albany | -0.3 | 4.3 | 89.1 | 72.9 | 86.3 | 71.1 | 1 | 12
| 10010 | NEW YORK CENTRAL PARK | NY - Central Park | 17.3 | 87.9 | 6 |  |  |  | 725145 | SULLIVAN COUNTY INTL | 41.701 | -74.795 | 1404 | Monticello | 0.2 | 4.7 | 86.3 | 71 | 83.5 | 69.3 |  | 12
| 10011 | NEW YORK CENTRAL PARK | NY - Central Park | 17.3 | 87.9 | 6 |  |  |  | 725156 | ELMIRA CORNING REGIONAL | 42.159 | -76.892 | 955 | Elmira | -0.1 | 4.1 | 89.6 | 71.7 | 86.5 | 70.4 |  | 6
| 10012 | NEW YORK CENTRAL PARK | NY - Central Park | 17.3 | 87.9 | 6 |  |  |  | 725235 | CHAUTAUQUA COUNTY AP | 42.15 | -79.25 | 1722 | Jamestown | 0.6 | 4.5 | 82.3 | 69.7 | 81.1 | 68.6 |  | 12
| 10013 | NEW YORK CENTRAL PARK | NY - Central Park | 17.3 | 87.9 | 6 |  |  |  | 725190 | SYRACUSE HANCOCK INTL | 43.111 | -76.104 | 413 | Syracuse | -0.7 | 4.1 | 89.1 | 73.1 | 86.4 | 71.4 | 1 | 12
| 10014 | NEW YORK CENTRAL PARK | NY - Central Park | 17.3 | 87.9 | 6 |  |  |  | 725287 | NIAGARA FALLS INTL | 43.108 | -78.938 | 584 | Niagara Falls | 2.8 | 6.5 | 88 | 72.2 | 85.4 | 71 |  | 18
| 10016 | NEW YORK CENTRAL PARK | NY - Central Park | 17.3 | 87.9 | 6 |  |  |  | 725290 | GREATER ROCHESTER INTL | 43.117 | -77.677 | 538 | Rochester | 2.8 | 6.6 | 88.9 | 73 | 86 | 71.4 |  | 12
| 10017 | NEW YORK CENTRAL PARK | NY - Central Park | 17.3 | 87.9 | 6 |  |  |  | 725280 | BUFFALO NIAGARA INTL | 42.941 | -78.736 | 715 | Buffalo | 3.5 | 6.8 | 86.3 | 71.3 | 83.9 | 70 | 1 | 18
| 10018 | NEW YORK CENTRAL PARK | NY - Central Park | 17.3 | 87.9 | 6 |  |  |  | 725036 | DUTCHESS COUNTY AP | 41.627 | -73.884 | 167 | Poughkeepsie | 2.7 | 8 | 91.2 | 73.6 | 88.4 | 72.3 | 1 | 12
| 10019 | NEW YORK CENTRAL PARK | NY - Central Park | 17.3 | 87.9 | 6 |  |  |  | 744865 | FRANCIS S GABRESKI AP | 40.844 | -72.632 | 66 | Westhampton | 8 | 11.9 | 87.6 | 72.7 | 84.2 | 71.4 |  | 6
| 10020 | NEW YORK CENTRAL PARK | NY - Central Park | 17.3 | 87.9 | 6 |  |  |  | 725037 | WESTCHESTER COUNTY AP | 41.067 | -73.708 | 381 | White Plains | 9.2 | 12.9 | 89.5 | 73.4 | 86.4 | 71.9 |  | 6
| 10021 | NEW YORK CENTRAL PARK | NY - Central Park | 17.3 | 87.9 | 6 |  |  |  | 725050 | LONG ISLAND MACARTHUR AP | 40.794 | -73.102 | 85 | Islip | 11.9 | 15.7 | 88.7 | 73.7 | 85.9 | 72.2 |  | 6
| 10022 | NEW YORK CENTRAL PARK | NY - Central Park | 17.3 | 87.9 | 6 |  |  |  | 744864 | REPUBLIC AP | 40.734 | -73.417 | 82 | Farmingdale | 12.4 | 16.5 | 89.8 | 73.8 | 86.4 | 72.1 |  | 6
| 10023 | NEW YORK CENTRAL PARK | NY - Central Park | 17.3 | 87.9 | 6 |  |  |  | 725053 | NEW YORK CENTRAL PARK | 40.779 | -73.969 | 131 | NY - Central Park | 13.5 | 17.3 | 90.7 | 73.6 | 87.9 | 72.3 |  | 6
| 10024 | NEW YORK CENTRAL PARK | NY - Central Park | 17.3 | 87.9 | 6 |  |  |  | 744860 | JOHN F KENNEDY INTL | 40.639 | -73.762 | 10 | NY - JFK | 14.1 | 17.5 | 89.8 | 73 | 86.7 | 72.1 | 1 | 6
| 10025 | NEW YORK CENTRAL PARK | NY - Central Park | 17.3 | 87.9 | 6 |  |  |  | 725030 | LAGUARDIA AP | 40.779 | -73.88 | 10 | NY- Laguardia | 14.3 | 17.9 | 92.6 | 73.9 | 89.8 | 72.5 |  | 6
| 10026 | NEW YORK CENTRAL PARK | NY - Central Park | 17.3 | 87.9 | 6
| 10027 | NEW YORK CENTRAL PARK | NY - Central Park | 17.3 | 87.9 | 6
| 10028 | NEW YORK CENTRAL PARK | NY - Central Park | 17.3 | 87.9 | 6
| 10029 | NEW YORK CENTRAL PARK | NY - Central Park | 17.3 | 87.9 | 6 |  |  |  |  | ASHRAE 2017 Weather Station Name | City Name | Closest ACCA Weather Station
| 10030 | NEW YORK CENTRAL PARK | NY - Central Park | 17.3 | 87.9 | 6 |  |  |  |  | ADIRONDACK REGIONAL | Saranac Lake | Albany
| 10031 | NEW YORK CENTRAL PARK | NY - Central Park | 17.3 | 87.9 | 6 |  |  |  |  | ALBANY INTL | Albany | Albany
| 10032 | NEW YORK CENTRAL PARK | NY - Central Park | 17.3 | 87.9 | 6 |  |  |  |  | BUFFALO NIAGARA INTL | Buffalo | Buffalo
| 10033 | NEW YORK CENTRAL PARK | NY - Central Park | 17.3 | 87.9 | 6 |  |  |  |  | CHAUTAUQUA COUNTY AP | Jamestown | Buffalo
| 10034 | NEW YORK CENTRAL PARK | NY - Central Park | 17.3 | 87.9 | 6 |  |  |  |  | DUTCHESS COUNTY AP | Poughkeepsie | Poughkeepsie
| 10035 | NEW YORK CENTRAL PARK | NY - Central Park | 17.3 | 87.9 | 6 |  |  |  |  | ELMIRA CORNING REGIONAL | Elmira | Syracuse
| 10036 | NEW YORK CENTRAL PARK | NY - Central Park | 17.3 | 87.9 | 6 |  |  |  |  | FLOYD BENNETT MEMORIAL | Glens Falls | Albany
| 10037 | NEW YORK CENTRAL PARK | NY - Central Park | 17.3 | 87.9 | 6 |  |  |  |  | FRANCIS S GABRESKI AP | Westhampton | Islip
| 10038 | NEW YORK CENTRAL PARK | NY - Central Park | 17.3 | 87.9 | 6 |  |  |  |  | GREATER BINGHAMTON AP | Binghamton | Binghamton
| 10039 | NEW YORK CENTRAL PARK | NY - Central Park | 17.3 | 87.9 | 6 |  |  |  |  | GREATER ROCHESTER INTL | Rochester | Rochester
| 10040 | NEW YORK CENTRAL PARK | NY - Central Park | 17.3 | 87.9 | 6 |  |  |  |  | JOHN F KENNEDY INTL | New York City - JFK | NYC JFK
| 10041 | NEW YORK CENTRAL PARK | NY - Central Park | 17.3 | 87.9 | 6 |  |  |  |  | LAGUARDIA AP | New York City - Laguardia | NYC Laguardia
| 10043 | NEW YORK CENTRAL PARK | NY - Central Park | 17.3 | 87.9 | 6 |  |  |  |  | LONG ISLAND MACARTHUR AP | Islip | Islip
| 10044 | NEW YORK CENTRAL PARK | NY - Central Park | 17.3 | 87.9 | 6 |  |  |  |  | MASSENA INTL | Massena | Massena
| 10045 | NEW YORK CENTRAL PARK | NY - Central Park | 17.3 | 87.9 | 6 |  |  |  |  | NEW YORK CENTRAL PARK | New York City - Central Park | NYC Central Park
| 10055 | NEW YORK CENTRAL PARK | NY - Central Park | 17.3 | 87.9 | 6 |  |  |  |  | NIAGARA FALLS INTL | Niagara Falls | Buffalo
| 10060 | NEW YORK CENTRAL PARK | NY - Central Park | 17.3 | 87.9 | 6 |  |  |  |  | ONEIDA COUNTY AP | Utica | Syracuse
| 10065 | NEW YORK CENTRAL PARK | NY - Central Park | 17.3 | 87.9 | 6 |  |  |  |  | REPUBLIC AP | Central Long Island | Islip
| 10069 | NEW YORK CENTRAL PARK | NY - Central Park | 17.3 | 87.9 | 6 |  |  |  |  | SULLIVAN COUNTY INTL | Monticello | Poughkeepsie
| 10075 | NEW YORK CENTRAL PARK | NY - Central Park | 17.3 | 87.9 | 6 |  |  |  |  | SYRACUSE HANCOCK INTL | Syracuse | Syracuse
| 10080 | NEW YORK CENTRAL PARK | NY - Central Park | 17.3 | 87.9 | 6 |  |  |  |  | WATERTOWN INTL | Watertown | Syracuse
| 10081 | NEW YORK CENTRAL PARK | NY - Central Park | 17.3 | 87.9 | 6 |  |  |  |  | WESTCHESTER COUNTY AP | White Plains | White Plains WCA
| 10087 | NEW YORK CENTRAL PARK | NY - Central Park | 17.3 | 87.9 | 6 |  |  |  |  | WHEELER-SACK AAF | Fort Drum | Syracuse
| 10090 | NEW YORK CENTRAL PARK | NY - Central Park | 17.3 | 87.9 | 6
| 10101 | NEW YORK CENTRAL PARK | NY - Central Park | 17.3 | 87.9 | 6
| 10102 | NEW YORK CENTRAL PARK | NY - Central Park | 17.3 | 87.9 | 6
| 10103 | NEW YORK CENTRAL PARK | NY - Central Park | 17.3 | 87.9 | 6
| 10104 | NEW YORK CENTRAL PARK | NY - Central Park | 17.3 | 87.9 | 6
| 10105 | NEW YORK CENTRAL PARK | NY - Central Park | 17.3 | 87.9 | 6
| 10106 | NEW YORK CENTRAL PARK | NY - Central Park | 17.3 | 87.9 | 6
| 10107 | NEW YORK CENTRAL PARK | NY - Central Park | 17.3 | 87.9 | 6
| 10108 | NEW YORK CENTRAL PARK | NY - Central Park | 17.3 | 87.9 | 6
| 10109 | NEW YORK CENTRAL PARK | NY - Central Park | 17.3 | 87.9 | 6
| 10110 | NEW YORK CENTRAL PARK | NY - Central Park | 17.3 | 87.9 | 6
| 10111 | NEW YORK CENTRAL PARK | NY - Central Park | 17.3 | 87.9 | 6
| 10112 | NEW YORK CENTRAL PARK | NY - Central Park | 17.3 | 87.9 | 6
| 10113 | NEW YORK CENTRAL PARK | NY - Central Park | 17.3 | 87.9 | 6
| 10114 | NEW YORK CENTRAL PARK | NY - Central Park | 17.3 | 87.9 | 6
| 10115 | NEW YORK CENTRAL PARK | NY - Central Park | 17.3 | 87.9 | 6
| 10116 | NEW YORK CENTRAL PARK | NY - Central Park | 17.3 | 87.9 | 6
| 10117 | NEW YORK CENTRAL PARK | NY - Central Park | 17.3 | 87.9 | 6
| 10118 | NEW YORK CENTRAL PARK | NY - Central Park | 17.3 | 87.9 | 6
| 10119 | NEW YORK CENTRAL PARK | NY - Central Park | 17.3 | 87.9 | 6
| 10120 | NEW YORK CENTRAL PARK | NY - Central Park | 17.3 | 87.9 | 6
| 10121 | NEW YORK CENTRAL PARK | NY - Central Park | 17.3 | 87.9 | 6
| 10122 | NEW YORK CENTRAL PARK | NY - Central Park | 17.3 | 87.9 | 6
| 10123 | NEW YORK CENTRAL PARK | NY - Central Park | 17.3 | 87.9 | 6
| 10124 | NEW YORK CENTRAL PARK | NY - Central Park | 17.3 | 87.9 | 6
| 10125 | NEW YORK CENTRAL PARK | NY - Central Park | 17.3 | 87.9 | 6
| 10126 | NEW YORK CENTRAL PARK | NY - Central Park | 17.3 | 87.9 | 6
| 10128 | NEW YORK CENTRAL PARK | NY - Central Park | 17.3 | 87.9 | 6
| 10129 | NEW YORK CENTRAL PARK | NY - Central Park | 17.3 | 87.9 | 6
| 10130 | NEW YORK CENTRAL PARK | NY - Central Park | 17.3 | 87.9 | 6
| 10131 | NEW YORK CENTRAL PARK | NY - Central Park | 17.3 | 87.9 | 6
| 10132 | NEW YORK CENTRAL PARK | NY - Central Park | 17.3 | 87.9 | 6
| 10133 | NEW YORK CENTRAL PARK | NY - Central Park | 17.3 | 87.9 | 6
| 10138 | NEW YORK CENTRAL PARK | NY - Central Park | 17.3 | 87.9 | 6
| 10150 | NEW YORK CENTRAL PARK | NY - Central Park | 17.3 | 87.9 | 6
| 10151 | NEW YORK CENTRAL PARK | NY - Central Park | 17.3 | 87.9 | 6
| 10152 | NEW YORK CENTRAL PARK | NY - Central Park | 17.3 | 87.9 | 6
| 10153 | NEW YORK CENTRAL PARK | NY - Central Park | 17.3 | 87.9 | 6
| 10154 | NEW YORK CENTRAL PARK | NY - Central Park | 17.3 | 87.9 | 6
| 10155 | NEW YORK CENTRAL PARK | NY - Central Park | 17.3 | 87.9 | 6
| 10156 | NEW YORK CENTRAL PARK | NY - Central Park | 17.3 | 87.9 | 6
| 10157 | NEW YORK CENTRAL PARK | NY - Central Park | 17.3 | 87.9 | 6
| 10158 | NEW YORK CENTRAL PARK | NY - Central Park | 17.3 | 87.9 | 6
| 10159 | NEW YORK CENTRAL PARK | NY - Central Park | 17.3 | 87.9 | 6
| 10160 | NEW YORK CENTRAL PARK | NY - Central Park | 17.3 | 87.9 | 6
x | 10161 | NEW YORK CENTRAL PARK | NY - Central Park | 17.3 | 87.9 | 6
| 10162 | NEW YORK CENTRAL PARK | NY - Central Park | 17.3 | 87.9 | 6 | 10162
| 10163 | NEW YORK CENTRAL PARK | NY - Central Park | 17.3 | 87.9 | 6 | 10163
| 10164 | NEW YORK CENTRAL PARK | NY - Central Park | 17.3 | 87.9 | 6 | 10164
| 10165 | NEW YORK CENTRAL PARK | NY - Central Park | 17.3 | 87.9 | 6 | 10165
| 10166 | NEW YORK CENTRAL PARK | NY - Central Park | 17.3 | 87.9 | 6 | 10166
| 10167 | NEW YORK CENTRAL PARK | NY - Central Park | 17.3 | 87.9 | 6 | 10167
| 10168 | NEW YORK CENTRAL PARK | NY - Central Park | 17.3 | 87.9 | 6 | 10168
| 10169 | NEW YORK CENTRAL PARK | NY - Central Park | 17.3 | 87.9 | 6 | 10169
| 10170 | NEW YORK CENTRAL PARK | NY - Central Park | 17.3 | 87.9 | 6 | 10170
| 10171 | NEW YORK CENTRAL PARK | NY - Central Park | 17.3 | 87.9 | 6 | 10171
| 10172 | NEW YORK CENTRAL PARK | NY - Central Park | 17.3 | 87.9 | 6 | 10172
| 10173 | NEW YORK CENTRAL PARK | NY - Central Park | 17.3 | 87.9 | 6 | 10173
| 10174 | NEW YORK CENTRAL PARK | NY - Central Park | 17.3 | 87.9 | 6 | 10174
| 10175 | NEW YORK CENTRAL PARK | NY - Central Park | 17.3 | 87.9 | 6 | 10175
| 10176 | NEW YORK CENTRAL PARK | NY - Central Park | 17.3 | 87.9 | 6 | 10176
| 10177 | NEW YORK CENTRAL PARK | NY - Central Park | 17.3 | 87.9 | 6 | 10177
| 10178 | NEW YORK CENTRAL PARK | NY - Central Park | 17.3 | 87.9 | 6 | 10178
| 10179 | NEW YORK CENTRAL PARK | NY - Central Park | 17.3 | 87.9 | 6 | 10179
| 10185 | NEW YORK CENTRAL PARK | NY - Central Park | 17.3 | 87.9 | 6 | 10185
| 10199 | NEW YORK CENTRAL PARK | NY - Central Park | 17.3 | 87.9 | 6 | 10199
| 10203 | NEW YORK CENTRAL PARK | NY - Central Park | 17.3 | 87.9 | 6 | 10203
| 10211 | NEW YORK CENTRAL PARK | NY - Central Park | 17.3 | 87.9 | 6 | 10211
| 10212 | NEW YORK CENTRAL PARK | NY - Central Park | 17.3 | 87.9 | 6 | 10212
| 10213 | NEW YORK CENTRAL PARK | NY - Central Park | 17.3 | 87.9 | 6 | 10213
| 10242 | NEW YORK CENTRAL PARK | NY - Central Park | 17.3 | 87.9 | 6 | 10242
| 10249 | NEW YORK CENTRAL PARK | NY - Central Park | 17.3 | 87.9 | 6 | 10249
| 10256 | NEW YORK CENTRAL PARK | NY - Central Park | 17.3 | 87.9 | 6 | 10256
x | 10257 | NEW YORK CENTRAL PARK | NY - Central Park | 17.3 | 87.9 | 6
| 10258 | NEW YORK CENTRAL PARK | NY - Central Park | 17.3 | 87.9 | 6 | 10258
| 10259 | NEW YORK CENTRAL PARK | NY - Central Park | 17.3 | 87.9 | 6 | 10259
| 10260 | NEW YORK CENTRAL PARK | NY - Central Park | 17.3 | 87.9 | 6 | 10260
| 10261 | NEW YORK CENTRAL PARK | NY - Central Park | 17.3 | 87.9 | 6 | 10261
| 10265 | NEW YORK CENTRAL PARK | NY - Central Park | 17.3 | 87.9 | 6 | 10265
| 10268 | NEW YORK CENTRAL PARK | NY - Central Park | 17.3 | 87.9 | 6 | 10268
| 10269 | NEW YORK CENTRAL PARK | NY - Central Park | 17.3 | 87.9 | 6 | 10269
| 10270 | NEW YORK CENTRAL PARK | NY - Central Park | 17.3 | 87.9 | 6 | 10270
| 10271 | NEW YORK CENTRAL PARK | NY - Central Park | 17.3 | 87.9 | 6 | 10271
| 10272 | NEW YORK CENTRAL PARK | NY - Central Park | 17.3 | 87.9 | 6 | 10272
| 10273 | NEW YORK CENTRAL PARK | NY - Central Park | 17.3 | 87.9 | 6 | 10273
| 10274 | NEW YORK CENTRAL PARK | NY - Central Park | 17.3 | 87.9 | 6 | 10274
| 10275 | NEW YORK CENTRAL PARK | NY - Central Park | 17.3 | 87.9 | 6 | 10275
| 10276 | NEW YORK CENTRAL PARK | NY - Central Park | 17.3 | 87.9 | 6 | 10276
| 10277 | NEW YORK CENTRAL PARK | NY - Central Park | 17.3 | 87.9 | 6 | 10277
| 10278 | NEW YORK CENTRAL PARK | NY - Central Park | 17.3 | 87.9 | 6 | 10278
| 10279 | NEW YORK CENTRAL PARK | NY - Central Park | 17.3 | 87.9 | 6 | 10279
| 10280 | NEW YORK CENTRAL PARK | NY - Central Park | 17.3 | 87.9 | 6 | 10280
| 10281 | NEW YORK CENTRAL PARK | NY - Central Park | 17.3 | 87.9 | 6 | 10281
| 10282 | NEW YORK CENTRAL PARK | NY - Central Park | 17.3 | 87.9 | 6 | 10282
| 10285 | NEW YORK CENTRAL PARK | NY - Central Park | 17.3 | 87.9 | 6 | 10285
| 10286 | NEW YORK CENTRAL PARK | NY - Central Park | 17.3 | 87.9 | 6 | 10286
x | 10292 | NEW YORK CENTRAL PARK | NY - Central Park | 17.3 | 87.9 | 6
| 10301 | JOHN F KENNEDY INTL | NY - JFK | 17.5 | 86.7 | 6 | 10301
| 10302 | JOHN F KENNEDY INTL | NY - JFK | 17.5 | 86.7 | 6 | 10302
| 10303 | JOHN F KENNEDY INTL | NY - JFK | 17.5 | 86.7 | 6 | 10303
| 10304 | JOHN F KENNEDY INTL | NY - JFK | 17.5 | 86.7 | 6 | 10304
| 10305 | JOHN F KENNEDY INTL | NY - JFK | 17.5 | 86.7 | 6 | 10305
| 10306 | NEW YORK CENTRAL PARK | NY - Central Park | 17.3 | 87.9 | 6 | 10306
| 10307 | JOHN F KENNEDY INTL | NY - JFK | 17.5 | 86.7 | 6 | 10307
| 10308 | JOHN F KENNEDY INTL | NY - JFK | 17.5 | 86.7 | 6 | 10308
| 10309 | JOHN F KENNEDY INTL | NY - JFK | 17.5 | 86.7 | 6 | 10309
| 10310 | NEW YORK CENTRAL PARK | NY - Central Park | 17.3 | 87.9 | 6 | 10310
| 10311 | NEW YORK CENTRAL PARK | NY - Central Park | 17.3 | 87.9 | 6 | 10311
| 10312 | JOHN F KENNEDY INTL | NY - JFK | 17.5 | 86.7 | 6 | 10312
| 10313 | NEW YORK CENTRAL PARK | NY - Central Park | 17.3 | 87.9 | 6 | 10313
| 10314 | JOHN F KENNEDY INTL | NY - JFK | 17.5 | 86.7 | 6 | 10314
| 10451 | NEW YORK CENTRAL PARK | NY - Central Park | 17.3 | 87.9 | 6 | 10451
| 10452 | NEW YORK CENTRAL PARK | NY - Central Park | 17.3 | 87.9 | 6 | 10452
| 10453 | NEW YORK CENTRAL PARK | NY - Central Park | 17.3 | 87.9 | 6 | 10453
| 10454 | NEW YORK CENTRAL PARK | NY - Central Park | 17.3 | 87.9 | 6 | 10454
| 10455 | NEW YORK CENTRAL PARK | NY - Central Park | 17.3 | 87.9 | 6 | 10455
| 10456 | NEW YORK CENTRAL PARK | NY - Central Park | 17.3 | 87.9 | 6 | 10456
| 10457 | NEW YORK CENTRAL PARK | NY - Central Park | 17.3 | 87.9 | 6 | 10457
| 10458 | NEW YORK CENTRAL PARK | NY - Central Park | 17.3 | 87.9 | 6 | 10458
| 10459 | NEW YORK CENTRAL PARK | NY - Central Park | 17.3 | 87.9 | 6 | 10459
| 10460 | NEW YORK CENTRAL PARK | NY - Central Park | 17.3 | 87.9 | 6 | 10460
| 10461 | NEW YORK CENTRAL PARK | NY - Central Park | 17.3 | 87.9 | 6 | 10461
| 10462 | NEW YORK CENTRAL PARK | NY - Central Park | 17.3 | 87.9 | 6 | 10462
| 10463 | NEW YORK CENTRAL PARK | NY - Central Park | 17.3 | 87.9 | 6 | 10463
| 10464 | NEW YORK CENTRAL PARK | NY - Central Park | 17.3 | 87.9 | 6 | 10464
| 10465 | NEW YORK CENTRAL PARK | NY - Central Park | 17.3 | 87.9 | 6 | 10465
| 10466 | NEW YORK CENTRAL PARK | NY - Central Park | 17.3 | 87.9 | 6 | 10466
| 10467 | NEW YORK CENTRAL PARK | NY - Central Park | 17.3 | 87.9 | 6 | 10467
| 10468 | NEW YORK CENTRAL PARK | NY - Central Park | 17.3 | 87.9 | 6 | 10468
| 10469 | NEW YORK CENTRAL PARK | NY - Central Park | 17.3 | 87.9 | 6 | 10469
| 10470 | WESTCHESTER COUNTY AP | White Plains | 12.9 | 86.4 | 6 | 10470
| 10471 | NEW YORK CENTRAL PARK | NY - Central Park | 17.3 | 87.9 | 6 | 10471
| 10472 | NEW YORK CENTRAL PARK | NY - Central Park | 17.3 | 87.9 | 6 | 10472
| 10473 | NEW YORK CENTRAL PARK | NY - Central Park | 17.3 | 87.9 | 6 | 10473
| 10474 | LAGUARDIA AP | NY- Laguardia | 17.9 | 89.8 | 6 | 10474
| 10475 | NEW YORK CENTRAL PARK | NY - Central Park | 17.3 | 87.9 | 6 | 10475
| 10501 | WESTCHESTER COUNTY AP | White Plains | 12.9 | 86.4 | 6 | 10501
| 10502 | WESTCHESTER COUNTY AP | White Plains | 12.9 | 86.4 | 6 | 10502
| 10503 | WESTCHESTER COUNTY AP | White Plains | 12.9 | 86.4 | 6 | 10503
| 10504 | WESTCHESTER COUNTY AP | White Plains | 12.9 | 86.4 | 6 | 10504
| 10505 | WESTCHESTER COUNTY AP | White Plains | 12.9 | 86.4 | 6 | 10505
| 10506 | WESTCHESTER COUNTY AP | White Plains | 12.9 | 86.4 | 6 | 10506
| 10507 | WESTCHESTER COUNTY AP | White Plains | 12.9 | 86.4 | 6 | 10507
| 10509 | WESTCHESTER COUNTY AP | White Plains | 12.9 | 86.4 | 6 | 10509
| 10510 | WESTCHESTER COUNTY AP | White Plains | 12.9 | 86.4 | 6 | 10510
| 10511 | WESTCHESTER COUNTY AP | White Plains | 12.9 | 86.4 | 6 | 10511
| 10512 | DUTCHESS COUNTY AP | Poughkeepsie | 8 | 88.4 | 12 | 10512
| 10514 | WESTCHESTER COUNTY AP | White Plains | 12.9 | 86.4 | 6 | 10514
| 10516 | DUTCHESS COUNTY AP | Poughkeepsie | 8 | 88.4 | 12 | 10516
| 10517 | WESTCHESTER COUNTY AP | White Plains | 12.9 | 86.4 | 6 | 10517
| 10518 | WESTCHESTER COUNTY AP | White Plains | 12.9 | 86.4 | 6 | 10518
| 10519 | WESTCHESTER COUNTY AP | White Plains | 12.9 | 86.4 | 6 | 10519
| 10520 | WESTCHESTER COUNTY AP | White Plains | 12.9 | 86.4 | 6 | 10520
| 10521 | WESTCHESTER COUNTY AP | White Plains | 12.9 | 86.4 | 6 | 10521
| 10522 | WESTCHESTER COUNTY AP | White Plains | 12.9 | 86.4 | 6 | 10522
| 10523 | WESTCHESTER COUNTY AP | White Plains | 12.9 | 86.4 | 6 | 10523
| 10524 | DUTCHESS COUNTY AP | Poughkeepsie | 8 | 88.4 | 12 | 10524
| 10526 | WESTCHESTER COUNTY AP | White Plains | 12.9 | 86.4 | 6 | 10526
| 10527 | WESTCHESTER COUNTY AP | White Plains | 12.9 | 86.4 | 6 | 10527
| 10528 | WESTCHESTER COUNTY AP | White Plains | 12.9 | 86.4 | 6 | 10528
| 10530 | WESTCHESTER COUNTY AP | White Plains | 12.9 | 86.4 | 6 | 10530
| 10532 | WESTCHESTER COUNTY AP | White Plains | 12.9 | 86.4 | 6 | 10532
| 10533 | WESTCHESTER COUNTY AP | White Plains | 12.9 | 86.4 | 6 | 10533
| 10535 | WESTCHESTER COUNTY AP | White Plains | 12.9 | 86.4 | 6 | 10535
| 10536 | WESTCHESTER COUNTY AP | White Plains | 12.9 | 86.4 | 6 | 10536
| 10537 | WESTCHESTER COUNTY AP | White Plains | 12.9 | 86.4 | 6 | 10537
| 10538 | WESTCHESTER COUNTY AP | White Plains | 12.9 | 86.4 | 6 | 10538
| 10540 | WESTCHESTER COUNTY AP | White Plains | 12.9 | 86.4 | 6 | 10540
| 10541 | WESTCHESTER COUNTY AP | White Plains | 12.9 | 86.4 | 6 | 10541
| 10542 | WESTCHESTER COUNTY AP | White Plains | 12.9 | 86.4 | 6 | 10542
| 10543 | WESTCHESTER COUNTY AP | White Plains | 12.9 | 86.4 | 6 | 10543
| 10545 | WESTCHESTER COUNTY AP | White Plains | 12.9 | 86.4 | 6 | 10545
| 10546 | WESTCHESTER COUNTY AP | White Plains | 12.9 | 86.4 | 6 | 10546
| 10547 | WESTCHESTER COUNTY AP | White Plains | 12.9 | 86.4 | 6 | 10547
| 10548 | WESTCHESTER COUNTY AP | White Plains | 12.9 | 86.4 | 6 | 10548
| 10549 | WESTCHESTER COUNTY AP | White Plains | 12.9 | 86.4 | 6 | 10549
| 10550 | WESTCHESTER COUNTY AP | White Plains | 12.9 | 86.4 | 6 | 10550
| 10551 | WESTCHESTER COUNTY AP | White Plains | 12.9 | 86.4 | 6 | 10551
| 10552 | WESTCHESTER COUNTY AP | White Plains | 12.9 | 86.4 | 6 | 10552
| 10553 | WESTCHESTER COUNTY AP | White Plains | 12.9 | 86.4 | 6 | 10553
| 10560 | WESTCHESTER COUNTY AP | White Plains | 12.9 | 86.4 | 6 | 10560
| 10562 | WESTCHESTER COUNTY AP | White Plains | 12.9 | 86.4 | 6 | 10562
| 10566 | WESTCHESTER COUNTY AP | White Plains | 12.9 | 86.4 | 6 | 10566
| 10567 | WESTCHESTER COUNTY AP | White Plains | 12.9 | 86.4 | 6 | 10567
| 10570 | WESTCHESTER COUNTY AP | White Plains | 12.9 | 86.4 | 6 | 10570
| 10573 | WESTCHESTER COUNTY AP | White Plains | 12.9 | 86.4 | 6 | 10573
| 10576 | WESTCHESTER COUNTY AP | White Plains | 12.9 | 86.4 | 6 | 10576
| 10577 | WESTCHESTER COUNTY AP | White Plains | 12.9 | 86.4 | 6 | 10577
| 10578 | WESTCHESTER COUNTY AP | White Plains | 12.9 | 86.4 | 6 | 10578
| 10579 | DUTCHESS COUNTY AP | Poughkeepsie | 8 | 88.4 | 12 | 10579
| 10580 | WESTCHESTER COUNTY AP | White Plains | 12.9 | 86.4 | 6 | 10580
| 10583 | WESTCHESTER COUNTY AP | White Plains | 12.9 | 86.4 | 6 | 10583
| 10587 | WESTCHESTER COUNTY AP | White Plains | 12.9 | 86.4 | 6 | 10587
| 10588 | WESTCHESTER COUNTY AP | White Plains | 12.9 | 86.4 | 6 | 10588
| 10589 | WESTCHESTER COUNTY AP | White Plains | 12.9 | 86.4 | 6 | 10589
| 10590 | WESTCHESTER COUNTY AP | White Plains | 12.9 | 86.4 | 6 | 10590
| 10591 | WESTCHESTER COUNTY AP | White Plains | 12.9 | 86.4 | 6 | 10591
| 10594 | WESTCHESTER COUNTY AP | White Plains | 12.9 | 86.4 | 6 | 10594
| 10595 | WESTCHESTER COUNTY AP | White Plains | 12.9 | 86.4 | 6 | 10595
| 10596 | WESTCHESTER COUNTY AP | White Plains | 12.9 | 86.4 | 6 | 10596
| 10597 | WESTCHESTER COUNTY AP | White Plains | 12.9 | 86.4 | 6 | 10597
| 10598 | WESTCHESTER COUNTY AP | White Plains | 12.9 | 86.4 | 6 | 10598
| 10601 | WESTCHESTER COUNTY AP | White Plains | 12.9 | 86.4 | 6 | 10601
| 10602 | WESTCHESTER COUNTY AP | White Plains | 12.9 | 86.4 | 6 | 10602
| 10603 | WESTCHESTER COUNTY AP | White Plains | 12.9 | 86.4 | 6 | 10603
| 10604 | WESTCHESTER COUNTY AP | White Plains | 12.9 | 86.4 | 6 | 10604
| 10605 | WESTCHESTER COUNTY AP | White Plains | 12.9 | 86.4 | 6 | 10605
| 10606 | WESTCHESTER COUNTY AP | White Plains | 12.9 | 86.4 | 6 | 10606
| 10607 | WESTCHESTER COUNTY AP | White Plains | 12.9 | 86.4 | 6 | 10607
| 10610 | WESTCHESTER COUNTY AP | White Plains | 12.9 | 86.4 | 6 | 10610
| 10701 | WESTCHESTER COUNTY AP | White Plains | 12.9 | 86.4 | 6 | 10701
| 10702 | NEW YORK CENTRAL PARK | NY - Central Park | 17.3 | 87.9 | 6 | 10702
| 10703 | WESTCHESTER COUNTY AP | White Plains | 12.9 | 86.4 | 6 | 10703
| 10704 | WESTCHESTER COUNTY AP | White Plains | 12.9 | 86.4 | 6 | 10704
| 10705 | NEW YORK CENTRAL PARK | NY - Central Park | 17.3 | 87.9 | 6 | 10705
| 10706 | WESTCHESTER COUNTY AP | White Plains | 12.9 | 86.4 | 6 | 10706
| 10707 | WESTCHESTER COUNTY AP | White Plains | 12.9 | 86.4 | 6 | 10707
| 10708 | WESTCHESTER COUNTY AP | White Plains | 12.9 | 86.4 | 6 | 10708
| 10709 | WESTCHESTER COUNTY AP | White Plains | 12.9 | 86.4 | 6 | 10709
| 10710 | WESTCHESTER COUNTY AP | White Plains | 12.9 | 86.4 | 6 | 10710
| 10801 | WESTCHESTER COUNTY AP | White Plains | 12.9 | 86.4 | 6 | 10801
| 10802 | WESTCHESTER COUNTY AP | White Plains | 12.9 | 86.4 | 6 | 10802
| 10803 | WESTCHESTER COUNTY AP | White Plains | 12.9 | 86.4 | 6 | 10803
| 10804 | WESTCHESTER COUNTY AP | White Plains | 12.9 | 86.4 | 6 | 10804
| 10805 | WESTCHESTER COUNTY AP | White Plains | 12.9 | 86.4 | 6 | 10805
| 10901 | WESTCHESTER COUNTY AP | White Plains | 12.9 | 86.4 | 6 | 10901
| 10910 | DUTCHESS COUNTY AP | Poughkeepsie | 8 | 88.4 | 12 | 10910
| 10911 | DUTCHESS COUNTY AP | Poughkeepsie | 8 | 88.4 | 12 | 10911
| 10912 | DUTCHESS COUNTY AP | Poughkeepsie | 8 | 88.4 | 12 | 10912
| 10913 | WESTCHESTER COUNTY AP | White Plains | 12.9 | 86.4 | 6 | 10913
| 10914 | DUTCHESS COUNTY AP | Poughkeepsie | 8 | 88.4 | 12 | 10914
| 10915 | DUTCHESS COUNTY AP | Poughkeepsie | 8 | 88.4 | 12 | 10915
| 10916 | DUTCHESS COUNTY AP | Poughkeepsie | 8 | 88.4 | 12 | 10916
| 10917 | DUTCHESS COUNTY AP | Poughkeepsie | 8 | 88.4 | 12 | 10917
| 10918 | DUTCHESS COUNTY AP | Poughkeepsie | 8 | 88.4 | 12 | 10918
| 10919 | DUTCHESS COUNTY AP | Poughkeepsie | 8 | 88.4 | 12 | 10919
| 10920 | WESTCHESTER COUNTY AP | White Plains | 12.9 | 86.4 | 6 | 10920
| 10921 | DUTCHESS COUNTY AP | Poughkeepsie | 8 | 88.4 | 12 | 10921
| 10922 | DUTCHESS COUNTY AP | Poughkeepsie | 8 | 88.4 | 12 | 10922
| 10923 | WESTCHESTER COUNTY AP | White Plains | 12.9 | 86.4 | 6 | 10923
| 10924 | DUTCHESS COUNTY AP | Poughkeepsie | 8 | 88.4 | 12 | 10924
| 10925 | DUTCHESS COUNTY AP | Poughkeepsie | 8 | 88.4 | 12 | 10925
| 10926 | DUTCHESS COUNTY AP | Poughkeepsie | 8 | 88.4 | 12 | 10926
| 10927 | WESTCHESTER COUNTY AP | White Plains | 12.9 | 86.4 | 6 | 10927
| 10928 | DUTCHESS COUNTY AP | Poughkeepsie | 8 | 88.4 | 12 | 10928
| 10930 | DUTCHESS COUNTY AP | Poughkeepsie | 8 | 88.4 | 12 | 10930
| 10931 | WESTCHESTER COUNTY AP | White Plains | 12.9 | 86.4 | 6 | 10931
| 10932 | DUTCHESS COUNTY AP | Poughkeepsie | 8 | 88.4 | 12 | 10932
| 10933 | DUTCHESS COUNTY AP | Poughkeepsie | 8 | 88.4 | 12 | 10933
| 10940 | DUTCHESS COUNTY AP | Poughkeepsie | 8 | 88.4 | 12 | 10940
| 10941 | DUTCHESS COUNTY AP | Poughkeepsie | 8 | 88.4 | 12 | 10941
| 10949 | DUTCHESS COUNTY AP | Poughkeepsie | 8 | 88.4 | 12 | 10949
| 10950 | DUTCHESS COUNTY AP | Poughkeepsie | 8 | 88.4 | 12 | 10950
| 10952 | WESTCHESTER COUNTY AP | White Plains | 12.9 | 86.4 | 6 | 10952
| 10953 | DUTCHESS COUNTY AP | Poughkeepsie | 8 | 88.4 | 12 | 10953
| 10954 | WESTCHESTER COUNTY AP | White Plains | 12.9 | 86.4 | 6 | 10954
| 10956 | WESTCHESTER COUNTY AP | White Plains | 12.9 | 86.4 | 6 | 10956
| 10958 | DUTCHESS COUNTY AP | Poughkeepsie | 8 | 88.4 | 12 | 10958
| 10959 | DUTCHESS COUNTY AP | Poughkeepsie | 8 | 88.4 | 12 | 10959
| 10960 | WESTCHESTER COUNTY AP | White Plains | 12.9 | 86.4 | 6 | 10960
| 10962 | WESTCHESTER COUNTY AP | White Plains | 12.9 | 86.4 | 6 | 10962
| 10963 | DUTCHESS COUNTY AP | Poughkeepsie | 8 | 88.4 | 12 | 10963
| 10964 | WESTCHESTER COUNTY AP | White Plains | 12.9 | 86.4 | 6 | 10964
| 10965 | WESTCHESTER COUNTY AP | White Plains | 12.9 | 86.4 | 6 | 10965
| 10968 | WESTCHESTER COUNTY AP | White Plains | 12.9 | 86.4 | 6 | 10968
| 10969 | DUTCHESS COUNTY AP | Poughkeepsie | 8 | 88.4 | 12 | 10969
| 10970 | WESTCHESTER COUNTY AP | White Plains | 12.9 | 86.4 | 6 | 10970
| 10973 | DUTCHESS COUNTY AP | Poughkeepsie | 8 | 88.4 | 12 | 10973
| 10974 | WESTCHESTER COUNTY AP | White Plains | 12.9 | 86.4 | 6 | 10974
| 10975 | DUTCHESS COUNTY AP | Poughkeepsie | 8 | 88.4 | 12 | 10975
| 10976 | WESTCHESTER COUNTY AP | White Plains | 12.9 | 86.4 | 6 | 10976
| 10977 | WESTCHESTER COUNTY AP | White Plains | 12.9 | 86.4 | 6 | 10977
| 10979 | DUTCHESS COUNTY AP | Poughkeepsie | 8 | 88.4 | 12 | 10979
| 10980 | WESTCHESTER COUNTY AP | White Plains | 12.9 | 86.4 | 6 | 10980
| 10981 | DUTCHESS COUNTY AP | Poughkeepsie | 8 | 88.4 | 12 | 10981
| 10982 | WESTCHESTER COUNTY AP | White Plains | 12.9 | 86.4 | 6 | 10982
| 10983 | WESTCHESTER COUNTY AP | White Plains | 12.9 | 86.4 | 6 | 10983
| 10984 | WESTCHESTER COUNTY AP | White Plains | 12.9 | 86.4 | 6 | 10984
| 10985 | DUTCHESS COUNTY AP | Poughkeepsie | 8 | 88.4 | 12 | 10985
| 10986 | DUTCHESS COUNTY AP | Poughkeepsie | 8 | 88.4 | 12 | 10986
| 10987 | DUTCHESS COUNTY AP | Poughkeepsie | 8 | 88.4 | 12 | 10987
| 10988 | DUTCHESS COUNTY AP | Poughkeepsie | 8 | 88.4 | 12 | 10988
| 10989 | WESTCHESTER COUNTY AP | White Plains | 12.9 | 86.4 | 6 | 10989
| 10990 | DUTCHESS COUNTY AP | Poughkeepsie | 8 | 88.4 | 12 | 10990
| 10992 | DUTCHESS COUNTY AP | Poughkeepsie | 8 | 88.4 | 12 | 10992
| 10993 | WESTCHESTER COUNTY AP | White Plains | 12.9 | 86.4 | 6 | 10993
| 10994 | WESTCHESTER COUNTY AP | White Plains | 12.9 | 86.4 | 6 | 10994
| 10996 | DUTCHESS COUNTY AP | Poughkeepsie | 8 | 88.4 | 12 | 10996
| 10997 | DUTCHESS COUNTY AP | Poughkeepsie | 8 | 88.4 | 12 | 10997
| 10998 | DUTCHESS COUNTY AP | Poughkeepsie | 8 | 88.4 | 12 | 10998
| 11001 | REPUBLIC AP | Farmingdale | 16.5 | 86.4 | 6 | 11001
| 11002 | REPUBLIC AP | Farmingdale | 16.5 | 86.4 | 6 | 11002
| 11003 | JOHN F KENNEDY INTL | NY - JFK | 17.5 | 86.7 | 6 | 11003
| 11004 | REPUBLIC AP | Farmingdale | 16.5 | 86.4 | 6 | 11004
| 11005 | REPUBLIC AP | Farmingdale | 16.5 | 86.4 | 6 | 11005
| 11010 | REPUBLIC AP | Farmingdale | 16.5 | 86.4 | 6 | 11010
| 11020 | REPUBLIC AP | Farmingdale | 16.5 | 86.4 | 6 | 11020
| 11021 | REPUBLIC AP | Farmingdale | 16.5 | 86.4 | 6 | 11021
| 11022 | REPUBLIC AP | Farmingdale | 16.5 | 86.4 | 6 | 11022
| 11023 | REPUBLIC AP | Farmingdale | 16.5 | 86.4 | 6 | 11023
| 11024 | REPUBLIC AP | Farmingdale | 16.5 | 86.4 | 6 | 11024
| 11026 | REPUBLIC AP | Farmingdale | 16.5 | 86.4 | 6 | 11026
| 11027 | REPUBLIC AP | Farmingdale | 16.5 | 86.4 | 6 | 11027
| 11030 | REPUBLIC AP | Farmingdale | 16.5 | 86.4 | 6 | 11030
| 11040 | REPUBLIC AP | Farmingdale | 16.5 | 86.4 | 6 | 11040
| 11042 | REPUBLIC AP | Farmingdale | 16.5 | 86.4 | 6 | 11042
| 11050 | REPUBLIC AP | Farmingdale | 16.5 | 86.4 | 6 | 11050
| 11051 | REPUBLIC AP | Farmingdale | 16.5 | 86.4 | 6 | 11051
| 11052 | REPUBLIC AP | Farmingdale | 16.5 | 86.4 | 6 | 11052
| 11053 | REPUBLIC AP | Farmingdale | 16.5 | 86.4 | 6 | 11053
| 11054 | REPUBLIC AP | Farmingdale | 16.5 | 86.4 | 6 | 11054
| 11055 | REPUBLIC AP | Farmingdale | 16.5 | 86.4 | 6 | 11055
| 11096 | JOHN F KENNEDY INTL | NY - JFK | 17.5 | 86.7 | 6 | 11096
| 11101 | NEW YORK CENTRAL PARK | NY - Central Park | 17.3 | 87.9 | 6 | 11101
| 11102 | NEW YORK CENTRAL PARK | NY - Central Park | 17.3 | 87.9 | 6 | 11102
| 11103 | NEW YORK CENTRAL PARK | NY - Central Park | 17.3 | 87.9 | 6 | 11103
| 11104 | NEW YORK CENTRAL PARK | NY - Central Park | 17.3 | 87.9 | 6 | 11104
| 11105 | NEW YORK CENTRAL PARK | NY - Central Park | 17.3 | 87.9 | 6 | 11105
| 11106 | NEW YORK CENTRAL PARK | NY - Central Park | 17.3 | 87.9 | 6 | 11106
| 11109 | NEW YORK CENTRAL PARK | NY - Central Park | 17.3 | 87.9 | 6 | 11109
| 11120 | NEW YORK CENTRAL PARK | NY - Central Park | 17.3 | 87.9 | 6 | 11120
| 11201 | NEW YORK CENTRAL PARK | NY - Central Park | 17.3 | 87.9 | 6 | 11201
| 11202 | NEW YORK CENTRAL PARK | NY - Central Park | 17.3 | 87.9 | 6 | 11202
| 11203 | NEW YORK CENTRAL PARK | NY - Central Park | 17.3 | 87.9 | 6 | 11203
| 11204 | NEW YORK CENTRAL PARK | NY - Central Park | 17.3 | 87.9 | 6 | 11204
| 11205 | NEW YORK CENTRAL PARK | NY - Central Park | 17.3 | 87.9 | 6 | 11205
| 11206 | NEW YORK CENTRAL PARK | NY - Central Park | 17.3 | 87.9 | 6 | 11206
| 11207 | NEW YORK CENTRAL PARK | NY - Central Park | 17.3 | 87.9 | 6 | 11207
| 11208 | NEW YORK CENTRAL PARK | NY - Central Park | 17.3 | 87.9 | 6 | 11208
| 11209 | NEW YORK CENTRAL PARK | NY - Central Park | 17.3 | 87.9 | 6 | 11209
| 11210 | NEW YORK CENTRAL PARK | NY - Central Park | 17.3 | 87.9 | 6 | 11210
| 11211 | NEW YORK CENTRAL PARK | NY - Central Park | 17.3 | 87.9 | 6 | 11211
| 11212 | NEW YORK CENTRAL PARK | NY - Central Park | 17.3 | 87.9 | 6 | 11212
| 11213 | NEW YORK CENTRAL PARK | NY - Central Park | 17.3 | 87.9 | 6 | 11213
| 11214 | JOHN F KENNEDY INTL | NY - JFK | 17.5 | 86.7 | 6 | 11214
| 11215 | NEW YORK CENTRAL PARK | NY - Central Park | 17.3 | 87.9 | 6 | 11215
| 11216 | NEW YORK CENTRAL PARK | NY - Central Park | 17.3 | 87.9 | 6 | 11216
| 11217 | NEW YORK CENTRAL PARK | NY - Central Park | 17.3 | 87.9 | 6 | 11217
| 11218 | NEW YORK CENTRAL PARK | NY - Central Park | 17.3 | 87.9 | 6 | 11218
| 11219 | NEW YORK CENTRAL PARK | NY - Central Park | 17.3 | 87.9 | 6 | 11219
| 11220 | NEW YORK CENTRAL PARK | NY - Central Park | 17.3 | 87.9 | 6 | 11220
| 11221 | NEW YORK CENTRAL PARK | NY - Central Park | 17.3 | 87.9 | 6 | 11221
| 11222 | NEW YORK CENTRAL PARK | NY - Central Park | 17.3 | 87.9 | 6 | 11222
| 11223 | JOHN F KENNEDY INTL | NY - JFK | 17.5 | 86.7 | 6 | 11223
| 11224 | NEW YORK CENTRAL PARK | NY - Central Park | 17.3 | 87.9 | 6 | 11224
| 11225 | NEW YORK CENTRAL PARK | NY - Central Park | 17.3 | 87.9 | 6 | 11225
| 11226 | NEW YORK CENTRAL PARK | NY - Central Park | 17.3 | 87.9 | 6 | 11226
| 11228 | NEW YORK CENTRAL PARK | NY - Central Park | 17.3 | 87.9 | 6 | 11228
| 11229 | JOHN F KENNEDY INTL | NY - JFK | 17.5 | 86.7 | 6 | 11229
| 11230 | NEW YORK CENTRAL PARK | NY - Central Park | 17.3 | 87.9 | 6 | 11230
| 11231 | NEW YORK CENTRAL PARK | NY - Central Park | 17.3 | 87.9 | 6 | 11231
| 11232 | NEW YORK CENTRAL PARK | NY - Central Park | 17.3 | 87.9 | 6 | 11232
| 11233 | NEW YORK CENTRAL PARK | NY - Central Park | 17.3 | 87.9 | 6 | 11233
| 11234 | NEW YORK CENTRAL PARK | NY - Central Park | 17.3 | 87.9 | 6 | 11234
| 11235 | NEW YORK CENTRAL PARK | NY - Central Park | 17.3 | 87.9 | 6 | 11235
| 11236 | NEW YORK CENTRAL PARK | NY - Central Park | 17.3 | 87.9 | 6 | 11236
| 11237 | NEW YORK CENTRAL PARK | NY - Central Park | 17.3 | 87.9 | 6 | 11237
| 11238 | NEW YORK CENTRAL PARK | NY - Central Park | 17.3 | 87.9 | 6 | 11238
| 11239 | NEW YORK CENTRAL PARK | NY - Central Park | 17.3 | 87.9 | 6 | 11239
| 11241 | NEW YORK CENTRAL PARK | NY - Central Park | 17.3 | 87.9 | 6 | 11241
| 11242 | NEW YORK CENTRAL PARK | NY - Central Park | 17.3 | 87.9 | 6 | 11242
| 11243 | NEW YORK CENTRAL PARK | NY - Central Park | 17.3 | 87.9 | 6 | 11243
| 11245 | NEW YORK CENTRAL PARK | NY - Central Park | 17.3 | 87.9 | 6 | 11245
| 11247 | NEW YORK CENTRAL PARK | NY - Central Park | 17.3 | 87.9 | 6 | 11247
| 11249 | NEW YORK CENTRAL PARK | NY - Central Park | 17.3 | 87.9 | 6 | 11249
| 11251 | NEW YORK CENTRAL PARK | NY - Central Park | 17.3 | 87.9 | 6 | 11251
| 11252 | JOHN F KENNEDY INTL | NY - JFK | 17.5 | 86.7 | 6 | 11252
| 11256 | NEW YORK CENTRAL PARK | NY - Central Park | 17.3 | 87.9 | 6 | 11256
| 11351 | NEW YORK CENTRAL PARK | NY - Central Park | 17.3 | 87.9 | 6 | 11351
| 11352 | NEW YORK CENTRAL PARK | NY - Central Park | 17.3 | 87.9 | 6 | 11352
| 11354 | LAGUARDIA AP | NY- Laguardia | 17.9 | 89.8 | 6 | 11354
| 11355 | NEW YORK CENTRAL PARK | NY - Central Park | 17.3 | 87.9 | 6 | 11355
| 11356 | LAGUARDIA AP | NY- Laguardia | 17.9 | 89.8 | 6 | 11356
| 11357 | NEW YORK CENTRAL PARK | NY - Central Park | 17.3 | 87.9 | 6 | 11357
| 11358 | NEW YORK CENTRAL PARK | NY - Central Park | 17.3 | 87.9 | 6 | 11358
| 11359 | NEW YORK CENTRAL PARK | NY - Central Park | 17.3 | 87.9 | 6 | 11359
| 11360 | NEW YORK CENTRAL PARK | NY - Central Park | 17.3 | 87.9 | 6 | 11360
| 11361 | NEW YORK CENTRAL PARK | NY - Central Park | 17.3 | 87.9 | 6 | 11361
| 11362 | REPUBLIC AP | Farmingdale | 16.5 | 86.4 | 6 | 11362
| 11363 | REPUBLIC AP | Farmingdale | 16.5 | 86.4 | 6 | 11363
| 11364 | NEW YORK CENTRAL PARK | NY - Central Park | 17.3 | 87.9 | 6 | 11364
| 11365 | NEW YORK CENTRAL PARK | NY - Central Park | 17.3 | 87.9 | 6 | 11365
| 11366 | NEW YORK CENTRAL PARK | NY - Central Park | 17.3 | 87.9 | 6 | 11366
| 11367 | NEW YORK CENTRAL PARK | NY - Central Park | 17.3 | 87.9 | 6 | 11367
| 11368 | LAGUARDIA AP | NY- Laguardia | 17.9 | 89.8 | 6 | 11368
| 11369 | LAGUARDIA AP | NY- Laguardia | 17.9 | 89.8 | 6 | 11369
| 11370 | LAGUARDIA AP | NY- Laguardia | 17.9 | 89.8 | 6 | 11370
| 11371 | LAGUARDIA AP | NY- Laguardia | 17.9 | 89.8 | 6 | 11371
| 11372 | LAGUARDIA AP | NY- Laguardia | 17.9 | 89.8 | 6 | 11372
| 11373 | NEW YORK CENTRAL PARK | NY - Central Park | 17.3 | 87.9 | 6 | 11373
| 11374 | NEW YORK CENTRAL PARK | NY - Central Park | 17.3 | 87.9 | 6 | 11374
| 11375 | NEW YORK CENTRAL PARK | NY - Central Park | 17.3 | 87.9 | 6 | 11375
| 11377 | NEW YORK CENTRAL PARK | NY - Central Park | 17.3 | 87.9 | 6 | 11377
| 11378 | NEW YORK CENTRAL PARK | NY - Central Park | 17.3 | 87.9 | 6 | 11378
| 11379 | NEW YORK CENTRAL PARK | NY - Central Park | 17.3 | 87.9 | 6 | 11379
| 11380 | LAGUARDIA AP | NY- Laguardia | 17.9 | 89.8 | 6 | 11380
| 11381 | NEW YORK CENTRAL PARK | NY - Central Park | 17.3 | 87.9 | 6 | 11381
| 11385 | NEW YORK CENTRAL PARK | NY - Central Park | 17.3 | 87.9 | 6 | 11385
| 11386 | NEW YORK CENTRAL PARK | NY - Central Park | 17.3 | 87.9 | 6 | 11386
| 11405 | NEW YORK CENTRAL PARK | NY - Central Park | 17.3 | 87.9 | 6 | 11405
| 11411 | JOHN F KENNEDY INTL | NY - JFK | 17.5 | 86.7 | 6 | 11411
| 11412 | JOHN F KENNEDY INTL | NY - JFK | 17.5 | 86.7 | 6 | 11412
| 11413 | JOHN F KENNEDY INTL | NY - JFK | 17.5 | 86.7 | 6 | 11413
| 11414 | NEW YORK CENTRAL PARK | NY - Central Park | 17.3 | 87.9 | 6 | 11414
| 11415 | NEW YORK CENTRAL PARK | NY - Central Park | 17.3 | 87.9 | 6 | 11415
| 11416 | NEW YORK CENTRAL PARK | NY - Central Park | 17.3 | 87.9 | 6 | 11416
| 11417 | NEW YORK CENTRAL PARK | NY - Central Park | 17.3 | 87.9 | 6 | 11417
| 11418 | NEW YORK CENTRAL PARK | NY - Central Park | 17.3 | 87.9 | 6 | 11418
| 11419 | NEW YORK CENTRAL PARK | NY - Central Park | 17.3 | 87.9 | 6 | 11419
| 11420 | JOHN F KENNEDY INTL | NY - JFK | 17.5 | 86.7 | 6 | 11420
| 11421 | NEW YORK CENTRAL PARK | NY - Central Park | 17.3 | 87.9 | 6 | 11421
| 11422 | JOHN F KENNEDY INTL | NY - JFK | 17.5 | 86.7 | 6 | 11422
| 11423 | NEW YORK CENTRAL PARK | NY - Central Park | 17.3 | 87.9 | 6 | 11423
| 11424 | NEW YORK CENTRAL PARK | NY - Central Park | 17.3 | 87.9 | 6 | 11424
| 11425 | NEW YORK CENTRAL PARK | NY - Central Park | 17.3 | 87.9 | 6 | 11425
| 11426 | REPUBLIC AP | Farmingdale | 16.5 | 86.4 | 6 | 11426
| 11427 | JOHN F KENNEDY INTL | NY - JFK | 17.5 | 86.7 | 6 | 11427
| 11428 | NEW YORK CENTRAL PARK | NY - Central Park | 17.3 | 87.9 | 6 | 11428
| 11429 | JOHN F KENNEDY INTL | NY - JFK | 17.5 | 86.7 | 6 | 11429
| 11430 | JOHN F KENNEDY INTL | NY - JFK | 17.5 | 86.7 | 6 | 11430
| 11431 | NEW YORK CENTRAL PARK | NY - Central Park | 17.3 | 87.9 | 6 | 11431
| 11432 | NEW YORK CENTRAL PARK | NY - Central Park | 17.3 | 87.9 | 6 | 11432
| 11433 | JOHN F KENNEDY INTL | NY - JFK | 17.5 | 86.7 | 6 | 11433
| 11434 | JOHN F KENNEDY INTL | NY - JFK | 17.5 | 86.7 | 6 | 11434
| 11435 | NEW YORK CENTRAL PARK | NY - Central Park | 17.3 | 87.9 | 6 | 11435
| 11436 | JOHN F KENNEDY INTL | NY - JFK | 17.5 | 86.7 | 6 | 11436
| 11437 | JOHN F KENNEDY INTL | NY - JFK | 17.5 | 86.7 | 6 | 11437
| 11439 | NEW YORK CENTRAL PARK | NY - Central Park | 17.3 | 87.9 | 6 | 11439
| 11451 | NEW YORK CENTRAL PARK | NY - Central Park | 17.3 | 87.9 | 6 | 11451
| 11499 | NEW YORK CENTRAL PARK | NY - Central Park | 17.3 | 87.9 | 6 | 11499
| 11501 | REPUBLIC AP | Farmingdale | 16.5 | 86.4 | 6 | 11501
| 11507 | REPUBLIC AP | Farmingdale | 16.5 | 86.4 | 6 | 11507
| 11509 | JOHN F KENNEDY INTL | NY - JFK | 17.5 | 86.7 | 6 | 11509
| 11510 | REPUBLIC AP | Farmingdale | 16.5 | 86.4 | 6 | 11510
| 11514 | REPUBLIC AP | Farmingdale | 16.5 | 86.4 | 6 | 11514
| 11516 | JOHN F KENNEDY INTL | NY - JFK | 17.5 | 86.7 | 6 | 11516
| 11518 | JOHN F KENNEDY INTL | NY - JFK | 17.5 | 86.7 | 6 | 11518
| 11520 | REPUBLIC AP | Farmingdale | 16.5 | 86.4 | 6 | 11520
| 11530 | REPUBLIC AP | Farmingdale | 16.5 | 86.4 | 6 | 11530
| 11531 | REPUBLIC AP | Farmingdale | 16.5 | 86.4 | 6 | 11531
| 11542 | REPUBLIC AP | Farmingdale | 16.5 | 86.4 | 6 | 11542
| 11545 | REPUBLIC AP | Farmingdale | 16.5 | 86.4 | 6 | 11545
| 11547 | REPUBLIC AP | Farmingdale | 16.5 | 86.4 | 6 | 11547
| 11548 | REPUBLIC AP | Farmingdale | 16.5 | 86.4 | 6 | 11548
| 11549 | REPUBLIC AP | Farmingdale | 16.5 | 86.4 | 6 | 11549
| 11550 | REPUBLIC AP | Farmingdale | 16.5 | 86.4 | 6 | 11550
| 11551 | REPUBLIC AP | Farmingdale | 16.5 | 86.4 | 6 | 11551
| 11552 | REPUBLIC AP | Farmingdale | 16.5 | 86.4 | 6 | 11552
| 11553 | REPUBLIC AP | Farmingdale | 16.5 | 86.4 | 6 | 11553
| 11554 | REPUBLIC AP | Farmingdale | 16.5 | 86.4 | 6 | 11554
| 11555 | REPUBLIC AP | Farmingdale | 16.5 | 86.4 | 6 | 11555
| 11556 | REPUBLIC AP | Farmingdale | 16.5 | 86.4 | 6 | 11556
| 11557 | JOHN F KENNEDY INTL | NY - JFK | 17.5 | 86.7 | 6 | 11557
| 11558 | JOHN F KENNEDY INTL | NY - JFK | 17.5 | 86.7 | 6 | 11558
| 11559 | JOHN F KENNEDY INTL | NY - JFK | 17.5 | 86.7 | 6 | 11559
| 11560 | REPUBLIC AP | Farmingdale | 16.5 | 86.4 | 6 | 11560
| 11561 | JOHN F KENNEDY INTL | NY - JFK | 17.5 | 86.7 | 6 | 11561
| 11563 | JOHN F KENNEDY INTL | NY - JFK | 17.5 | 86.7 | 6 | 11563
| 11565 | JOHN F KENNEDY INTL | NY - JFK | 17.5 | 86.7 | 6 | 11565
| 11566 | REPUBLIC AP | Farmingdale | 16.5 | 86.4 | 6 | 11566
| 11568 | REPUBLIC AP | Farmingdale | 16.5 | 86.4 | 6 | 11568
| 11569 | JOHN F KENNEDY INTL | NY - JFK | 17.5 | 86.7 | 6 | 11569
| 11570 | REPUBLIC AP | Farmingdale | 16.5 | 86.4 | 6 | 11570
| 11571 | REPUBLIC AP | Farmingdale | 16.5 | 86.4 | 6 | 11571
| 11572 | REPUBLIC AP | Farmingdale | 16.5 | 86.4 | 6 | 11572
| 11575 | REPUBLIC AP | Farmingdale | 16.5 | 86.4 | 6 | 11575
| 11576 | REPUBLIC AP | Farmingdale | 16.5 | 86.4 | 6 | 11576
| 11577 | REPUBLIC AP | Farmingdale | 16.5 | 86.4 | 6 | 11577
| 11579 | REPUBLIC AP | Farmingdale | 16.5 | 86.4 | 6 | 11579
| 11580 | JOHN F KENNEDY INTL | NY - JFK | 17.5 | 86.7 | 6 | 11580
| 11581 | JOHN F KENNEDY INTL | NY - JFK | 17.5 | 86.7 | 6 | 11581
| 11582 | JOHN F KENNEDY INTL | NY - JFK | 17.5 | 86.7 | 6 | 11582
| 11590 | REPUBLIC AP | Farmingdale | 16.5 | 86.4 | 6 | 11590
| 11596 | REPUBLIC AP | Farmingdale | 16.5 | 86.4 | 6 | 11596
| 11598 | JOHN F KENNEDY INTL | NY - JFK | 17.5 | 86.7 | 6 | 11598
| 11599 | REPUBLIC AP | Farmingdale | 16.5 | 86.4 | 6 | 11599
| 11690 | JOHN F KENNEDY INTL | NY - JFK | 17.5 | 86.7 | 6 | 11690
| 11691 | JOHN F KENNEDY INTL | NY - JFK | 17.5 | 86.7 | 6 | 11691
| 11692 | JOHN F KENNEDY INTL | NY - JFK | 17.5 | 86.7 | 6 | 11692
| 11693 | JOHN F KENNEDY INTL | NY - JFK | 17.5 | 86.7 | 6 | 11693
| 11694 | NEW YORK CENTRAL PARK | NY - Central Park | 17.3 | 87.9 | 6 | 11694
| 11695 | NEW YORK CENTRAL PARK | NY - Central Park | 17.3 | 87.9 | 6 | 11695
| 11697 | NEW YORK CENTRAL PARK | NY - Central Park | 17.3 | 87.9 | 6 | 11697
| 11701 | REPUBLIC AP | Farmingdale | 16.5 | 86.4 | 6 | 11701
| 11702 | REPUBLIC AP | Farmingdale | 16.5 | 86.4 | 6 | 11702
| 11703 | REPUBLIC AP | Farmingdale | 16.5 | 86.4 | 6 | 11703
| 11704 | REPUBLIC AP | Farmingdale | 16.5 | 86.4 | 6 | 11704
| 11705 | LONG ISLAND MACARTHUR AP | Islip | 15.7 | 85.9 | 6 | 11705
| 11706 | REPUBLIC AP | Farmingdale | 16.5 | 86.4 | 6 | 11706
| 11707 | REPUBLIC AP | Farmingdale | 16.5 | 86.4 | 6 | 11707
| 11709 | REPUBLIC AP | Farmingdale | 16.5 | 86.4 | 6 | 11709
| 11710 | REPUBLIC AP | Farmingdale | 16.5 | 86.4 | 6 | 11710
| 11713 | LONG ISLAND MACARTHUR AP | Islip | 15.7 | 85.9 | 6 | 11713
| 11714 | REPUBLIC AP | Farmingdale | 16.5 | 86.4 | 6 | 11714
| 11715 | LONG ISLAND MACARTHUR AP | Islip | 15.7 | 85.9 | 6 | 11715
| 11716 | LONG ISLAND MACARTHUR AP | Islip | 15.7 | 85.9 | 6 | 11716
| 11717 | REPUBLIC AP | Farmingdale | 16.5 | 86.4 | 6 | 11717
| 11718 | REPUBLIC AP | Farmingdale | 16.5 | 86.4 | 6 | 11718
| 11719 | LONG ISLAND MACARTHUR AP | Islip | 15.7 | 85.9 | 6 | 11719
| 11720 | LONG ISLAND MACARTHUR AP | Islip | 15.7 | 85.9 | 6 | 11720
| 11721 | REPUBLIC AP | Farmingdale | 16.5 | 86.4 | 6 | 11721
| 11722 | REPUBLIC AP | Farmingdale | 16.5 | 86.4 | 6 | 11722
| 11724 | REPUBLIC AP | Farmingdale | 16.5 | 86.4 | 6 | 11724
| 11725 | REPUBLIC AP | Farmingdale | 16.5 | 86.4 | 6 | 11725
| 11726 | REPUBLIC AP | Farmingdale | 16.5 | 86.4 | 6 | 11726
| 11727 | LONG ISLAND MACARTHUR AP | Islip | 15.7 | 85.9 | 6 | 11727
| 11729 | REPUBLIC AP | Farmingdale | 16.5 | 86.4 | 6 | 11729
| 11730 | REPUBLIC AP | Farmingdale | 16.5 | 86.4 | 6 | 11730
| 11731 | REPUBLIC AP | Farmingdale | 16.5 | 86.4 | 6 | 11731
| 11732 | REPUBLIC AP | Farmingdale | 16.5 | 86.4 | 6 | 11732
| 11733 | REPUBLIC AP | Farmingdale | 16.5 | 86.4 | 6 | 11733
| 11735 | REPUBLIC AP | Farmingdale | 16.5 | 86.4 | 6 | 11735
| 11737 | REPUBLIC AP | Farmingdale | 16.5 | 86.4 | 6 | 11737
| 11738 | LONG ISLAND MACARTHUR AP | Islip | 15.7 | 85.9 | 6 | 11738
| 11739 | REPUBLIC AP | Farmingdale | 16.5 | 86.4 | 6 | 11739
| 11740 | REPUBLIC AP | Farmingdale | 16.5 | 86.4 | 6 | 11740
| 11741 | LONG ISLAND MACARTHUR AP | Islip | 15.7 | 85.9 | 6 | 11741
| 11742 | LONG ISLAND MACARTHUR AP | Islip | 15.7 | 85.9 | 6 | 11742
| 11743 | REPUBLIC AP | Farmingdale | 16.5 | 86.4 | 6 | 11743
| 11746 | REPUBLIC AP | Farmingdale | 16.5 | 86.4 | 6 | 11746
| 11747 | REPUBLIC AP | Farmingdale | 16.5 | 86.4 | 6 | 11747
| 11749 | LONG ISLAND MACARTHUR AP | Islip | 15.7 | 85.9 | 6 | 11749
| 11751 | REPUBLIC AP | Farmingdale | 16.5 | 86.4 | 6 | 11751
| 11752 | LONG ISLAND MACARTHUR AP | Islip | 15.7 | 85.9 | 6 | 11752
| 11753 | REPUBLIC AP | Farmingdale | 16.5 | 86.4 | 6 | 11753
| 11754 | REPUBLIC AP | Farmingdale | 16.5 | 86.4 | 6 | 11754
| 11755 | LONG ISLAND MACARTHUR AP | Islip | 15.7 | 85.9 | 6 | 11755
| 11756 | REPUBLIC AP | Farmingdale | 16.5 | 86.4 | 6 | 11756
| 11757 | REPUBLIC AP | Farmingdale | 16.5 | 86.4 | 6 | 11757
| 11758 | REPUBLIC AP | Farmingdale | 16.5 | 86.4 | 6 | 11758
| 11760 | REPUBLIC AP | Farmingdale | 16.5 | 86.4 | 6 | 11760
| 11762 | REPUBLIC AP | Farmingdale | 16.5 | 86.4 | 6 | 11762
| 11763 | LONG ISLAND MACARTHUR AP | Islip | 15.7 | 85.9 | 6 | 11763
| 11764 | REPUBLIC AP | Farmingdale | 16.5 | 86.4 | 6 | 11764
| 11765 | REPUBLIC AP | Farmingdale | 16.5 | 86.4 | 6 | 11765
| 11766 | REPUBLIC AP | Farmingdale | 16.5 | 86.4 | 6 | 11766
| 11767 | LONG ISLAND MACARTHUR AP | Islip | 15.7 | 85.9 | 6 | 11767
| 11768 | REPUBLIC AP | Farmingdale | 16.5 | 86.4 | 6 | 11768
| 11769 | LONG ISLAND MACARTHUR AP | Islip | 15.7 | 85.9 | 6 | 11769
| 11770 | REPUBLIC AP | Farmingdale | 16.5 | 86.4 | 6 | 11770
| 11771 | REPUBLIC AP | Farmingdale | 16.5 | 86.4 | 6 | 11771
| 11772 | REPUBLIC AP | Farmingdale | 16.5 | 86.4 | 6 | 11772
| 11773 | REPUBLIC AP | Farmingdale | 16.5 | 86.4 | 6 | 11773
| 11775 | REPUBLIC AP | Farmingdale | 16.5 | 86.4 | 6 | 11775
| 11776 | LONG ISLAND MACARTHUR AP | Islip | 15.7 | 85.9 | 6 | 11776
| 11777 | REPUBLIC AP | Farmingdale | 16.5 | 86.4 | 6 | 11777
| 11778 | REPUBLIC AP | Farmingdale | 16.5 | 86.4 | 6 | 11778
| 11779 | LONG ISLAND MACARTHUR AP | Islip | 15.7 | 85.9 | 6 | 11779
| 11780 | REPUBLIC AP | Farmingdale | 16.5 | 86.4 | 6 | 11780
| 11782 | LONG ISLAND MACARTHUR AP | Islip | 15.7 | 85.9 | 6 | 11782
| 11783 | REPUBLIC AP | Farmingdale | 16.5 | 86.4 | 6 | 11783
| 11784 | LONG ISLAND MACARTHUR AP | Islip | 15.7 | 85.9 | 6 | 11784
| 11786 | REPUBLIC AP | Farmingdale | 16.5 | 86.4 | 6 | 11786
| 11787 | REPUBLIC AP | Farmingdale | 16.5 | 86.4 | 6 | 11787
| 11788 | REPUBLIC AP | Farmingdale | 16.5 | 86.4 | 6 | 11788
| 11789 | REPUBLIC AP | Farmingdale | 16.5 | 86.4 | 6 | 11789
| 11790 | REPUBLIC AP | Farmingdale | 16.5 | 86.4 | 6 | 11790
| 11791 | REPUBLIC AP | Farmingdale | 16.5 | 86.4 | 6 | 11791
| 11792 | LONG ISLAND MACARTHUR AP | Islip | 15.7 | 85.9 | 6 | 11792
| 11793 | REPUBLIC AP | Farmingdale | 16.5 | 86.4 | 6 | 11793
| 11794 | REPUBLIC AP | Farmingdale | 16.5 | 86.4 | 6 | 11794
| 11795 | REPUBLIC AP | Farmingdale | 16.5 | 86.4 | 6 | 11795
| 11796 | LONG ISLAND MACARTHUR AP | Islip | 15.7 | 85.9 | 6 | 11796
| 11797 | REPUBLIC AP | Farmingdale | 16.5 | 86.4 | 6 | 11797
| 11798 | REPUBLIC AP | Farmingdale | 16.5 | 86.4 | 6 | 11798
| 11801 | REPUBLIC AP | Farmingdale | 16.5 | 86.4 | 6 | 11801
| 11802 | REPUBLIC AP | Farmingdale | 16.5 | 86.4 | 6 | 11802
| 11803 | REPUBLIC AP | Farmingdale | 16.5 | 86.4 | 6 | 11803
| 11804 | REPUBLIC AP | Farmingdale | 16.5 | 86.4 | 6 | 11804
| 11815 | REPUBLIC AP | Farmingdale | 16.5 | 86.4 | 6 | 11815
x | 11819 | REPUBLIC AP | Farmingdale | 16.5 | 86.4 | 6
| 11853 | REPUBLIC AP | Farmingdale | 16.5 | 86.4 | 6 | 11853
x | 11854 | REPUBLIC AP | Farmingdale | 16.5 | 86.4 | 6
| 11901 | FRANCIS S GABRESKI AP | Westhampton | 11.9 | 84.2 | 6 | 11901
| 11930 | FRANCIS S GABRESKI AP | Westhampton | 11.9 | 84.2 | 6 | 11930
| 11931 | FRANCIS S GABRESKI AP | Westhampton | 11.9 | 84.2 | 6 | 11931
| 11932 | FRANCIS S GABRESKI AP | Westhampton | 11.9 | 84.2 | 6 | 11932
| 11933 | FRANCIS S GABRESKI AP | Westhampton | 11.9 | 84.2 | 6 | 11933
| 11934 | FRANCIS S GABRESKI AP | Westhampton | 11.9 | 84.2 | 6 | 11934
| 11935 | FRANCIS S GABRESKI AP | Westhampton | 11.9 | 84.2 | 6 | 11935
| 11937 | FRANCIS S GABRESKI AP | Westhampton | 11.9 | 84.2 | 6 | 11937
| 11939 | FRANCIS S GABRESKI AP | Westhampton | 11.9 | 84.2 | 6 | 11939
| 11940 | FRANCIS S GABRESKI AP | Westhampton | 11.9 | 84.2 | 6 | 11940
| 11941 | FRANCIS S GABRESKI AP | Westhampton | 11.9 | 84.2 | 6 | 11941
| 11942 | FRANCIS S GABRESKI AP | Westhampton | 11.9 | 84.2 | 6 | 11942
| 11944 | FRANCIS S GABRESKI AP | Westhampton | 11.9 | 84.2 | 6 | 11944
| 11946 | FRANCIS S GABRESKI AP | Westhampton | 11.9 | 84.2 | 6 | 11946
| 11947 | FRANCIS S GABRESKI AP | Westhampton | 11.9 | 84.2 | 6 | 11947
| 11948 | FRANCIS S GABRESKI AP | Westhampton | 11.9 | 84.2 | 6 | 11948
| 11949 | LONG ISLAND MACARTHUR AP | Islip | 15.7 | 85.9 | 6 | 11949
| 11950 | LONG ISLAND MACARTHUR AP | Islip | 15.7 | 85.9 | 6 | 11950
| 11951 | LONG ISLAND MACARTHUR AP | Islip | 15.7 | 85.9 | 6 | 11951
| 11952 | FRANCIS S GABRESKI AP | Westhampton | 11.9 | 84.2 | 6 | 11952
| 11953 | LONG ISLAND MACARTHUR AP | Islip | 15.7 | 85.9 | 6 | 11953
| 11954 | FRANCIS S GABRESKI AP | Westhampton | 11.9 | 84.2 | 6 | 11954
| 11955 | LONG ISLAND MACARTHUR AP | Islip | 15.7 | 85.9 | 6 | 11955
| 11956 | FRANCIS S GABRESKI AP | Westhampton | 11.9 | 84.2 | 6 | 11956
| 11957 | FRANCIS S GABRESKI AP | Westhampton | 11.9 | 84.2 | 6 | 11957
| 11958 | FRANCIS S GABRESKI AP | Westhampton | 11.9 | 84.2 | 6 | 11958
| 11959 | FRANCIS S GABRESKI AP | Westhampton | 11.9 | 84.2 | 6 | 11959
| 11960 | FRANCIS S GABRESKI AP | Westhampton | 11.9 | 84.2 | 6 | 11960
| 11961 | REPUBLIC AP | Farmingdale | 16.5 | 86.4 | 6 | 11961
| 11962 | FRANCIS S GABRESKI AP | Westhampton | 11.9 | 84.2 | 6 | 11962
| 11963 | FRANCIS S GABRESKI AP | Westhampton | 11.9 | 84.2 | 6 | 11963
| 11964 | FRANCIS S GABRESKI AP | Westhampton | 11.9 | 84.2 | 6 | 11964
| 11965 | FRANCIS S GABRESKI AP | Westhampton | 11.9 | 84.2 | 6 | 11965
| 11967 | LONG ISLAND MACARTHUR AP | Islip | 15.7 | 85.9 | 6 | 11967
| 11968 | FRANCIS S GABRESKI AP | Westhampton | 11.9 | 84.2 | 6 | 11968
| 11969 | FRANCIS S GABRESKI AP | Westhampton | 11.9 | 84.2 | 6 | 11969
| 11970 | FRANCIS S GABRESKI AP | Westhampton | 11.9 | 84.2 | 6 | 11970
| 11971 | FRANCIS S GABRESKI AP | Westhampton | 11.9 | 84.2 | 6 | 11971
| 11972 | FRANCIS S GABRESKI AP | Westhampton | 11.9 | 84.2 | 6 | 11972
| 11973 | REPUBLIC AP | Farmingdale | 16.5 | 86.4 | 6 | 11973
| 11975 | FRANCIS S GABRESKI AP | Westhampton | 11.9 | 84.2 | 6 | 11975
| 11976 | FRANCIS S GABRESKI AP | Westhampton | 11.9 | 84.2 | 6 | 11976
| 11977 | FRANCIS S GABRESKI AP | Westhampton | 11.9 | 84.2 | 6 | 11977
| 11978 | FRANCIS S GABRESKI AP | Westhampton | 11.9 | 84.2 | 6 | 11978
| 11980 | LONG ISLAND MACARTHUR AP | Islip | 15.7 | 85.9 | 6 | 11980
| 12007 | ALBANY INTL | Albany | 4.3 | 86.3 | 12 | 12007
| 12008 | ALBANY INTL | Albany | 4.3 | 86.3 | 12 | 12008
| 12009 | ALBANY INTL | Albany | 4.3 | 86.3 | 12 | 12009
| 12010 | FLOYD BENNETT MEMORIAL | Glens Falls | -2.1 | 84.6 | 12 | 12010
| 12015 | ALBANY INTL | Albany | 4.3 | 86.3 | 12 | 12015
| 12016 | ALBANY INTL | Albany | 4.3 | 86.3 | 12 | 12016
| 12017 | SULLIVAN COUNTY INTL | Monticello | 4.7 | 83.5 | 12 | 12017
| 12018 | ALBANY INTL | Albany | 4.3 | 86.3 | 12 | 12018
| 12019 | FLOYD BENNETT MEMORIAL | Glens Falls | -2.1 | 84.6 | 12 | 12019
| 12020 | ALBANY INTL | Albany | 4.3 | 86.3 | 12 | 12020
| 12022 | FLOYD BENNETT MEMORIAL | Glens Falls | -2.1 | 84.6 | 12 | 12022
| 12023 | ALBANY INTL | Albany | 4.3 | 86.3 | 12 | 12023
| 12024 | ALBANY INTL | Albany | 4.3 | 86.3 | 12 | 12024
| 12025 | FLOYD BENNETT MEMORIAL | Glens Falls | -2.1 | 84.6 | 12 | 12025
| 12027 | FLOYD BENNETT MEMORIAL | Glens Falls | -2.1 | 84.6 | 12 | 12027
| 12028 | FLOYD BENNETT MEMORIAL | Glens Falls | -2.1 | 84.6 | 12 | 12028
| 12029 | ALBANY INTL | Albany | 4.3 | 86.3 | 12 | 12029
| 12031 | FLOYD BENNETT MEMORIAL | Glens Falls | -2.1 | 84.6 | 12 | 12031
| 12032 | ADIRONDACK REGIONAL | Saranac Lake | -12.6 | 81 | 24 | 12032
| 12033 | ALBANY INTL | Albany | 4.3 | 86.3 | 12 | 12033
| 12035 | ONEIDA COUNTY AP | Utica | 0.8 | 84.4 | 18 | 12035
| 12036 | FLOYD BENNETT MEMORIAL | Glens Falls | -2.1 | 84.6 | 12 | 12036
| 12037 | ALBANY INTL | Albany | 4.3 | 86.3 | 12 | 12037
| 12040 | FLOYD BENNETT MEMORIAL | Glens Falls | -2.1 | 84.6 | 12 | 12040
| 12041 | ALBANY INTL | Albany | 4.3 | 86.3 | 12 | 12041
| 12042 | ALBANY INTL | Albany | 4.3 | 86.3 | 12 | 12042
| 12043 | FLOYD BENNETT MEMORIAL | Glens Falls | -2.1 | 84.6 | 12 | 12043
| 12045 | ALBANY INTL | Albany | 4.3 | 86.3 | 12 | 12045
| 12046 | ALBANY INTL | Albany | 4.3 | 86.3 | 12 | 12046
| 12047 | ALBANY INTL | Albany | 4.3 | 86.3 | 12 | 12047
| 12050 | ALBANY INTL | Albany | 4.3 | 86.3 | 12 | 12050
| 12051 | ALBANY INTL | Albany | 4.3 | 86.3 | 12 | 12051
| 12052 | FLOYD BENNETT MEMORIAL | Glens Falls | -2.1 | 84.6 | 12 | 12052
| 12053 | ALBANY INTL | Albany | 4.3 | 86.3 | 12 | 12053
| 12054 | ALBANY INTL | Albany | 4.3 | 86.3 | 12 | 12054
| 12055 | FLOYD BENNETT MEMORIAL | Glens Falls | -2.1 | 84.6 | 12 | 12055
| 12056 | ALBANY INTL | Albany | 4.3 | 86.3 | 12 | 12056
| 12057 | FLOYD BENNETT MEMORIAL | Glens Falls | -2.1 | 84.6 | 12 | 12057
| 12058 | ALBANY INTL | Albany | 4.3 | 86.3 | 12 | 12058
| 12059 | ALBANY INTL | Albany | 4.3 | 86.3 | 12 | 12059
| 12060 | ALBANY INTL | Albany | 4.3 | 86.3 | 12 | 12060
| 12061 | ALBANY INTL | Albany | 4.3 | 86.3 | 12 | 12061
| 12062 | ALBANY INTL | Albany | 4.3 | 86.3 | 12 | 12062
| 12063 | ALBANY INTL | Albany | 4.3 | 86.3 | 12 | 12063
| 12064 | FLOYD BENNETT MEMORIAL | Glens Falls | -2.1 | 84.6 | 12 | 12064
| 12065 | ALBANY INTL | Albany | 4.3 | 86.3 | 12 | 12065
| 12066 | FLOYD BENNETT MEMORIAL | Glens Falls | -2.1 | 84.6 | 12 | 12066
| 12067 | ALBANY INTL | Albany | 4.3 | 86.3 | 12 | 12067
| 12068 | ALBANY INTL | Albany | 4.3 | 86.3 | 12 | 12068
| 12069 | ALBANY INTL | Albany | 4.3 | 86.3 | 12 | 12069
| 12070 | ONEIDA COUNTY AP | Utica | 0.8 | 84.4 | 18 | 12070
| 12071 | ONEIDA COUNTY AP | Utica | 0.8 | 84.4 | 18 | 12071
| 12072 | ONEIDA COUNTY AP | Utica | 0.8 | 84.4 | 18 | 12072
| 12073 | ALBANY INTL | Albany | 4.3 | 86.3 | 12 | 12073
| 12074 | FLOYD BENNETT MEMORIAL | Glens Falls | -2.1 | 84.6 | 12 | 12074
| 12075 | ALBANY INTL | Albany | 4.3 | 86.3 | 12 | 12075
| 12076 | FLOYD BENNETT MEMORIAL | Glens Falls | -2.1 | 84.6 | 12 | 12076
| 12077 | ALBANY INTL | Albany | 4.3 | 86.3 | 12 | 12077
| 12078 | FLOYD BENNETT MEMORIAL | Glens Falls | -2.1 | 84.6 | 12 | 12078
| 12082 | FLOYD BENNETT MEMORIAL | Glens Falls | -2.1 | 84.6 | 12 | 12082
| 12083 | ALBANY INTL | Albany | 4.3 | 86.3 | 12 | 12083
| 12084 | ALBANY INTL | Albany | 4.3 | 86.3 | 12 | 12084
| 12085 | ALBANY INTL | Albany | 4.3 | 86.3 | 12 | 12085
| 12086 | ALBANY INTL | Albany | 4.3 | 86.3 | 12 | 12086
| 12087 | ALBANY INTL | Albany | 4.3 | 86.3 | 12 | 12087
| 12089 | FLOYD BENNETT MEMORIAL | Glens Falls | -2.1 | 84.6 | 12 | 12089
| 12090 | FLOYD BENNETT MEMORIAL | Glens Falls | -2.1 | 84.6 | 12 | 12090
| 12092 | ONEIDA COUNTY AP | Utica | 0.8 | 84.4 | 18 | 12092
| 12093 | FLOYD BENNETT MEMORIAL | Glens Falls | -2.1 | 84.6 | 12 | 12093
| 12094 | FLOYD BENNETT MEMORIAL | Glens Falls | -2.1 | 84.6 | 12 | 12094
| 12095 | FLOYD BENNETT MEMORIAL | Glens Falls | -2.1 | 84.6 | 12 | 12095
| 12106 | ALBANY INTL | Albany | 4.3 | 86.3 | 12 | 12106
| 12107 | ALBANY INTL | Albany | 4.3 | 86.3 | 12 | 12107
| 12108 | ADIRONDACK REGIONAL | Saranac Lake | -12.6 | 81 | 24 | 12108
| 12110 | ALBANY INTL | Albany | 4.3 | 86.3 | 12 | 12110
| 12115 | ALBANY INTL | Albany | 4.3 | 86.3 | 12 | 12115
| 12116 | FLOYD BENNETT MEMORIAL | Glens Falls | -2.1 | 84.6 | 12 | 12116
| 12117 | FLOYD BENNETT MEMORIAL | Glens Falls | -2.1 | 84.6 | 12 | 12117
| 12118 | ALBANY INTL | Albany | 4.3 | 86.3 | 12 | 12118
| 12120 | FLOYD BENNETT MEMORIAL | Glens Falls | -2.1 | 84.6 | 12 | 12120
| 12121 | ALBANY INTL | Albany | 4.3 | 86.3 | 12 | 12121
| 12122 | ONEIDA COUNTY AP | Utica | 0.8 | 84.4 | 18 | 12122
| 12123 | ALBANY INTL | Albany | 4.3 | 86.3 | 12 | 12123
| 12124 | ALBANY INTL | Albany | 4.3 | 86.3 | 12 | 12124
| 12125 | ALBANY INTL | Albany | 4.3 | 86.3 | 12 | 12125
| 12128 | ALBANY INTL | Albany | 4.3 | 86.3 | 12 | 12128
| 12130 | ALBANY INTL | Albany | 4.3 | 86.3 | 12 | 12130
| 12131 | FLOYD BENNETT MEMORIAL | Glens Falls | -2.1 | 84.6 | 12 | 12131
| 12132 | ALBANY INTL | Albany | 4.3 | 86.3 | 12 | 12132
| 12133 | FLOYD BENNETT MEMORIAL | Glens Falls | -2.1 | 84.6 | 12 | 12133
| 12134 | FLOYD BENNETT MEMORIAL | Glens Falls | -2.1 | 84.6 | 12 | 12134
| 12136 | ALBANY INTL | Albany | 4.3 | 86.3 | 12 | 12136
| 12137 | FLOYD BENNETT MEMORIAL | Glens Falls | -2.1 | 84.6 | 12 | 12137
| 12138 | FLOYD BENNETT MEMORIAL | Glens Falls | -2.1 | 84.6 | 12 | 12138
| 12139 | ADIRONDACK REGIONAL | Saranac Lake | -12.6 | 81 | 24 | 12139
| 12140 | ALBANY INTL | Albany | 4.3 | 86.3 | 12 | 12140
| 12141 | ALBANY INTL | Albany | 4.3 | 86.3 | 12 | 12141
| 12143 | ALBANY INTL | Albany | 4.3 | 86.3 | 12 | 12143
| 12144 | ALBANY INTL | Albany | 4.3 | 86.3 | 12 | 12144
| 12147 | ALBANY INTL | Albany | 4.3 | 86.3 | 12 | 12147
| 12148 | ALBANY INTL | Albany | 4.3 | 86.3 | 12 | 12148
| 12149 | FLOYD BENNETT MEMORIAL | Glens Falls | -2.1 | 84.6 | 12 | 12149
| 12150 | ALBANY INTL | Albany | 4.3 | 86.3 | 12 | 12150
| 12151 | ALBANY INTL | Albany | 4.3 | 86.3 | 12 | 12151
| 12153 | ALBANY INTL | Albany | 4.3 | 86.3 | 12 | 12153
| 12154 | ALBANY INTL | Albany | 4.3 | 86.3 | 12 | 12154
| 12155 | FLOYD BENNETT MEMORIAL | Glens Falls | -2.1 | 84.6 | 12 | 12155
| 12156 | ALBANY INTL | Albany | 4.3 | 86.3 | 12 | 12156
| 12157 | FLOYD BENNETT MEMORIAL | Glens Falls | -2.1 | 84.6 | 12 | 12157
| 12158 | ALBANY INTL | Albany | 4.3 | 86.3 | 12 | 12158
| 12159 | ALBANY INTL | Albany | 4.3 | 86.3 | 12 | 12159
| 12160 | ONEIDA COUNTY AP | Utica | 0.8 | 84.4 | 18 | 12160
| 12161 | ALBANY INTL | Albany | 4.3 | 86.3 | 12 | 12161
| 12164 | ADIRONDACK REGIONAL | Saranac Lake | -12.6 | 81 | 24 | 12164
| 12165 | SULLIVAN COUNTY INTL | Monticello | 4.7 | 83.5 | 12 | 12165
| 12166 | ONEIDA COUNTY AP | Utica | 0.8 | 84.4 | 18 | 12166
| 12167 | FLOYD BENNETT MEMORIAL | Glens Falls | -2.1 | 84.6 | 12 | 12167
| 12168 | FLOYD BENNETT MEMORIAL | Glens Falls | -2.1 | 84.6 | 12 | 12168
| 12169 | FLOYD BENNETT MEMORIAL | Glens Falls | -2.1 | 84.6 | 12 | 12169
| 12170 | ALBANY INTL | Albany | 4.3 | 86.3 | 12 | 12170
| 12172 | ALBANY INTL | Albany | 4.3 | 86.3 | 12 | 12172
| 12173 | ALBANY INTL | Albany | 4.3 | 86.3 | 12 | 12173
| 12174 | ALBANY INTL | Albany | 4.3 | 86.3 | 12 | 12174
| 12175 | FLOYD BENNETT MEMORIAL | Glens Falls | -2.1 | 84.6 | 12 | 12175
| 12176 | ALBANY INTL | Albany | 4.3 | 86.3 | 12 | 12176
| 12177 | ALBANY INTL | Albany | 4.3 | 86.3 | 12 | 12177
| 12180 | ALBANY INTL | Albany | 4.3 | 86.3 | 12 | 12180
| 12181 | ALBANY INTL | Albany | 4.3 | 86.3 | 12 | 12181
| 12182 | ALBANY INTL | Albany | 4.3 | 86.3 | 12 | 12182
| 12183 | ALBANY INTL | Albany | 4.3 | 86.3 | 12 | 12183
| 12184 | ALBANY INTL | Albany | 4.3 | 86.3 | 12 | 12184
| 12185 | FLOYD BENNETT MEMORIAL | Glens Falls | -2.1 | 84.6 | 12 | 12185
| 12186 | ALBANY INTL | Albany | 4.3 | 86.3 | 12 | 12186
| 12187 | FLOYD BENNETT MEMORIAL | Glens Falls | -2.1 | 84.6 | 12 | 12187
| 12188 | ALBANY INTL | Albany | 4.3 | 86.3 | 12 | 12188
| 12189 | ALBANY INTL | Albany | 4.3 | 86.3 | 12 | 12189
| 12190 | ADIRONDACK REGIONAL | Saranac Lake | -12.6 | 81 | 24 | 12190
| 12192 | ALBANY INTL | Albany | 4.3 | 86.3 | 12 | 12192
| 12193 | ALBANY INTL | Albany | 4.3 | 86.3 | 12 | 12193
| 12194 | FLOYD BENNETT MEMORIAL | Glens Falls | -2.1 | 84.6 | 12 | 12194
| 12195 | ALBANY INTL | Albany | 4.3 | 86.3 | 12 | 12195
| 12196 | ALBANY INTL | Albany | 4.3 | 86.3 | 12 | 12196
| 12197 | FLOYD BENNETT MEMORIAL | Glens Falls | -2.1 | 84.6 | 12 | 12197
| 12198 | ALBANY INTL | Albany | 4.3 | 86.3 | 12 | 12198
| 12201 | ALBANY INTL | Albany | 4.3 | 86.3 | 12 | 12201
| 12202 | ALBANY INTL | Albany | 4.3 | 86.3 | 12 | 12202
| 12203 | ALBANY INTL | Albany | 4.3 | 86.3 | 12 | 12203
| 12204 | ALBANY INTL | Albany | 4.3 | 86.3 | 12 | 12204
| 12205 | ALBANY INTL | Albany | 4.3 | 86.3 | 12 | 12205
| 12206 | ALBANY INTL | Albany | 4.3 | 86.3 | 12 | 12206
| 12207 | ALBANY INTL | Albany | 4.3 | 86.3 | 12 | 12207
| 12208 | ALBANY INTL | Albany | 4.3 | 86.3 | 12 | 12208
| 12209 | ALBANY INTL | Albany | 4.3 | 86.3 | 12 | 12209
| 12210 | ALBANY INTL | Albany | 4.3 | 86.3 | 12 | 12210
| 12211 | ALBANY INTL | Albany | 4.3 | 86.3 | 12 | 12211
| 12212 | ALBANY INTL | Albany | 4.3 | 86.3 | 12 | 12212
| 12214 | ALBANY INTL | Albany | 4.3 | 86.3 | 12 | 12214
| 12220 | ALBANY INTL | Albany | 4.3 | 86.3 | 12 | 12220
| 12222 | ALBANY INTL | Albany | 4.3 | 86.3 | 12 | 12222
| 12223 | ALBANY INTL | Albany | 4.3 | 86.3 | 12 | 12223
| 12224 | ALBANY INTL | Albany | 4.3 | 86.3 | 12 | 12224
| 12225 | ALBANY INTL | Albany | 4.3 | 86.3 | 12 | 12225
| 12226 | ALBANY INTL | Albany | 4.3 | 86.3 | 12 | 12226
| 12227 | ALBANY INTL | Albany | 4.3 | 86.3 | 12 | 12227
| 12228 | ALBANY INTL | Albany | 4.3 | 86.3 | 12 | 12228
| 12229 | ALBANY INTL | Albany | 4.3 | 86.3 | 12 | 12229
| 12230 | ALBANY INTL | Albany | 4.3 | 86.3 | 12 | 12230
| 12231 | ALBANY INTL | Albany | 4.3 | 86.3 | 12 | 12231
| 12232 | ALBANY INTL | Albany | 4.3 | 86.3 | 12 | 12232
| 12233 | ALBANY INTL | Albany | 4.3 | 86.3 | 12 | 12233
| 12234 | ALBANY INTL | Albany | 4.3 | 86.3 | 12 | 12234
| 12235 | ALBANY INTL | Albany | 4.3 | 86.3 | 12 | 12235
| 12236 | ALBANY INTL | Albany | 4.3 | 86.3 | 12 | 12236
| 12237 | ALBANY INTL | Albany | 4.3 | 86.3 | 12 | 12237
| 12238 | ALBANY INTL | Albany | 4.3 | 86.3 | 12 | 12238
| 12239 | ALBANY INTL | Albany | 4.3 | 86.3 | 12 | 12239
| 12240 | ALBANY INTL | Albany | 4.3 | 86.3 | 12 | 12240
| 12241 | ALBANY INTL | Albany | 4.3 | 86.3 | 12 | 12241
| 12242 | ALBANY INTL | Albany | 4.3 | 86.3 | 12 | 12242
| 12243 | ALBANY INTL | Albany | 4.3 | 86.3 | 12 | 12243
| 12244 | ALBANY INTL | Albany | 4.3 | 86.3 | 12 | 12244
| 12245 | ALBANY INTL | Albany | 4.3 | 86.3 | 12 | 12245
| 12246 | ALBANY INTL | Albany | 4.3 | 86.3 | 12 | 12246
| 12247 | ALBANY INTL | Albany | 4.3 | 86.3 | 12 | 12247
| 12248 | ALBANY INTL | Albany | 4.3 | 86.3 | 12 | 12248
| 12249 | ALBANY INTL | Albany | 4.3 | 86.3 | 12 | 12249
| 12250 | ALBANY INTL | Albany | 4.3 | 86.3 | 12 | 12250
x | 12252 | ALBANY INTL | Albany | 4.3 | 86.3 | 12
| 12255 | ALBANY INTL | Albany | 4.3 | 86.3 | 12 | 12255
x | 12256 | ALBANY INTL | Albany | 4.3 | 86.3 | 12
| 12257 | ALBANY INTL | Albany | 4.3 | 86.3 | 12 | 12257
| 12260 | ALBANY INTL | Albany | 4.3 | 86.3 | 12 | 12260
| 12261 | ALBANY INTL | Albany | 4.3 | 86.3 | 12 | 12261
| 12288 | ALBANY INTL | Albany | 4.3 | 86.3 | 12 | 12288
| 12301 | ALBANY INTL | Albany | 4.3 | 86.3 | 12 | 12301
| 12302 | ALBANY INTL | Albany | 4.3 | 86.3 | 12 | 12302
| 12303 | ALBANY INTL | Albany | 4.3 | 86.3 | 12 | 12303
| 12304 | ALBANY INTL | Albany | 4.3 | 86.3 | 12 | 12304
| 12305 | ALBANY INTL | Albany | 4.3 | 86.3 | 12 | 12305
| 12306 | ALBANY INTL | Albany | 4.3 | 86.3 | 12 | 12306
| 12307 | ALBANY INTL | Albany | 4.3 | 86.3 | 12 | 12307
| 12308 | ALBANY INTL | Albany | 4.3 | 86.3 | 12 | 12308
| 12309 | ALBANY INTL | Albany | 4.3 | 86.3 | 12 | 12309
| 12325 | FLOYD BENNETT MEMORIAL | Glens Falls | -2.1 | 84.6 | 12 | 12325
| 12345 | ALBANY INTL | Albany | 4.3 | 86.3 | 12 | 12345
| 12401 | DUTCHESS COUNTY AP | Poughkeepsie | 8 | 88.4 | 12 | 12401
| 12402 | DUTCHESS COUNTY AP | Poughkeepsie | 8 | 88.4 | 12 | 12402
| 12404 | DUTCHESS COUNTY AP | Poughkeepsie | 8 | 88.4 | 12 | 12404
| 12405 | ALBANY INTL | Albany | 4.3 | 86.3 | 12 | 12405
| 12406 | GREATER BINGHAMTON AP | Binghamton | 3.9 | 82.3 | 12 | 12406
| 12407 | FLOYD BENNETT MEMORIAL | Glens Falls | -2.1 | 84.6 | 12 | 12407
| 12409 | SULLIVAN COUNTY INTL | Monticello | 4.7 | 83.5 | 12 | 12409
| 12410 | GREATER BINGHAMTON AP | Binghamton | 3.9 | 82.3 | 12 | 12410
| 12411 | DUTCHESS COUNTY AP | Poughkeepsie | 8 | 88.4 | 12 | 12411
| 12412 | SULLIVAN COUNTY INTL | Monticello | 4.7 | 83.5 | 12 | 12412
| 12413 | ALBANY INTL | Albany | 4.3 | 86.3 | 12 | 12413
| 12414 | ALBANY INTL | Albany | 4.3 | 86.3 | 12 | 12414
| 12416 | SULLIVAN COUNTY INTL | Monticello | 4.7 | 83.5 | 12 | 12416
| 12417 | DUTCHESS COUNTY AP | Poughkeepsie | 8 | 88.4 | 12 | 12417
| 12418 | ALBANY INTL | Albany | 4.3 | 86.3 | 12 | 12418
| 12419 | DUTCHESS COUNTY AP | Poughkeepsie | 8 | 88.4 | 12 | 12419
| 12420 | SULLIVAN COUNTY INTL | Monticello | 4.7 | 83.5 | 12 | 12420
| 12421 | FLOYD BENNETT MEMORIAL | Glens Falls | -2.1 | 84.6 | 12 | 12421
| 12422 | FLOYD BENNETT MEMORIAL | Glens Falls | -2.1 | 84.6 | 12 | 12422
| 12423 | ALBANY INTL | Albany | 4.3 | 86.3 | 12 | 12423
| 12424 | FLOYD BENNETT MEMORIAL | Glens Falls | -2.1 | 84.6 | 12 | 12424
| 12427 | FLOYD BENNETT MEMORIAL | Glens Falls | -2.1 | 84.6 | 12 | 12427
| 12428 | SULLIVAN COUNTY INTL | Monticello | 4.7 | 83.5 | 12 | 12428
| 12429 | DUTCHESS COUNTY AP | Poughkeepsie | 8 | 88.4 | 12 | 12429
| 12430 | ONEIDA COUNTY AP | Utica | 0.8 | 84.4 | 18 | 12430
| 12431 | ALBANY INTL | Albany | 4.3 | 86.3 | 12 | 12431
| 12432 | DUTCHESS COUNTY AP | Poughkeepsie | 8 | 88.4 | 12 | 12432
| 12433 | ALBANY INTL | Albany | 4.3 | 86.3 | 12 | 12433
| 12434 | ONEIDA COUNTY AP | Utica | 0.8 | 84.4 | 18 | 12434
| 12435 | SULLIVAN COUNTY INTL | Monticello | 4.7 | 83.5 | 12 | 12435
| 12436 | FLOYD BENNETT MEMORIAL | Glens Falls | -2.1 | 84.6 | 12 | 12436
| 12438 | ONEIDA COUNTY AP | Utica | 0.8 | 84.4 | 18 | 12438
| 12439 | FLOYD BENNETT MEMORIAL | Glens Falls | -2.1 | 84.6 | 12 | 12439
| 12440 | DUTCHESS COUNTY AP | Poughkeepsie | 8 | 88.4 | 12 | 12440
| 12441 | ONEIDA COUNTY AP | Utica | 0.8 | 84.4 | 18 | 12441
| 12442 | FLOYD BENNETT MEMORIAL | Glens Falls | -2.1 | 84.6 | 12 | 12442
| 12443 | DUTCHESS COUNTY AP | Poughkeepsie | 8 | 88.4 | 12 | 12443
| 12444 | FLOYD BENNETT MEMORIAL | Glens Falls | -2.1 | 84.6 | 12 | 12444
| 12446 | DUTCHESS COUNTY AP | Poughkeepsie | 8 | 88.4 | 12 | 12446
| 12448 | SULLIVAN COUNTY INTL | Monticello | 4.7 | 83.5 | 12 | 12448
| 12449 | DUTCHESS COUNTY AP | Poughkeepsie | 8 | 88.4 | 12 | 12449
| 12450 | FLOYD BENNETT MEMORIAL | Glens Falls | -2.1 | 84.6 | 12 | 12450
| 12451 | ALBANY INTL | Albany | 4.3 | 86.3 | 12 | 12451
| 12452 | ONEIDA COUNTY AP | Utica | 0.8 | 84.4 | 18 | 12452
| 12453 | DUTCHESS COUNTY AP | Poughkeepsie | 8 | 88.4 | 12 | 12453
| 12454 | FLOYD BENNETT MEMORIAL | Glens Falls | -2.1 | 84.6 | 12 | 12454
| 12455 | ONEIDA COUNTY AP | Utica | 0.8 | 84.4 | 18 | 12455
| 12456 | DUTCHESS COUNTY AP | Poughkeepsie | 8 | 88.4 | 12 | 12456
| 12457 | SULLIVAN COUNTY INTL | Monticello | 4.7 | 83.5 | 12 | 12457
| 12458 | SULLIVAN COUNTY INTL | Monticello | 4.7 | 83.5 | 12 | 12458
| 12459 | ONEIDA COUNTY AP | Utica | 0.8 | 84.4 | 18 | 12459
| 12460 | FLOYD BENNETT MEMORIAL | Glens Falls | -2.1 | 84.6 | 12 | 12460
| 12461 | SULLIVAN COUNTY INTL | Monticello | 4.7 | 83.5 | 12 | 12461
| 12463 | FLOYD BENNETT MEMORIAL | Glens Falls | -2.1 | 84.6 | 12 | 12463
| 12464 | SULLIVAN COUNTY INTL | Monticello | 4.7 | 83.5 | 12 | 12464
| 12465 | ONEIDA COUNTY AP | Utica | 0.8 | 84.4 | 18 | 12465
| 12466 | DUTCHESS COUNTY AP | Poughkeepsie | 8 | 88.4 | 12 | 12466
| 12468 | ONEIDA COUNTY AP | Utica | 0.8 | 84.4 | 18 | 12468
| 12469 | FLOYD BENNETT MEMORIAL | Glens Falls | -2.1 | 84.6 | 12 | 12469
| 12470 | ALBANY INTL | Albany | 4.3 | 86.3 | 12 | 12470
| 12471 | DUTCHESS COUNTY AP | Poughkeepsie | 8 | 88.4 | 12 | 12471
| 12472 | DUTCHESS COUNTY AP | Poughkeepsie | 8 | 88.4 | 12 | 12472
| 12473 | FLOYD BENNETT MEMORIAL | Glens Falls | -2.1 | 84.6 | 12 | 12473
| 12474 | ONEIDA COUNTY AP | Utica | 0.8 | 84.4 | 18 | 12474
| 12475 | DUTCHESS COUNTY AP | Poughkeepsie | 8 | 88.4 | 12 | 12475
| 12477 | ALBANY INTL | Albany | 4.3 | 86.3 | 12 | 12477
| 12480 | SULLIVAN COUNTY INTL | Monticello | 4.7 | 83.5 | 12 | 12480
| 12481 | SULLIVAN COUNTY INTL | Monticello | 4.7 | 83.5 | 12 | 12481
| 12482 | ALBANY INTL | Albany | 4.3 | 86.3 | 12 | 12482
| 12483 | DUTCHESS COUNTY AP | Poughkeepsie | 8 | 88.4 | 12 | 12483
| 12484 | SULLIVAN COUNTY INTL | Monticello | 4.7 | 83.5 | 12 | 12484
| 12485 | FLOYD BENNETT MEMORIAL | Glens Falls | -2.1 | 84.6 | 12 | 12485
| 12486 | DUTCHESS COUNTY AP | Poughkeepsie | 8 | 88.4 | 12 | 12486
| 12487 | DUTCHESS COUNTY AP | Poughkeepsie | 8 | 88.4 | 12 | 12487
| 12489 | DUTCHESS COUNTY AP | Poughkeepsie | 8 | 88.4 | 12 | 12489
| 12490 | DUTCHESS COUNTY AP | Poughkeepsie | 8 | 88.4 | 12 | 12490
| 12491 | ALBANY INTL | Albany | 4.3 | 86.3 | 12 | 12491
| 12492 | FLOYD BENNETT MEMORIAL | Glens Falls | -2.1 | 84.6 | 12 | 12492
| 12493 | DUTCHESS COUNTY AP | Poughkeepsie | 8 | 88.4 | 12 | 12493
| 12494 | SULLIVAN COUNTY INTL | Monticello | 4.7 | 83.5 | 12 | 12494
| 12495 | SULLIVAN COUNTY INTL | Monticello | 4.7 | 83.5 | 12 | 12495
| 12496 | FLOYD BENNETT MEMORIAL | Glens Falls | -2.1 | 84.6 | 12 | 12496
| 12498 | ALBANY INTL | Albany | 4.3 | 86.3 | 12 | 12498
| 12501 | DUTCHESS COUNTY AP | Poughkeepsie | 8 | 88.4 | 12 | 12501
| 12502 | ALBANY INTL | Albany | 4.3 | 86.3 | 12 | 12502
| 12503 | ALBANY INTL | Albany | 4.3 | 86.3 | 12 | 12503
| 12504 | DUTCHESS COUNTY AP | Poughkeepsie | 8 | 88.4 | 12 | 12504
| 12506 | DUTCHESS COUNTY AP | Poughkeepsie | 8 | 88.4 | 12 | 12506
| 12507 | DUTCHESS COUNTY AP | Poughkeepsie | 8 | 88.4 | 12 | 12507
| 12508 | DUTCHESS COUNTY AP | Poughkeepsie | 8 | 88.4 | 12 | 12508
| 12510 | DUTCHESS COUNTY AP | Poughkeepsie | 8 | 88.4 | 12 | 12510
| 12511 | DUTCHESS COUNTY AP | Poughkeepsie | 8 | 88.4 | 12 | 12511
| 12512 | DUTCHESS COUNTY AP | Poughkeepsie | 8 | 88.4 | 12 | 12512
| 12513 | ALBANY INTL | Albany | 4.3 | 86.3 | 12 | 12513
| 12514 | DUTCHESS COUNTY AP | Poughkeepsie | 8 | 88.4 | 12 | 12514
| 12515 | DUTCHESS COUNTY AP | Poughkeepsie | 8 | 88.4 | 12 | 12515
| 12516 | ALBANY INTL | Albany | 4.3 | 86.3 | 12 | 12516
| 12517 | ALBANY INTL | Albany | 4.3 | 86.3 | 12 | 12517
| 12518 | DUTCHESS COUNTY AP | Poughkeepsie | 8 | 88.4 | 12 | 12518
| 12520 | DUTCHESS COUNTY AP | Poughkeepsie | 8 | 88.4 | 12 | 12520
| 12521 | SULLIVAN COUNTY INTL | Monticello | 4.7 | 83.5 | 12 | 12521
| 12522 | DUTCHESS COUNTY AP | Poughkeepsie | 8 | 88.4 | 12 | 12522
| 12523 | ALBANY INTL | Albany | 4.3 | 86.3 | 12 | 12523
| 12524 | DUTCHESS COUNTY AP | Poughkeepsie | 8 | 88.4 | 12 | 12524
| 12525 | DUTCHESS COUNTY AP | Poughkeepsie | 8 | 88.4 | 12 | 12525
| 12526 | DUTCHESS COUNTY AP | Poughkeepsie | 8 | 88.4 | 12 | 12526
| 12527 | DUTCHESS COUNTY AP | Poughkeepsie | 8 | 88.4 | 12 | 12527
| 12528 | DUTCHESS COUNTY AP | Poughkeepsie | 8 | 88.4 | 12 | 12528
| 12529 | SULLIVAN COUNTY INTL | Monticello | 4.7 | 83.5 | 12 | 12529
| 12530 | ALBANY INTL | Albany | 4.3 | 86.3 | 12 | 12530
| 12531 | DUTCHESS COUNTY AP | Poughkeepsie | 8 | 88.4 | 12 | 12531
| 12533 | DUTCHESS COUNTY AP | Poughkeepsie | 8 | 88.4 | 12 | 12533
| 12534 | ALBANY INTL | Albany | 4.3 | 86.3 | 12 | 12534
| 12537 | DUTCHESS COUNTY AP | Poughkeepsie | 8 | 88.4 | 12 | 12537
| 12538 | DUTCHESS COUNTY AP | Poughkeepsie | 8 | 88.4 | 12 | 12538
| 12540 | DUTCHESS COUNTY AP | Poughkeepsie | 8 | 88.4 | 12 | 12540
| 12541 | DUTCHESS COUNTY AP | Poughkeepsie | 8 | 88.4 | 12 | 12541
| 12542 | DUTCHESS COUNTY AP | Poughkeepsie | 8 | 88.4 | 12 | 12542
| 12543 | DUTCHESS COUNTY AP | Poughkeepsie | 8 | 88.4 | 12 | 12543
| 12544 | ALBANY INTL | Albany | 4.3 | 86.3 | 12 | 12544
| 12545 | DUTCHESS COUNTY AP | Poughkeepsie | 8 | 88.4 | 12 | 12545
| 12546 | SULLIVAN COUNTY INTL | Monticello | 4.7 | 83.5 | 12 | 12546
| 12547 | DUTCHESS COUNTY AP | Poughkeepsie | 8 | 88.4 | 12 | 12547
| 12548 | DUTCHESS COUNTY AP | Poughkeepsie | 8 | 88.4 | 12 | 12548
| 12549 | DUTCHESS COUNTY AP | Poughkeepsie | 8 | 88.4 | 12 | 12549
| 12550 | DUTCHESS COUNTY AP | Poughkeepsie | 8 | 88.4 | 12 | 12550
| 12551 | DUTCHESS COUNTY AP | Poughkeepsie | 8 | 88.4 | 12 | 12551
| 12552 | DUTCHESS COUNTY AP | Poughkeepsie | 8 | 88.4 | 12 | 12552
| 12553 | DUTCHESS COUNTY AP | Poughkeepsie | 8 | 88.4 | 12 | 12553
| 12555 | DUTCHESS COUNTY AP | Poughkeepsie | 8 | 88.4 | 12 | 12555
| 12561 | DUTCHESS COUNTY AP | Poughkeepsie | 8 | 88.4 | 12 | 12561
| 12563 | DUTCHESS COUNTY AP | Poughkeepsie | 8 | 88.4 | 12 | 12563
| 12564 | DUTCHESS COUNTY AP | Poughkeepsie | 8 | 88.4 | 12 | 12564
| 12565 | ALBANY INTL | Albany | 4.3 | 86.3 | 12 | 12565
| 12566 | DUTCHESS COUNTY AP | Poughkeepsie | 8 | 88.4 | 12 | 12566
| 12567 | ALBANY INTL | Albany | 4.3 | 86.3 | 12 | 12567
| 12568 | DUTCHESS COUNTY AP | Poughkeepsie | 8 | 88.4 | 12 | 12568
| 12569 | DUTCHESS COUNTY AP | Poughkeepsie | 8 | 88.4 | 12 | 12569
| 12570 | DUTCHESS COUNTY AP | Poughkeepsie | 8 | 88.4 | 12 | 12570
| 12571 | ALBANY INTL | Albany | 4.3 | 86.3 | 12 | 12571
| 12572 | DUTCHESS COUNTY AP | Poughkeepsie | 8 | 88.4 | 12 | 12572
| 12574 | DUTCHESS COUNTY AP | Poughkeepsie | 8 | 88.4 | 12 | 12574
| 12575 | DUTCHESS COUNTY AP | Poughkeepsie | 8 | 88.4 | 12 | 12575
| 12577 | DUTCHESS COUNTY AP | Poughkeepsie | 8 | 88.4 | 12 | 12577
| 12578 | DUTCHESS COUNTY AP | Poughkeepsie | 8 | 88.4 | 12 | 12578
| 12580 | DUTCHESS COUNTY AP | Poughkeepsie | 8 | 88.4 | 12 | 12580
| 12581 | DUTCHESS COUNTY AP | Poughkeepsie | 8 | 88.4 | 12 | 12581
| 12582 | DUTCHESS COUNTY AP | Poughkeepsie | 8 | 88.4 | 12 | 12582
| 12583 | DUTCHESS COUNTY AP | Poughkeepsie | 8 | 88.4 | 12 | 12583
| 12584 | DUTCHESS COUNTY AP | Poughkeepsie | 8 | 88.4 | 12 | 12584
| 12585 | DUTCHESS COUNTY AP | Poughkeepsie | 8 | 88.4 | 12 | 12585
| 12586 | DUTCHESS COUNTY AP | Poughkeepsie | 8 | 88.4 | 12 | 12586
| 12588 | DUTCHESS COUNTY AP | Poughkeepsie | 8 | 88.4 | 12 | 12588
| 12589 | DUTCHESS COUNTY AP | Poughkeepsie | 8 | 88.4 | 12 | 12589
| 12590 | DUTCHESS COUNTY AP | Poughkeepsie | 8 | 88.4 | 12 | 12590
| 12592 | DUTCHESS COUNTY AP | Poughkeepsie | 8 | 88.4 | 12 | 12592
| 12594 | DUTCHESS COUNTY AP | Poughkeepsie | 8 | 88.4 | 12 | 12594
| 12601 | DUTCHESS COUNTY AP | Poughkeepsie | 8 | 88.4 | 12 | 12601
| 12602 | DUTCHESS COUNTY AP | Poughkeepsie | 8 | 88.4 | 12 | 12602
| 12603 | DUTCHESS COUNTY AP | Poughkeepsie | 8 | 88.4 | 12 | 12603
| 12604 | DUTCHESS COUNTY AP | Poughkeepsie | 8 | 88.4 | 12 | 12604
| 12701 | SULLIVAN COUNTY INTL | Monticello | 4.7 | 83.5 | 12 | 12701
| 12719 | SULLIVAN COUNTY INTL | Monticello | 4.7 | 83.5 | 12 | 12719
| 12720 | SULLIVAN COUNTY INTL | Monticello | 4.7 | 83.5 | 12 | 12720
| 12721 | DUTCHESS COUNTY AP | Poughkeepsie | 8 | 88.4 | 12 | 12721
| 12722 | DUTCHESS COUNTY AP | Poughkeepsie | 8 | 88.4 | 12 | 12722
| 12723 | SULLIVAN COUNTY INTL | Monticello | 4.7 | 83.5 | 12 | 12723
| 12724 | SULLIVAN COUNTY INTL | Monticello | 4.7 | 83.5 | 12 | 12724
| 12725 | SULLIVAN COUNTY INTL | Monticello | 4.7 | 83.5 | 12 | 12725
| 12726 | SULLIVAN COUNTY INTL | Monticello | 4.7 | 83.5 | 12 | 12726
| 12727 | SULLIVAN COUNTY INTL | Monticello | 4.7 | 83.5 | 12 | 12727
| 12729 | SULLIVAN COUNTY INTL | Monticello | 4.7 | 83.5 | 12 | 12729
| 12732 | SULLIVAN COUNTY INTL | Monticello | 4.7 | 83.5 | 12 | 12732
| 12733 | SULLIVAN COUNTY INTL | Monticello | 4.7 | 83.5 | 12 | 12733
| 12734 | SULLIVAN COUNTY INTL | Monticello | 4.7 | 83.5 | 12 | 12734
| 12736 | SULLIVAN COUNTY INTL | Monticello | 4.7 | 83.5 | 12 | 12736
| 12737 | SULLIVAN COUNTY INTL | Monticello | 4.7 | 83.5 | 12 | 12737
| 12738 | SULLIVAN COUNTY INTL | Monticello | 4.7 | 83.5 | 12 | 12738
| 12740 | SULLIVAN COUNTY INTL | Monticello | 4.7 | 83.5 | 12 | 12740
| 12741 | SULLIVAN COUNTY INTL | Monticello | 4.7 | 83.5 | 12 | 12741
| 12742 | SULLIVAN COUNTY INTL | Monticello | 4.7 | 83.5 | 12 | 12742
| 12743 | SULLIVAN COUNTY INTL | Monticello | 4.7 | 83.5 | 12 | 12743
| 12745 | SULLIVAN COUNTY INTL | Monticello | 4.7 | 83.5 | 12 | 12745
| 12746 | DUTCHESS COUNTY AP | Poughkeepsie | 8 | 88.4 | 12 | 12746
| 12747 | SULLIVAN COUNTY INTL | Monticello | 4.7 | 83.5 | 12 | 12747
| 12748 | SULLIVAN COUNTY INTL | Monticello | 4.7 | 83.5 | 12 | 12748
| 12749 | SULLIVAN COUNTY INTL | Monticello | 4.7 | 83.5 | 12 | 12749
| 12750 | SULLIVAN COUNTY INTL | Monticello | 4.7 | 83.5 | 12 | 12750
| 12751 | SULLIVAN COUNTY INTL | Monticello | 4.7 | 83.5 | 12 | 12751
| 12752 | SULLIVAN COUNTY INTL | Monticello | 4.7 | 83.5 | 12 | 12752
| 12754 | SULLIVAN COUNTY INTL | Monticello | 4.7 | 83.5 | 12 | 12754
| 12758 | SULLIVAN COUNTY INTL | Monticello | 4.7 | 83.5 | 12 | 12758
| 12759 | SULLIVAN COUNTY INTL | Monticello | 4.7 | 83.5 | 12 | 12759
| 12760 | SULLIVAN COUNTY INTL | Monticello | 4.7 | 83.5 | 12 | 12760
| 12762 | SULLIVAN COUNTY INTL | Monticello | 4.7 | 83.5 | 12 | 12762
| 12763 | SULLIVAN COUNTY INTL | Monticello | 4.7 | 83.5 | 12 | 12763
| 12764 | SULLIVAN COUNTY INTL | Monticello | 4.7 | 83.5 | 12 | 12764
| 12765 | SULLIVAN COUNTY INTL | Monticello | 4.7 | 83.5 | 12 | 12765
| 12766 | SULLIVAN COUNTY INTL | Monticello | 4.7 | 83.5 | 12 | 12766
| 12767 | SULLIVAN COUNTY INTL | Monticello | 4.7 | 83.5 | 12 | 12767
| 12768 | SULLIVAN COUNTY INTL | Monticello | 4.7 | 83.5 | 12 | 12768
| 12769 | DUTCHESS COUNTY AP | Poughkeepsie | 8 | 88.4 | 12 | 12769
| 12770 | SULLIVAN COUNTY INTL | Monticello | 4.7 | 83.5 | 12 | 12770
| 12771 | SULLIVAN COUNTY INTL | Monticello | 4.7 | 83.5 | 12 | 12771
| 12775 | SULLIVAN COUNTY INTL | Monticello | 4.7 | 83.5 | 12 | 12775
| 12776 | SULLIVAN COUNTY INTL | Monticello | 4.7 | 83.5 | 12 | 12776
| 12777 | SULLIVAN COUNTY INTL | Monticello | 4.7 | 83.5 | 12 | 12777
| 12778 | SULLIVAN COUNTY INTL | Monticello | 4.7 | 83.5 | 12 | 12778
| 12779 | SULLIVAN COUNTY INTL | Monticello | 4.7 | 83.5 | 12 | 12779
| 12780 | SULLIVAN COUNTY INTL | Monticello | 4.7 | 83.5 | 12 | 12780
| 12781 | DUTCHESS COUNTY AP | Poughkeepsie | 8 | 88.4 | 12 | 12781
| 12783 | SULLIVAN COUNTY INTL | Monticello | 4.7 | 83.5 | 12 | 12783
| 12784 | SULLIVAN COUNTY INTL | Monticello | 4.7 | 83.5 | 12 | 12784
| 12785 | DUTCHESS COUNTY AP | Poughkeepsie | 8 | 88.4 | 12 | 12785
| 12786 | SULLIVAN COUNTY INTL | Monticello | 4.7 | 83.5 | 12 | 12786
| 12787 | SULLIVAN COUNTY INTL | Monticello | 4.7 | 83.5 | 12 | 12787
| 12788 | SULLIVAN COUNTY INTL | Monticello | 4.7 | 83.5 | 12 | 12788
| 12789 | SULLIVAN COUNTY INTL | Monticello | 4.7 | 83.5 | 12 | 12789
| 12790 | SULLIVAN COUNTY INTL | Monticello | 4.7 | 83.5 | 12 | 12790
| 12791 | SULLIVAN COUNTY INTL | Monticello | 4.7 | 83.5 | 12 | 12791
| 12792 | SULLIVAN COUNTY INTL | Monticello | 4.7 | 83.5 | 12 | 12792
| 12801 | FLOYD BENNETT MEMORIAL | Glens Falls | -2.1 | 84.6 | 12 | 12801
| 12803 | FLOYD BENNETT MEMORIAL | Glens Falls | -2.1 | 84.6 | 12 | 12803
| 12804 | FLOYD BENNETT MEMORIAL | Glens Falls | -2.1 | 84.6 | 12 | 12804
| 12808 | ADIRONDACK REGIONAL | Saranac Lake | -12.6 | 81 | 24 | 12808
| 12809 | FLOYD BENNETT MEMORIAL | Glens Falls | -2.1 | 84.6 | 12 | 12809
| 12810 | FLOYD BENNETT MEMORIAL | Glens Falls | -2.1 | 84.6 | 12 | 12810
| 12811 | ADIRONDACK REGIONAL | Saranac Lake | -12.6 | 81 | 24 | 12811
| 12812 | ADIRONDACK REGIONAL | Saranac Lake | -12.6 | 81 | 24 | 12812
| 12814 | FLOYD BENNETT MEMORIAL | Glens Falls | -2.1 | 84.6 | 12 | 12814
| 12815 | ADIRONDACK REGIONAL | Saranac Lake | -12.6 | 81 | 24 | 12815
| 12816 | FLOYD BENNETT MEMORIAL | Glens Falls | -2.1 | 84.6 | 12 | 12816
| 12817 | ADIRONDACK REGIONAL | Saranac Lake | -12.6 | 81 | 24 | 12817
| 12819 | FLOYD BENNETT MEMORIAL | Glens Falls | -2.1 | 84.6 | 12 | 12819
| 12820 | FLOYD BENNETT MEMORIAL | Glens Falls | -2.1 | 84.6 | 12 | 12820
| 12821 | FLOYD BENNETT MEMORIAL | Glens Falls | -2.1 | 84.6 | 12 | 12821
| 12822 | FLOYD BENNETT MEMORIAL | Glens Falls | -2.1 | 84.6 | 12 | 12822
| 12823 | FLOYD BENNETT MEMORIAL | Glens Falls | -2.1 | 84.6 | 12 | 12823
| 12824 | FLOYD BENNETT MEMORIAL | Glens Falls | -2.1 | 84.6 | 12 | 12824
| 12827 | FLOYD BENNETT MEMORIAL | Glens Falls | -2.1 | 84.6 | 12 | 12827
| 12828 | FLOYD BENNETT MEMORIAL | Glens Falls | -2.1 | 84.6 | 12 | 12828
| 12831 | FLOYD BENNETT MEMORIAL | Glens Falls | -2.1 | 84.6 | 12 | 12831
| 12832 | FLOYD BENNETT MEMORIAL | Glens Falls | -2.1 | 84.6 | 12 | 12832
| 12833 | FLOYD BENNETT MEMORIAL | Glens Falls | -2.1 | 84.6 | 12 | 12833
| 12834 | FLOYD BENNETT MEMORIAL | Glens Falls | -2.1 | 84.6 | 12 | 12834
| 12835 | FLOYD BENNETT MEMORIAL | Glens Falls | -2.1 | 84.6 | 12 | 12835
| 12836 | ADIRONDACK REGIONAL | Saranac Lake | -12.6 | 81 | 24 | 12836
| 12837 | FLOYD BENNETT MEMORIAL | Glens Falls | -2.1 | 84.6 | 12 | 12837
| 12838 | FLOYD BENNETT MEMORIAL | Glens Falls | -2.1 | 84.6 | 12 | 12838
| 12839 | FLOYD BENNETT MEMORIAL | Glens Falls | -2.1 | 84.6 | 12 | 12839
| 12841 | FLOYD BENNETT MEMORIAL | Glens Falls | -2.1 | 84.6 | 12 | 12841
| 12842 | ADIRONDACK REGIONAL | Saranac Lake | -12.6 | 81 | 24 | 12842
| 12843 | ADIRONDACK REGIONAL | Saranac Lake | -12.6 | 81 | 24 | 12843
| 12844 | FLOYD BENNETT MEMORIAL | Glens Falls | -2.1 | 84.6 | 12 | 12844
| 12845 | FLOYD BENNETT MEMORIAL | Glens Falls | -2.1 | 84.6 | 12 | 12845
| 12846 | FLOYD BENNETT MEMORIAL | Glens Falls | -2.1 | 84.6 | 12 | 12846
| 12847 | ADIRONDACK REGIONAL | Saranac Lake | -12.6 | 81 | 24 | 12847
| 12848 | FLOYD BENNETT MEMORIAL | Glens Falls | -2.1 | 84.6 | 12 | 12848
| 12849 | FLOYD BENNETT MEMORIAL | Glens Falls | -2.1 | 84.6 | 12 | 12849
| 12850 | FLOYD BENNETT MEMORIAL | Glens Falls | -2.1 | 84.6 | 12 | 12850
| 12851 | ADIRONDACK REGIONAL | Saranac Lake | -12.6 | 81 | 24 | 12851
| 12852 | ADIRONDACK REGIONAL | Saranac Lake | -12.6 | 81 | 24 | 12852
| 12853 | ADIRONDACK REGIONAL | Saranac Lake | -12.6 | 81 | 24 | 12853
| 12854 | FLOYD BENNETT MEMORIAL | Glens Falls | -2.1 | 84.6 | 12 | 12854
| 12855 | ADIRONDACK REGIONAL | Saranac Lake | -12.6 | 81 | 24 | 12855
| 12856 | ADIRONDACK REGIONAL | Saranac Lake | -12.6 | 81 | 24 | 12856
| 12857 | ADIRONDACK REGIONAL | Saranac Lake | -12.6 | 81 | 24 | 12857
| 12858 | ADIRONDACK REGIONAL | Saranac Lake | -12.6 | 81 | 24 | 12858
| 12859 | FLOYD BENNETT MEMORIAL | Glens Falls | -2.1 | 84.6 | 12 | 12859
| 12860 | ADIRONDACK REGIONAL | Saranac Lake | -12.6 | 81 | 24 | 12860
| 12861 | FLOYD BENNETT MEMORIAL | Glens Falls | -2.1 | 84.6 | 12 | 12861
| 12862 | ADIRONDACK REGIONAL | Saranac Lake | -12.6 | 81 | 24 | 12862
| 12863 | FLOYD BENNETT MEMORIAL | Glens Falls | -2.1 | 84.6 | 12 | 12863
| 12864 | ADIRONDACK REGIONAL | Saranac Lake | -12.6 | 81 | 24 | 12864
| 12865 | FLOYD BENNETT MEMORIAL | Glens Falls | -2.1 | 84.6 | 12 | 12865
| 12866 | ALBANY INTL | Albany | 4.3 | 86.3 | 12 | 12866
| 12870 | ADIRONDACK REGIONAL | Saranac Lake | -12.6 | 81 | 24 | 12870
| 12871 | ALBANY INTL | Albany | 4.3 | 86.3 | 12 | 12871
| 12872 | ADIRONDACK REGIONAL | Saranac Lake | -12.6 | 81 | 24 | 12872
| 12873 | FLOYD BENNETT MEMORIAL | Glens Falls | -2.1 | 84.6 | 12 | 12873
| 12874 | ADIRONDACK REGIONAL | Saranac Lake | -12.6 | 81 | 24 | 12874
| 12878 | FLOYD BENNETT MEMORIAL | Glens Falls | -2.1 | 84.6 | 12 | 12878
| 12879 | ADIRONDACK REGIONAL | Saranac Lake | -12.6 | 81 | 24 | 12879
| 12883 | ADIRONDACK REGIONAL | Saranac Lake | -12.6 | 81 | 24 | 12883
| 12884 | ALBANY INTL | Albany | 4.3 | 86.3 | 12 | 12884
| 12885 | FLOYD BENNETT MEMORIAL | Glens Falls | -2.1 | 84.6 | 12 | 12885
| 12886 | ADIRONDACK REGIONAL | Saranac Lake | -12.6 | 81 | 24 | 12886
| 12887 | FLOYD BENNETT MEMORIAL | Glens Falls | -2.1 | 84.6 | 12 | 12887
| 12901 | MASSENA INTL | Massena | -7.6 | 84.6 | 12 | 12901
| 12903 | MASSENA INTL | Massena | -7.6 | 84.6 | 12 | 12903
| 12910 | ADIRONDACK REGIONAL | Saranac Lake | -12.6 | 81 | 24 | 12910
| 12911 | MASSENA INTL | Massena | -7.6 | 84.6 | 12 | 12911
| 12912 | ADIRONDACK REGIONAL | Saranac Lake | -12.6 | 81 | 24 | 12912
| 12913 | ADIRONDACK REGIONAL | Saranac Lake | -12.6 | 81 | 24 | 12913
| 12914 | MASSENA INTL | Massena | -7.6 | 84.6 | 12 | 12914
| 12915 | ADIRONDACK REGIONAL | Saranac Lake | -12.6 | 81 | 24 | 12915
| 12916 | MASSENA INTL | Massena | -7.6 | 84.6 | 12 | 12916
| 12917 | ADIRONDACK REGIONAL | Saranac Lake | -12.6 | 81 | 24 | 12917
| 12918 | ADIRONDACK REGIONAL | Saranac Lake | -12.6 | 81 | 24 | 12918
| 12919 | MASSENA INTL | Massena | -7.6 | 84.6 | 12 | 12919
| 12920 | ADIRONDACK REGIONAL | Saranac Lake | -12.6 | 81 | 24 | 12920
| 12921 | MASSENA INTL | Massena | -7.6 | 84.6 | 12 | 12921
| 12922 | ADIRONDACK REGIONAL | Saranac Lake | -12.6 | 81 | 24 | 12922
| 12923 | ADIRONDACK REGIONAL | Saranac Lake | -12.6 | 81 | 24 | 12923
| 12924 | ADIRONDACK REGIONAL | Saranac Lake | -12.6 | 81 | 24 | 12924
| 12926 | MASSENA INTL | Massena | -7.6 | 84.6 | 12 | 12926
| 12927 | ADIRONDACK REGIONAL | Saranac Lake | -12.6 | 81 | 24 | 12927
| 12928 | ADIRONDACK REGIONAL | Saranac Lake | -12.6 | 81 | 24 | 12928
| 12929 | ADIRONDACK REGIONAL | Saranac Lake | -12.6 | 81 | 24 | 12929
| 12930 | ADIRONDACK REGIONAL | Saranac Lake | -12.6 | 81 | 24 | 12930
| 12932 | MASSENA INTL | Massena | -7.6 | 84.6 | 12 | 12932
| 12933 | ADIRONDACK REGIONAL | Saranac Lake | -12.6 | 81 | 24 | 12933
| 12934 | ADIRONDACK REGIONAL | Saranac Lake | -12.6 | 81 | 24 | 12934
| 12935 | ADIRONDACK REGIONAL | Saranac Lake | -12.6 | 81 | 24 | 12935
| 12936 | MASSENA INTL | Massena | -7.6 | 84.6 | 12 | 12936
| 12937 | MASSENA INTL | Massena | -7.6 | 84.6 | 12 | 12937
| 12939 | ADIRONDACK REGIONAL | Saranac Lake | -12.6 | 81 | 24 | 12939
| 12941 | ADIRONDACK REGIONAL | Saranac Lake | -12.6 | 81 | 24 | 12941
| 12942 | ADIRONDACK REGIONAL | Saranac Lake | -12.6 | 81 | 24 | 12942
| 12943 | ADIRONDACK REGIONAL | Saranac Lake | -12.6 | 81 | 24 | 12943
| 12944 | ADIRONDACK REGIONAL | Saranac Lake | -12.6 | 81 | 24 | 12944
| 12945 | ADIRONDACK REGIONAL | Saranac Lake | -12.6 | 81 | 24 | 12945
| 12946 | ADIRONDACK REGIONAL | Saranac Lake | -12.6 | 81 | 24 | 12946
| 12949 | MASSENA INTL | Massena | -7.6 | 84.6 | 12 | 12949
| 12950 | ADIRONDACK REGIONAL | Saranac Lake | -12.6 | 81 | 24 | 12950
| 12952 | ADIRONDACK REGIONAL | Saranac Lake | -12.6 | 81 | 24 | 12952
| 12953 | ADIRONDACK REGIONAL | Saranac Lake | -12.6 | 81 | 24 | 12953
| 12955 | ADIRONDACK REGIONAL | Saranac Lake | -12.6 | 81 | 24 | 12955
| 12956 | ADIRONDACK REGIONAL | Saranac Lake | -12.6 | 81 | 24 | 12956
| 12957 | MASSENA INTL | Massena | -7.6 | 84.6 | 12 | 12957
| 12958 | MASSENA INTL | Massena | -7.6 | 84.6 | 12 | 12958
| 12959 | ADIRONDACK REGIONAL | Saranac Lake | -12.6 | 81 | 24 | 12959
| 12960 | ADIRONDACK REGIONAL | Saranac Lake | -12.6 | 81 | 24 | 12960
| 12961 | ADIRONDACK REGIONAL | Saranac Lake | -12.6 | 81 | 24 | 12961
| 12962 | MASSENA INTL | Massena | -7.6 | 84.6 | 12 | 12962
| 12964 | MASSENA INTL | Massena | -7.6 | 84.6 | 12 | 12964
| 12965 | MASSENA INTL | Massena | -7.6 | 84.6 | 12 | 12965
| 12966 | ADIRONDACK REGIONAL | Saranac Lake | -12.6 | 81 | 24 | 12966
| 12967 | MASSENA INTL | Massena | -7.6 | 84.6 | 12 | 12967
| 12969 | ADIRONDACK REGIONAL | Saranac Lake | -12.6 | 81 | 24 | 12969
| 12970 | ADIRONDACK REGIONAL | Saranac Lake | -12.6 | 81 | 24 | 12970
| 12972 | MASSENA INTL | Massena | -7.6 | 84.6 | 12 | 12972
| 12973 | ADIRONDACK REGIONAL | Saranac Lake | -12.6 | 81 | 24 | 12973
| 12974 | MASSENA INTL | Massena | -7.6 | 84.6 | 12 | 12974
| 12975 | MASSENA INTL | Massena | -7.6 | 84.6 | 12 | 12975
| 12976 | ADIRONDACK REGIONAL | Saranac Lake | -12.6 | 81 | 24 | 12976
| 12977 | ADIRONDACK REGIONAL | Saranac Lake | -12.6 | 81 | 24 | 12977
| 12978 | ADIRONDACK REGIONAL | Saranac Lake | -12.6 | 81 | 24 | 12978
| 12979 | MASSENA INTL | Massena | -7.6 | 84.6 | 12 | 12979
| 12980 | ADIRONDACK REGIONAL | Saranac Lake | -12.6 | 81 | 24 | 12980
| 12981 | ADIRONDACK REGIONAL | Saranac Lake | -12.6 | 81 | 24 | 12981
| 12983 | ADIRONDACK REGIONAL | Saranac Lake | -12.6 | 81 | 24 | 12983
| 12985 | ADIRONDACK REGIONAL | Saranac Lake | -12.6 | 81 | 24 | 12985
| 12986 | ADIRONDACK REGIONAL | Saranac Lake | -12.6 | 81 | 24 | 12986
| 12987 | ADIRONDACK REGIONAL | Saranac Lake | -12.6 | 81 | 24 | 12987
| 12989 | ADIRONDACK REGIONAL | Saranac Lake | -12.6 | 81 | 24 | 12989
| 12992 | MASSENA INTL | Massena | -7.6 | 84.6 | 12 | 12992
| 12993 | MASSENA INTL | Massena | -7.6 | 84.6 | 12 | 12993
| 12995 | ADIRONDACK REGIONAL | Saranac Lake | -12.6 | 81 | 24 | 12995
| 12996 | MASSENA INTL | Massena | -7.6 | 84.6 | 12 | 12996
| 12997 | ADIRONDACK REGIONAL | Saranac Lake | -12.6 | 81 | 24 | 12997
| 12998 | ADIRONDACK REGIONAL | Saranac Lake | -12.6 | 81 | 24 | 12998
| 13020 | ONEIDA COUNTY AP | Utica | 0.8 | 84.4 | 18 | 13020
| 13021 | SYRACUSE HANCOCK INTL | Syracuse | 4.1 | 86.4 | 12 | 13021
| 13022 | SYRACUSE HANCOCK INTL | Syracuse | 4.1 | 86.4 | 12 | 13022
| 13024 | GREATER BINGHAMTON AP | Binghamton | 3.9 | 82.3 | 12 | 13024
| 13026 | GREATER BINGHAMTON AP | Binghamton | 3.9 | 82.3 | 12 | 13026
| 13027 | SYRACUSE HANCOCK INTL | Syracuse | 4.1 | 86.4 | 12 | 13027
| 13028 | ONEIDA COUNTY AP | Utica | 0.8 | 84.4 | 18 | 13028
| 13029 | SYRACUSE HANCOCK INTL | Syracuse | 4.1 | 86.4 | 12 | 13029
| 13030 | SYRACUSE HANCOCK INTL | Syracuse | 4.1 | 86.4 | 12 | 13030
| 13031 | SYRACUSE HANCOCK INTL | Syracuse | 4.1 | 86.4 | 12 | 13031
| 13032 | ONEIDA COUNTY AP | Utica | 0.8 | 84.4 | 18 | 13032
| 13033 | SYRACUSE HANCOCK INTL | Syracuse | 4.1 | 86.4 | 12 | 13033
| 13034 | SYRACUSE HANCOCK INTL | Syracuse | 4.1 | 86.4 | 12 | 13034
| 13035 | ONEIDA COUNTY AP | Utica | 0.8 | 84.4 | 18 | 13035
| 13036 | SYRACUSE HANCOCK INTL | Syracuse | 4.1 | 86.4 | 12 | 13036
| 13037 | SYRACUSE HANCOCK INTL | Syracuse | 4.1 | 86.4 | 12 | 13037
| 13039 | SYRACUSE HANCOCK INTL | Syracuse | 4.1 | 86.4 | 12 | 13039
| 13040 | ONEIDA COUNTY AP | Utica | 0.8 | 84.4 | 18 | 13040
| 13041 | SYRACUSE HANCOCK INTL | Syracuse | 4.1 | 86.4 | 12 | 13041
| 13042 | ONEIDA COUNTY AP | Utica | 0.8 | 84.4 | 18 | 13042
| 13043 | ONEIDA COUNTY AP | Utica | 0.8 | 84.4 | 18 | 13043
| 13044 | SYRACUSE HANCOCK INTL | Syracuse | 4.1 | 86.4 | 12 | 13044
| 13045 | ONEIDA COUNTY AP | Utica | 0.8 | 84.4 | 18 | 13045
| 13051 | ONEIDA COUNTY AP | Utica | 0.8 | 84.4 | 18 | 13051
| 13052 | ONEIDA COUNTY AP | Utica | 0.8 | 84.4 | 18 | 13052
| 13053 | GREATER BINGHAMTON AP | Binghamton | 3.9 | 82.3 | 12 | 13053
| 13054 | ONEIDA COUNTY AP | Utica | 0.8 | 84.4 | 18 | 13054
| 13056 | ONEIDA COUNTY AP | Utica | 0.8 | 84.4 | 18 | 13056
| 13057 | SYRACUSE HANCOCK INTL | Syracuse | 4.1 | 86.4 | 12 | 13057
| 13060 | SYRACUSE HANCOCK INTL | Syracuse | 4.1 | 86.4 | 12 | 13060
| 13061 | ONEIDA COUNTY AP | Utica | 0.8 | 84.4 | 18 | 13061
| 13062 | GREATER BINGHAMTON AP | Binghamton | 3.9 | 82.3 | 12 | 13062
| 13063 | ONEIDA COUNTY AP | Utica | 0.8 | 84.4 | 18 | 13063
| 13064 | SYRACUSE HANCOCK INTL | Syracuse | 4.1 | 86.4 | 12 | 13064
| 13065 | SYRACUSE HANCOCK INTL | Syracuse | 4.1 | 86.4 | 12 | 13065
| 13066 | SYRACUSE HANCOCK INTL | Syracuse | 4.1 | 86.4 | 12 | 13066
| 13068 | GREATER BINGHAMTON AP | Binghamton | 3.9 | 82.3 | 12 | 13068
| 13069 | SYRACUSE HANCOCK INTL | Syracuse | 4.1 | 86.4 | 12 | 13069
| 13071 | GREATER BINGHAMTON AP | Binghamton | 3.9 | 82.3 | 12 | 13071
| 13072 | ONEIDA COUNTY AP | Utica | 0.8 | 84.4 | 18 | 13072
| 13073 | ONEIDA COUNTY AP | Utica | 0.8 | 84.4 | 18 | 13073
| 13074 | SYRACUSE HANCOCK INTL | Syracuse | 4.1 | 86.4 | 12 | 13074
| 13076 | SYRACUSE HANCOCK INTL | Syracuse | 4.1 | 86.4 | 12 | 13076
| 13077 | ONEIDA COUNTY AP | Utica | 0.8 | 84.4 | 18 | 13077
| 13078 | SYRACUSE HANCOCK INTL | Syracuse | 4.1 | 86.4 | 12 | 13078
| 13080 | SYRACUSE HANCOCK INTL | Syracuse | 4.1 | 86.4 | 12 | 13080
| 13081 | GREATER BINGHAMTON AP | Binghamton | 3.9 | 82.3 | 12 | 13081
| 13082 | SYRACUSE HANCOCK INTL | Syracuse | 4.1 | 86.4 | 12 | 13082
| 13083 | WHEELER-SACK AAF | Fort Drum | -4.9 | 83.8 | 18 | 13083
| 13084 | SYRACUSE HANCOCK INTL | Syracuse | 4.1 | 86.4 | 12 | 13084
| 13087 | ONEIDA COUNTY AP | Utica | 0.8 | 84.4 | 18 | 13087
| 13088 | SYRACUSE HANCOCK INTL | Syracuse | 4.1 | 86.4 | 12 | 13088
| 13089 | SYRACUSE HANCOCK INTL | Syracuse | 4.1 | 86.4 | 12 | 13089
| 13090 | SYRACUSE HANCOCK INTL | Syracuse | 4.1 | 86.4 | 12 | 13090
| 13092 | GREATER BINGHAMTON AP | Binghamton | 3.9 | 82.3 | 12 | 13092
| 13093 | SYRACUSE HANCOCK INTL | Syracuse | 4.1 | 86.4 | 12 | 13093
| 13101 | ONEIDA COUNTY AP | Utica | 0.8 | 84.4 | 18 | 13101
| 13102 | GREATER BINGHAMTON AP | Binghamton | 3.9 | 82.3 | 12 | 13102
| 13103 | SYRACUSE HANCOCK INTL | Syracuse | 4.1 | 86.4 | 12 | 13103
| 13104 | SYRACUSE HANCOCK INTL | Syracuse | 4.1 | 86.4 | 12 | 13104
| 13107 | SYRACUSE HANCOCK INTL | Syracuse | 4.1 | 86.4 | 12 | 13107
| 13108 | SYRACUSE HANCOCK INTL | Syracuse | 4.1 | 86.4 | 12 | 13108
| 13110 | SYRACUSE HANCOCK INTL | Syracuse | 4.1 | 86.4 | 12 | 13110
| 13111 | SYRACUSE HANCOCK INTL | Syracuse | 4.1 | 86.4 | 12 | 13111
| 13112 | SYRACUSE HANCOCK INTL | Syracuse | 4.1 | 86.4 | 12 | 13112
| 13113 | SYRACUSE HANCOCK INTL | Syracuse | 4.1 | 86.4 | 12 | 13113
| 13114 | SYRACUSE HANCOCK INTL | Syracuse | 4.1 | 86.4 | 12 | 13114
| 13115 | SYRACUSE HANCOCK INTL | Syracuse | 4.1 | 86.4 | 12 | 13115
| 13116 | SYRACUSE HANCOCK INTL | Syracuse | 4.1 | 86.4 | 12 | 13116
| 13117 | SYRACUSE HANCOCK INTL | Syracuse | 4.1 | 86.4 | 12 | 13117
| 13118 | ONEIDA COUNTY AP | Utica | 0.8 | 84.4 | 18 | 13118
| 13119 | SYRACUSE HANCOCK INTL | Syracuse | 4.1 | 86.4 | 12 | 13119
| 13120 | SYRACUSE HANCOCK INTL | Syracuse | 4.1 | 86.4 | 12 | 13120
| 13121 | SYRACUSE HANCOCK INTL | Syracuse | 4.1 | 86.4 | 12 | 13121
| 13122 | ONEIDA COUNTY AP | Utica | 0.8 | 84.4 | 18 | 13122
| 13123 | ONEIDA COUNTY AP | Utica | 0.8 | 84.4 | 18 | 13123
| 13124 | ONEIDA COUNTY AP | Utica | 0.8 | 84.4 | 18 | 13124
| 13126 | SYRACUSE HANCOCK INTL | Syracuse | 4.1 | 86.4 | 12 | 13126
| 13131 | SYRACUSE HANCOCK INTL | Syracuse | 4.1 | 86.4 | 12 | 13131
| 13132 | SYRACUSE HANCOCK INTL | Syracuse | 4.1 | 86.4 | 12 | 13132
| 13134 | ONEIDA COUNTY AP | Utica | 0.8 | 84.4 | 18 | 13134
| 13135 | SYRACUSE HANCOCK INTL | Syracuse | 4.1 | 86.4 | 12 | 13135
| 13136 | ONEIDA COUNTY AP | Utica | 0.8 | 84.4 | 18 | 13136
| 13137 | SYRACUSE HANCOCK INTL | Syracuse | 4.1 | 86.4 | 12 | 13137
| 13138 | ONEIDA COUNTY AP | Utica | 0.8 | 84.4 | 18 | 13138
| 13139 | GREATER BINGHAMTON AP | Binghamton | 3.9 | 82.3 | 12 | 13139
| 13140 | SYRACUSE HANCOCK INTL | Syracuse | 4.1 | 86.4 | 12 | 13140
| 13141 | ONEIDA COUNTY AP | Utica | 0.8 | 84.4 | 18 | 13141
| 13142 | WHEELER-SACK AAF | Fort Drum | -4.9 | 83.8 | 18 | 13142
| 13143 | SYRACUSE HANCOCK INTL | Syracuse | 4.1 | 86.4 | 12 | 13143
| 13144 | WHEELER-SACK AAF | Fort Drum | -4.9 | 83.8 | 18 | 13144
| 13145 | WHEELER-SACK AAF | Fort Drum | -4.9 | 83.8 | 18 | 13145
| 13146 | SYRACUSE HANCOCK INTL | Syracuse | 4.1 | 86.4 | 12 | 13146
| 13147 | ONEIDA COUNTY AP | Utica | 0.8 | 84.4 | 18 | 13147
| 13148 | SYRACUSE HANCOCK INTL | Syracuse | 4.1 | 86.4 | 12 | 13148
| 13152 | SYRACUSE HANCOCK INTL | Syracuse | 4.1 | 86.4 | 12 | 13152
| 13153 | SYRACUSE HANCOCK INTL | Syracuse | 4.1 | 86.4 | 12 | 13153
| 13154 | SYRACUSE HANCOCK INTL | Syracuse | 4.1 | 86.4 | 12 | 13154
| 13155 | ONEIDA COUNTY AP | Utica | 0.8 | 84.4 | 18 | 13155
| 13156 | SYRACUSE HANCOCK INTL | Syracuse | 4.1 | 86.4 | 12 | 13156
| 13157 | ONEIDA COUNTY AP | Utica | 0.8 | 84.4 | 18 | 13157
| 13158 | ONEIDA COUNTY AP | Utica | 0.8 | 84.4 | 18 | 13158
| 13159 | ONEIDA COUNTY AP | Utica | 0.8 | 84.4 | 18 | 13159
| 13160 | GREATER BINGHAMTON AP | Binghamton | 3.9 | 82.3 | 12 | 13160
| 13162 | ONEIDA COUNTY AP | Utica | 0.8 | 84.4 | 18 | 13162
| 13163 | ONEIDA COUNTY AP | Utica | 0.8 | 84.4 | 18 | 13163
| 13164 | SYRACUSE HANCOCK INTL | Syracuse | 4.1 | 86.4 | 12 | 13164
| 13165 | SYRACUSE HANCOCK INTL | Syracuse | 4.1 | 86.4 | 12 | 13165
| 13166 | SYRACUSE HANCOCK INTL | Syracuse | 4.1 | 86.4 | 12 | 13166
| 13167 | SYRACUSE HANCOCK INTL | Syracuse | 4.1 | 86.4 | 12 | 13167
| 13201 | SYRACUSE HANCOCK INTL | Syracuse | 4.1 | 86.4 | 12 | 13201
| 13202 | SYRACUSE HANCOCK INTL | Syracuse | 4.1 | 86.4 | 12 | 13202
| 13203 | SYRACUSE HANCOCK INTL | Syracuse | 4.1 | 86.4 | 12 | 13203
| 13204 | SYRACUSE HANCOCK INTL | Syracuse | 4.1 | 86.4 | 12 | 13204
| 13205 | SYRACUSE HANCOCK INTL | Syracuse | 4.1 | 86.4 | 12 | 13205
| 13206 | SYRACUSE HANCOCK INTL | Syracuse | 4.1 | 86.4 | 12 | 13206
| 13207 | SYRACUSE HANCOCK INTL | Syracuse | 4.1 | 86.4 | 12 | 13207
| 13208 | SYRACUSE HANCOCK INTL | Syracuse | 4.1 | 86.4 | 12 | 13208
| 13209 | SYRACUSE HANCOCK INTL | Syracuse | 4.1 | 86.4 | 12 | 13209
| 13210 | SYRACUSE HANCOCK INTL | Syracuse | 4.1 | 86.4 | 12 | 13210
| 13211 | SYRACUSE HANCOCK INTL | Syracuse | 4.1 | 86.4 | 12 | 13211
| 13212 | SYRACUSE HANCOCK INTL | Syracuse | 4.1 | 86.4 | 12 | 13212
| 13214 | SYRACUSE HANCOCK INTL | Syracuse | 4.1 | 86.4 | 12 | 13214
| 13215 | SYRACUSE HANCOCK INTL | Syracuse | 4.1 | 86.4 | 12 | 13215
| 13217 | SYRACUSE HANCOCK INTL | Syracuse | 4.1 | 86.4 | 12 | 13217
| 13218 | SYRACUSE HANCOCK INTL | Syracuse | 4.1 | 86.4 | 12 | 13218
| 13219 | SYRACUSE HANCOCK INTL | Syracuse | 4.1 | 86.4 | 12 | 13219
| 13220 | SYRACUSE HANCOCK INTL | Syracuse | 4.1 | 86.4 | 12 | 13220
| 13221 | SYRACUSE HANCOCK INTL | Syracuse | 4.1 | 86.4 | 12 | 13221
| 13224 | SYRACUSE HANCOCK INTL | Syracuse | 4.1 | 86.4 | 12 | 13224
| 13225 | SYRACUSE HANCOCK INTL | Syracuse | 4.1 | 86.4 | 12 | 13225
| 13235 | SYRACUSE HANCOCK INTL | Syracuse | 4.1 | 86.4 | 12 | 13235
| 13244 | SYRACUSE HANCOCK INTL | Syracuse | 4.1 | 86.4 | 12 | 13244
| 13250 | SYRACUSE HANCOCK INTL | Syracuse | 4.1 | 86.4 | 12 | 13250
| 13251 | SYRACUSE HANCOCK INTL | Syracuse | 4.1 | 86.4 | 12 | 13251
| 13252 | SYRACUSE HANCOCK INTL | Syracuse | 4.1 | 86.4 | 12 | 13252
| 13261 | SYRACUSE HANCOCK INTL | Syracuse | 4.1 | 86.4 | 12 | 13261
| 13290 | SYRACUSE HANCOCK INTL | Syracuse | 4.1 | 86.4 | 12 | 13290
| 13301 | WATERTOWN INTL | Watertown | -5.4 | 83.3 | 24 | 13301
| 13302 | WHEELER-SACK AAF | Fort Drum | -4.9 | 83.8 | 18 | 13302
| 13303 | ONEIDA COUNTY AP | Utica | 0.8 | 84.4 | 18 | 13303
| 13304 | ONEIDA COUNTY AP | Utica | 0.8 | 84.4 | 18 | 13304
| 13305 | WATERTOWN INTL | Watertown | -5.4 | 83.3 | 24 | 13305
| 13308 | ONEIDA COUNTY AP | Utica | 0.8 | 84.4 | 18 | 13308
| 13309 | WATERTOWN INTL | Watertown | -5.4 | 83.3 | 24 | 13309
| 13310 | ONEIDA COUNTY AP | Utica | 0.8 | 84.4 | 18 | 13310
| 13312 | WATERTOWN INTL | Watertown | -5.4 | 83.3 | 24 | 13312
| 13313 | ONEIDA COUNTY AP | Utica | 0.8 | 84.4 | 18 | 13313
| 13314 | ONEIDA COUNTY AP | Utica | 0.8 | 84.4 | 18 | 13314
| 13315 | ONEIDA COUNTY AP | Utica | 0.8 | 84.4 | 18 | 13315
| 13316 | ONEIDA COUNTY AP | Utica | 0.8 | 84.4 | 18 | 13316
| 13317 | ONEIDA COUNTY AP | Utica | 0.8 | 84.4 | 18 | 13317
| 13318 | ONEIDA COUNTY AP | Utica | 0.8 | 84.4 | 18 | 13318
| 13319 | ONEIDA COUNTY AP | Utica | 0.8 | 84.4 | 18 | 13319
| 13320 | FLOYD BENNETT MEMORIAL | Glens Falls | -2.1 | 84.6 | 12 | 13320
| 13321 | ONEIDA COUNTY AP | Utica | 0.8 | 84.4 | 18 | 13321
| 13322 | ONEIDA COUNTY AP | Utica | 0.8 | 84.4 | 18 | 13322
| 13323 | ONEIDA COUNTY AP | Utica | 0.8 | 84.4 | 18 | 13323
| 13324 | ADIRONDACK REGIONAL | Saranac Lake | -12.6 | 81 | 24 | 13324
| 13325 | WATERTOWN INTL | Watertown | -5.4 | 83.3 | 24 | 13325
| 13326 | ONEIDA COUNTY AP | Utica | 0.8 | 84.4 | 18 | 13326
| 13327 | WATERTOWN INTL | Watertown | -5.4 | 83.3 | 24 | 13327
| 13328 | ONEIDA COUNTY AP | Utica | 0.8 | 84.4 | 18 | 13328
| 13329 | FLOYD BENNETT MEMORIAL | Glens Falls | -2.1 | 84.6 | 12 | 13329
| 13331 | ADIRONDACK REGIONAL | Saranac Lake | -12.6 | 81 | 24 | 13331
| 13332 | ONEIDA COUNTY AP | Utica | 0.8 | 84.4 | 18 | 13332
| 13333 | FLOYD BENNETT MEMORIAL | Glens Falls | -2.1 | 84.6 | 12 | 13333
| 13334 | ONEIDA COUNTY AP | Utica | 0.8 | 84.4 | 18 | 13334
| 13335 | ONEIDA COUNTY AP | Utica | 0.8 | 84.4 | 18 | 13335
| 13337 | ONEIDA COUNTY AP | Utica | 0.8 | 84.4 | 18 | 13337
| 13338 | WATERTOWN INTL | Watertown | -5.4 | 83.3 | 24 | 13338
| 13339 | ONEIDA COUNTY AP | Utica | 0.8 | 84.4 | 18 | 13339
| 13340 | ONEIDA COUNTY AP | Utica | 0.8 | 84.4 | 18 | 13340
| 13341 | ONEIDA COUNTY AP | Utica | 0.8 | 84.4 | 18 | 13341
| 13342 | ONEIDA COUNTY AP | Utica | 0.8 | 84.4 | 18 | 13342
| 13343 | WATERTOWN INTL | Watertown | -5.4 | 83.3 | 24 | 13343
| 13345 | WATERTOWN INTL | Watertown | -5.4 | 83.3 | 24 | 13345
| 13346 | ONEIDA COUNTY AP | Utica | 0.8 | 84.4 | 18 | 13346
| 13348 | ONEIDA COUNTY AP | Utica | 0.8 | 84.4 | 18 | 13348
| 13350 | ONEIDA COUNTY AP | Utica | 0.8 | 84.4 | 18 | 13350
| 13352 | ONEIDA COUNTY AP | Utica | 0.8 | 84.4 | 18 | 13352
| 13353 | ADIRONDACK REGIONAL | Saranac Lake | -12.6 | 81 | 24 | 13353
| 13354 | ONEIDA COUNTY AP | Utica | 0.8 | 84.4 | 18 | 13354
| 13355 | ONEIDA COUNTY AP | Utica | 0.8 | 84.4 | 18 | 13355
| 13357 | ONEIDA COUNTY AP | Utica | 0.8 | 84.4 | 18 | 13357
| 13360 | ADIRONDACK REGIONAL | Saranac Lake | -12.6 | 81 | 24 | 13360
| 13361 | FLOYD BENNETT MEMORIAL | Glens Falls | -2.1 | 84.6 | 12 | 13361
| 13362 | ONEIDA COUNTY AP | Utica | 0.8 | 84.4 | 18 | 13362
| 13363 | ONEIDA COUNTY AP | Utica | 0.8 | 84.4 | 18 | 13363
| 13364 | ONEIDA COUNTY AP | Utica | 0.8 | 84.4 | 18 | 13364
| 13365 | ONEIDA COUNTY AP | Utica | 0.8 | 84.4 | 18 | 13365
| 13367 | WATERTOWN INTL | Watertown | -5.4 | 83.3 | 24 | 13367
| 13368 | WATERTOWN INTL | Watertown | -5.4 | 83.3 | 24 | 13368
| 13401 | ONEIDA COUNTY AP | Utica | 0.8 | 84.4 | 18 | 13401
| 13402 | ONEIDA COUNTY AP | Utica | 0.8 | 84.4 | 18 | 13402
| 13403 | ONEIDA COUNTY AP | Utica | 0.8 | 84.4 | 18 | 13403
| 13404 | WATERTOWN INTL | Watertown | -5.4 | 83.3 | 24 | 13404
| 13406 | ONEIDA COUNTY AP | Utica | 0.8 | 84.4 | 18 | 13406
| 13407 | ONEIDA COUNTY AP | Utica | 0.8 | 84.4 | 18 | 13407
| 13408 | ONEIDA COUNTY AP | Utica | 0.8 | 84.4 | 18 | 13408
| 13409 | ONEIDA COUNTY AP | Utica | 0.8 | 84.4 | 18 | 13409
| 13410 | ONEIDA COUNTY AP | Utica | 0.8 | 84.4 | 18 | 13410
| 13411 | ONEIDA COUNTY AP | Utica | 0.8 | 84.4 | 18 | 13411
| 13413 | ONEIDA COUNTY AP | Utica | 0.8 | 84.4 | 18 | 13413
| 13415 | ONEIDA COUNTY AP | Utica | 0.8 | 84.4 | 18 | 13415
| 13416 | ONEIDA COUNTY AP | Utica | 0.8 | 84.4 | 18 | 13416
| 13417 | ONEIDA COUNTY AP | Utica | 0.8 | 84.4 | 18 | 13417
| 13418 | ONEIDA COUNTY AP | Utica | 0.8 | 84.4 | 18 | 13418
| 13420 | ADIRONDACK REGIONAL | Saranac Lake | -12.6 | 81 | 24 | 13420
| 13421 | ONEIDA COUNTY AP | Utica | 0.8 | 84.4 | 18 | 13421
| 13424 | ONEIDA COUNTY AP | Utica | 0.8 | 84.4 | 18 | 13424
| 13425 | ONEIDA COUNTY AP | Utica | 0.8 | 84.4 | 18 | 13425
| 13426 | WHEELER-SACK AAF | Fort Drum | -4.9 | 83.8 | 18 | 13426
| 13428 | ONEIDA COUNTY AP | Utica | 0.8 | 84.4 | 18 | 13428
| 13431 | ONEIDA COUNTY AP | Utica | 0.8 | 84.4 | 18 | 13431
| 13433 | WATERTOWN INTL | Watertown | -5.4 | 83.3 | 24 | 13433
| 13435 | ONEIDA COUNTY AP | Utica | 0.8 | 84.4 | 18 | 13435
| 13436 | ADIRONDACK REGIONAL | Saranac Lake | -12.6 | 81 | 24 | 13436
| 13437 | WATERTOWN INTL | Watertown | -5.4 | 83.3 | 24 | 13437
| 13438 | ONEIDA COUNTY AP | Utica | 0.8 | 84.4 | 18 | 13438
| 13439 | ONEIDA COUNTY AP | Utica | 0.8 | 84.4 | 18 | 13439
| 13440 | ONEIDA COUNTY AP | Utica | 0.8 | 84.4 | 18 | 13440
| 13441 | ONEIDA COUNTY AP | Utica | 0.8 | 84.4 | 18 | 13441
| 13442 | ONEIDA COUNTY AP | Utica | 0.8 | 84.4 | 18 | 13442
| 13449 | ONEIDA COUNTY AP | Utica | 0.8 | 84.4 | 18 | 13449
| 13450 | ONEIDA COUNTY AP | Utica | 0.8 | 84.4 | 18 | 13450
| 13452 | FLOYD BENNETT MEMORIAL | Glens Falls | -2.1 | 84.6 | 12 | 13452
| 13454 | WATERTOWN INTL | Watertown | -5.4 | 83.3 | 24 | 13454
| 13455 | ONEIDA COUNTY AP | Utica | 0.8 | 84.4 | 18 | 13455
| 13456 | ONEIDA COUNTY AP | Utica | 0.8 | 84.4 | 18 | 13456
| 13457 | ONEIDA COUNTY AP | Utica | 0.8 | 84.4 | 18 | 13457
| 13459 | FLOYD BENNETT MEMORIAL | Glens Falls | -2.1 | 84.6 | 12 | 13459
| 13460 | ONEIDA COUNTY AP | Utica | 0.8 | 84.4 | 18 | 13460
| 13461 | ONEIDA COUNTY AP | Utica | 0.8 | 84.4 | 18 | 13461
| 13464 | ONEIDA COUNTY AP | Utica | 0.8 | 84.4 | 18 | 13464
| 13465 | ONEIDA COUNTY AP | Utica | 0.8 | 84.4 | 18 | 13465
| 13468 | FLOYD BENNETT MEMORIAL | Glens Falls | -2.1 | 84.6 | 12 | 13468
| 13469 | ONEIDA COUNTY AP | Utica | 0.8 | 84.4 | 18 | 13469
| 13470 | WATERTOWN INTL | Watertown | -5.4 | 83.3 | 24 | 13470
| 13471 | ONEIDA COUNTY AP | Utica | 0.8 | 84.4 | 18 | 13471
| 13472 | ADIRONDACK REGIONAL | Saranac Lake | -12.6 | 81 | 24 | 13472
| 13473 | WATERTOWN INTL | Watertown | -5.4 | 83.3 | 24 | 13473
| 13475 | FLOYD BENNETT MEMORIAL | Glens Falls | -2.1 | 84.6 | 12 | 13475
| 13476 | ONEIDA COUNTY AP | Utica | 0.8 | 84.4 | 18 | 13476
| 13477 | ONEIDA COUNTY AP | Utica | 0.8 | 84.4 | 18 | 13477
| 13478 | ONEIDA COUNTY AP | Utica | 0.8 | 84.4 | 18 | 13478
| 13479 | ONEIDA COUNTY AP | Utica | 0.8 | 84.4 | 18 | 13479
| 13480 | ONEIDA COUNTY AP | Utica | 0.8 | 84.4 | 18 | 13480
| 13482 | ONEIDA COUNTY AP | Utica | 0.8 | 84.4 | 18 | 13482
| 13483 | ONEIDA COUNTY AP | Utica | 0.8 | 84.4 | 18 | 13483
| 13484 | ONEIDA COUNTY AP | Utica | 0.8 | 84.4 | 18 | 13484
| 13485 | ONEIDA COUNTY AP | Utica | 0.8 | 84.4 | 18 | 13485
| 13486 | ONEIDA COUNTY AP | Utica | 0.8 | 84.4 | 18 | 13486
| 13488 | FLOYD BENNETT MEMORIAL | Glens Falls | -2.1 | 84.6 | 12 | 13488
| 13489 | WATERTOWN INTL | Watertown | -5.4 | 83.3 | 24 | 13489
| 13490 | ONEIDA COUNTY AP | Utica | 0.8 | 84.4 | 18 | 13490
| 13491 | ONEIDA COUNTY AP | Utica | 0.8 | 84.4 | 18 | 13491
| 13492 | ONEIDA COUNTY AP | Utica | 0.8 | 84.4 | 18 | 13492
| 13493 | ONEIDA COUNTY AP | Utica | 0.8 | 84.4 | 18 | 13493
| 13494 | WATERTOWN INTL | Watertown | -5.4 | 83.3 | 24 | 13494
| 13495 | ONEIDA COUNTY AP | Utica | 0.8 | 84.4 | 18 | 13495
| 13501 | ONEIDA COUNTY AP | Utica | 0.8 | 84.4 | 18 | 13501
| 13502 | ONEIDA COUNTY AP | Utica | 0.8 | 84.4 | 18 | 13502
| 13503 | ONEIDA COUNTY AP | Utica | 0.8 | 84.4 | 18 | 13503
| 13504 | ONEIDA COUNTY AP | Utica | 0.8 | 84.4 | 18 | 13504
| 13505 | ONEIDA COUNTY AP | Utica | 0.8 | 84.4 | 18 | 13505
| 13599 | ONEIDA COUNTY AP | Utica | 0.8 | 84.4 | 18 | 13599
| 13601 | WATERTOWN INTL | Watertown | -5.4 | 83.3 | 24 | 13601
| 13602 | WHEELER-SACK AAF | Fort Drum | -4.9 | 83.8 | 18 | 13602
| 13603 | WHEELER-SACK AAF | Fort Drum | -4.9 | 83.8 | 18 | 13603
| 13605 | WHEELER-SACK AAF | Fort Drum | -4.9 | 83.8 | 18 | 13605
| 13606 | WHEELER-SACK AAF | Fort Drum | -4.9 | 83.8 | 18 | 13606
| 13607 | WHEELER-SACK AAF | Fort Drum | -4.9 | 83.8 | 18 | 13607
| 13608 | WHEELER-SACK AAF | Fort Drum | -4.9 | 83.8 | 18 | 13608
| 13611 | WHEELER-SACK AAF | Fort Drum | -4.9 | 83.8 | 18 | 13611
| 13612 | WHEELER-SACK AAF | Fort Drum | -4.9 | 83.8 | 18 | 13612
| 13613 | MASSENA INTL | Massena | -7.6 | 84.6 | 12 | 13613
| 13614 | WHEELER-SACK AAF | Fort Drum | -4.9 | 83.8 | 18 | 13614
| 13615 | WATERTOWN INTL | Watertown | -5.4 | 83.3 | 24 | 13615
| 13616 | WHEELER-SACK AAF | Fort Drum | -4.9 | 83.8 | 18 | 13616
| 13617 | MASSENA INTL | Massena | -7.6 | 84.6 | 12 | 13617
| 13618 | WHEELER-SACK AAF | Fort Drum | -4.9 | 83.8 | 18 | 13618
| 13619 | WHEELER-SACK AAF | Fort Drum | -4.9 | 83.8 | 18 | 13619
| 13620 | WATERTOWN INTL | Watertown | -5.4 | 83.3 | 24 | 13620
| 13621 | MASSENA INTL | Massena | -7.6 | 84.6 | 12 | 13621
| 13622 | WHEELER-SACK AAF | Fort Drum | -4.9 | 83.8 | 18 | 13622
| 13623 | WHEELER-SACK AAF | Fort Drum | -4.9 | 83.8 | 18 | 13623
| 13624 | WHEELER-SACK AAF | Fort Drum | -4.9 | 83.8 | 18 | 13624
| 13625 | ADIRONDACK REGIONAL | Saranac Lake | -12.6 | 81 | 24 | 13625
| 13626 | WATERTOWN INTL | Watertown | -5.4 | 83.3 | 24 | 13626
| 13627 | WHEELER-SACK AAF | Fort Drum | -4.9 | 83.8 | 18 | 13627
| 13628 | WHEELER-SACK AAF | Fort Drum | -4.9 | 83.8 | 18 | 13628
| 13630 | MASSENA INTL | Massena | -7.6 | 84.6 | 12 | 13630
| 13631 | WATERTOWN INTL | Watertown | -5.4 | 83.3 | 24 | 13631
| 13632 | WHEELER-SACK AAF | Fort Drum | -4.9 | 83.8 | 18 | 13632
| 13633 | WHEELER-SACK AAF | Fort Drum | -4.9 | 83.8 | 18 | 13633
| 13634 | WATERTOWN INTL | Watertown | -5.4 | 83.3 | 24 | 13634
| 13635 | WATERTOWN INTL | Watertown | -5.4 | 83.3 | 24 | 13635
| 13636 | WHEELER-SACK AAF | Fort Drum | -4.9 | 83.8 | 18 | 13636
| 13637 | WHEELER-SACK AAF | Fort Drum | -4.9 | 83.8 | 18 | 13637
| 13638 | WHEELER-SACK AAF | Fort Drum | -4.9 | 83.8 | 18 | 13638
| 13639 | MASSENA INTL | Massena | -7.6 | 84.6 | 12 | 13639
| 13640 | WHEELER-SACK AAF | Fort Drum | -4.9 | 83.8 | 18 | 13640
| 13641 | WHEELER-SACK AAF | Fort Drum | -4.9 | 83.8 | 18 | 13641
| 13642 | WHEELER-SACK AAF | Fort Drum | -4.9 | 83.8 | 18 | 13642
| 13643 | WHEELER-SACK AAF | Fort Drum | -4.9 | 83.8 | 18 | 13643
| 13645 | WHEELER-SACK AAF | Fort Drum | -4.9 | 83.8 | 18 | 13645
| 13646 | WHEELER-SACK AAF | Fort Drum | -4.9 | 83.8 | 18 | 13646
| 13647 | MASSENA INTL | Massena | -7.6 | 84.6 | 12 | 13647
| 13648 | WATERTOWN INTL | Watertown | -5.4 | 83.3 | 24 | 13648
| 13649 | MASSENA INTL | Massena | -7.6 | 84.6 | 12 | 13649
| 13650 | WHEELER-SACK AAF | Fort Drum | -4.9 | 83.8 | 18 | 13650
| 13651 | WHEELER-SACK AAF | Fort Drum | -4.9 | 83.8 | 18 | 13651
| 13652 | MASSENA INTL | Massena | -7.6 | 84.6 | 12 | 13652
| 13654 | MASSENA INTL | Massena | -7.6 | 84.6 | 12 | 13654
| 13655 | MASSENA INTL | Massena | -7.6 | 84.6 | 12 | 13655
| 13656 | WHEELER-SACK AAF | Fort Drum | -4.9 | 83.8 | 18 | 13656
| 13657 | WATERTOWN INTL | Watertown | -5.4 | 83.3 | 24 | 13657
| 13658 | MASSENA INTL | Massena | -7.6 | 84.6 | 12 | 13658
| 13659 | WATERTOWN INTL | Watertown | -5.4 | 83.3 | 24 | 13659
| 13660 | MASSENA INTL | Massena | -7.6 | 84.6 | 12 | 13660
| 13661 | WHEELER-SACK AAF | Fort Drum | -4.9 | 83.8 | 18 | 13661
| 13662 | MASSENA INTL | Massena | -7.6 | 84.6 | 12 | 13662
| 13664 | WHEELER-SACK AAF | Fort Drum | -4.9 | 83.8 | 18 | 13664
| 13665 | WHEELER-SACK AAF | Fort Drum | -4.9 | 83.8 | 18 | 13665
| 13666 | ADIRONDACK REGIONAL | Saranac Lake | -12.6 | 81 | 24 | 13666
| 13667 | MASSENA INTL | Massena | -7.6 | 84.6 | 12 | 13667
| 13668 | MASSENA INTL | Massena | -7.6 | 84.6 | 12 | 13668
| 13669 | MASSENA INTL | Massena | -7.6 | 84.6 | 12 | 13669
| 13670 | ADIRONDACK REGIONAL | Saranac Lake | -12.6 | 81 | 24 | 13670
| 13671 | WHEELER-SACK AAF | Fort Drum | -4.9 | 83.8 | 18 | 13671
| 13672 | ADIRONDACK REGIONAL | Saranac Lake | -12.6 | 81 | 24 | 13672
| 13673 | WHEELER-SACK AAF | Fort Drum | -4.9 | 83.8 | 18 | 13673
| 13674 | WHEELER-SACK AAF | Fort Drum | -4.9 | 83.8 | 18 | 13674
| 13675 | WHEELER-SACK AAF | Fort Drum | -4.9 | 83.8 | 18 | 13675
| 13676 | MASSENA INTL | Massena | -7.6 | 84.6 | 12 | 13676
| 13677 | MASSENA INTL | Massena | -7.6 | 84.6 | 12 | 13677
| 13678 | MASSENA INTL | Massena | -7.6 | 84.6 | 12 | 13678
| 13679 | WHEELER-SACK AAF | Fort Drum | -4.9 | 83.8 | 18 | 13679
| 13680 | MASSENA INTL | Massena | -7.6 | 84.6 | 12 | 13680
| 13681 | WHEELER-SACK AAF | Fort Drum | -4.9 | 83.8 | 18 | 13681
| 13682 | WATERTOWN INTL | Watertown | -5.4 | 83.3 | 24 | 13682
| 13683 | MASSENA INTL | Massena | -7.6 | 84.6 | 12 | 13683
| 13684 | MASSENA INTL | Massena | -7.6 | 84.6 | 12 | 13684
| 13685 | WATERTOWN INTL | Watertown | -5.4 | 83.3 | 24 | 13685
| 13687 | ADIRONDACK REGIONAL | Saranac Lake | -12.6 | 81 | 24 | 13687
| 13690 | ADIRONDACK REGIONAL | Saranac Lake | -12.6 | 81 | 24 | 13690
| 13691 | WHEELER-SACK AAF | Fort Drum | -4.9 | 83.8 | 18 | 13691
| 13692 | WHEELER-SACK AAF | Fort Drum | -4.9 | 83.8 | 18 | 13692
| 13693 | WHEELER-SACK AAF | Fort Drum | -4.9 | 83.8 | 18 | 13693
| 13694 | MASSENA INTL | Massena | -7.6 | 84.6 | 12 | 13694
| 13695 | ADIRONDACK REGIONAL | Saranac Lake | -12.6 | 81 | 24 | 13695
| 13696 | MASSENA INTL | Massena | -7.6 | 84.6 | 12 | 13696
| 13697 | MASSENA INTL | Massena | -7.6 | 84.6 | 12 | 13697
| 13699 | MASSENA INTL | Massena | -7.6 | 84.6 | 12 | 13699
| 13730 | GREATER BINGHAMTON AP | Binghamton | 3.9 | 82.3 | 12 | 13730
| 13731 | GREATER BINGHAMTON AP | Binghamton | 3.9 | 82.3 | 12 | 13731
| 13732 | GREATER BINGHAMTON AP | Binghamton | 3.9 | 82.3 | 12 | 13732
| 13733 | ONEIDA COUNTY AP | Utica | 0.8 | 84.4 | 18 | 13733
| 13734 | GREATER BINGHAMTON AP | Binghamton | 3.9 | 82.3 | 12 | 13734
| 13736 | GREATER BINGHAMTON AP | Binghamton | 3.9 | 82.3 | 12 | 13736
| 13737 | GREATER BINGHAMTON AP | Binghamton | 3.9 | 82.3 | 12 | 13737
| 13738 | GREATER BINGHAMTON AP | Binghamton | 3.9 | 82.3 | 12 | 13738
| 13739 | FLOYD BENNETT MEMORIAL | Glens Falls | -2.1 | 84.6 | 12 | 13739
| 13740 | GREATER BINGHAMTON AP | Binghamton | 3.9 | 82.3 | 12 | 13740
| 13743 | GREATER BINGHAMTON AP | Binghamton | 3.9 | 82.3 | 12 | 13743
| 13744 | GREATER BINGHAMTON AP | Binghamton | 3.9 | 82.3 | 12 | 13744
| 13745 | GREATER BINGHAMTON AP | Binghamton | 3.9 | 82.3 | 12 | 13745
| 13746 | GREATER BINGHAMTON AP | Binghamton | 3.9 | 82.3 | 12 | 13746
| 13747 | ONEIDA COUNTY AP | Utica | 0.8 | 84.4 | 18 | 13747
| 13748 | GREATER BINGHAMTON AP | Binghamton | 3.9 | 82.3 | 12 | 13748
| 13749 | GREATER BINGHAMTON AP | Binghamton | 3.9 | 82.3 | 12 | 13749
| 13750 | ONEIDA COUNTY AP | Utica | 0.8 | 84.4 | 18 | 13750
| 13751 | ONEIDA COUNTY AP | Utica | 0.8 | 84.4 | 18 | 13751
| 13752 | ONEIDA COUNTY AP | Utica | 0.8 | 84.4 | 18 | 13752
| 13753 | ONEIDA COUNTY AP | Utica | 0.8 | 84.4 | 18 | 13753
| 13754 | GREATER BINGHAMTON AP | Binghamton | 3.9 | 82.3 | 12 | 13754
| 13755 | GREATER BINGHAMTON AP | Binghamton | 3.9 | 82.3 | 12 | 13755
| 13756 | SULLIVAN COUNTY INTL | Monticello | 4.7 | 83.5 | 12 | 13756
| 13757 | ONEIDA COUNTY AP | Utica | 0.8 | 84.4 | 18 | 13757
| 13758 | ONEIDA COUNTY AP | Utica | 0.8 | 84.4 | 18 | 13758
| 13760 | GREATER BINGHAMTON AP | Binghamton | 3.9 | 82.3 | 12 | 13760
| 13761 | GREATER BINGHAMTON AP | Binghamton | 3.9 | 82.3 | 12 | 13761
| 13762 | GREATER BINGHAMTON AP | Binghamton | 3.9 | 82.3 | 12 | 13762
| 13763 | GREATER BINGHAMTON AP | Binghamton | 3.9 | 82.3 | 12 | 13763
| 13774 | SULLIVAN COUNTY INTL | Monticello | 4.7 | 83.5 | 12 | 13774
| 13775 | ONEIDA COUNTY AP | Utica | 0.8 | 84.4 | 18 | 13775
| 13776 | ONEIDA COUNTY AP | Utica | 0.8 | 84.4 | 18 | 13776
| 13777 | GREATER BINGHAMTON AP | Binghamton | 3.9 | 82.3 | 12 | 13777
| 13778 | GREATER BINGHAMTON AP | Binghamton | 3.9 | 82.3 | 12 | 13778
| 13780 | ONEIDA COUNTY AP | Utica | 0.8 | 84.4 | 18 | 13780
| 13782 | ONEIDA COUNTY AP | Utica | 0.8 | 84.4 | 18 | 13782
| 13783 | SULLIVAN COUNTY INTL | Monticello | 4.7 | 83.5 | 12 | 13783
| 13784 | GREATER BINGHAMTON AP | Binghamton | 3.9 | 82.3 | 12 | 13784
| 13786 | FLOYD BENNETT MEMORIAL | Glens Falls | -2.1 | 84.6 | 12 | 13786
| 13787 | GREATER BINGHAMTON AP | Binghamton | 3.9 | 82.3 | 12 | 13787
| 13788 | FLOYD BENNETT MEMORIAL | Glens Falls | -2.1 | 84.6 | 12 | 13788
| 13790 | GREATER BINGHAMTON AP | Binghamton | 3.9 | 82.3 | 12 | 13790
| 13794 | GREATER BINGHAMTON AP | Binghamton | 3.9 | 82.3 | 12 | 13794
| 13795 | GREATER BINGHAMTON AP | Binghamton | 3.9 | 82.3 | 12 | 13795
| 13796 | ONEIDA COUNTY AP | Utica | 0.8 | 84.4 | 18 | 13796
| 13797 | GREATER BINGHAMTON AP | Binghamton | 3.9 | 82.3 | 12 | 13797
| 13801 | ONEIDA COUNTY AP | Utica | 0.8 | 84.4 | 18 | 13801
| 13802 | GREATER BINGHAMTON AP | Binghamton | 3.9 | 82.3 | 12 | 13802
| 13803 | GREATER BINGHAMTON AP | Binghamton | 3.9 | 82.3 | 12 | 13803
| 13804 | ONEIDA COUNTY AP | Utica | 0.8 | 84.4 | 18 | 13804
| 13806 | ONEIDA COUNTY AP | Utica | 0.8 | 84.4 | 18 | 13806
| 13807 | FLOYD BENNETT MEMORIAL | Glens Falls | -2.1 | 84.6 | 12 | 13807
| 13808 | ONEIDA COUNTY AP | Utica | 0.8 | 84.4 | 18 | 13808
| 13809 | ONEIDA COUNTY AP | Utica | 0.8 | 84.4 | 18 | 13809
| 13810 | ONEIDA COUNTY AP | Utica | 0.8 | 84.4 | 18 | 13810
| 13811 | GREATER BINGHAMTON AP | Binghamton | 3.9 | 82.3 | 12 | 13811
| 13812 | GREATER BINGHAMTON AP | Binghamton | 3.9 | 82.3 | 12 | 13812
| 13813 | GREATER BINGHAMTON AP | Binghamton | 3.9 | 82.3 | 12 | 13813
| 13814 | ONEIDA COUNTY AP | Utica | 0.8 | 84.4 | 18 | 13814
| 13815 | ONEIDA COUNTY AP | Utica | 0.8 | 84.4 | 18 | 13815
| 13820 | ONEIDA COUNTY AP | Utica | 0.8 | 84.4 | 18 | 13820
| 13825 | ONEIDA COUNTY AP | Utica | 0.8 | 84.4 | 18 | 13825
| 13826 | GREATER BINGHAMTON AP | Binghamton | 3.9 | 82.3 | 12 | 13826
| 13827 | GREATER BINGHAMTON AP | Binghamton | 3.9 | 82.3 | 12 | 13827
| 13830 | ONEIDA COUNTY AP | Utica | 0.8 | 84.4 | 18 | 13830
| 13832 | ONEIDA COUNTY AP | Utica | 0.8 | 84.4 | 18 | 13832
| 13833 | GREATER BINGHAMTON AP | Binghamton | 3.9 | 82.3 | 12 | 13833
| 13834 | ONEIDA COUNTY AP | Utica | 0.8 | 84.4 | 18 | 13834
| 13835 | GREATER BINGHAMTON AP | Binghamton | 3.9 | 82.3 | 12 | 13835
| 13838 | ONEIDA COUNTY AP | Utica | 0.8 | 84.4 | 18 | 13838
| 13839 | ONEIDA COUNTY AP | Utica | 0.8 | 84.4 | 18 | 13839
| 13840 | GREATER BINGHAMTON AP | Binghamton | 3.9 | 82.3 | 12 | 13840
| 13841 | GREATER BINGHAMTON AP | Binghamton | 3.9 | 82.3 | 12 | 13841
| 13842 | FLOYD BENNETT MEMORIAL | Glens Falls | -2.1 | 84.6 | 12 | 13842
| 13843 | ONEIDA COUNTY AP | Utica | 0.8 | 84.4 | 18 | 13843
| 13844 | ONEIDA COUNTY AP | Utica | 0.8 | 84.4 | 18 | 13844
| 13845 | GREATER BINGHAMTON AP | Binghamton | 3.9 | 82.3 | 12 | 13845
| 13846 | ONEIDA COUNTY AP | Utica | 0.8 | 84.4 | 18 | 13846
| 13847 | GREATER BINGHAMTON AP | Binghamton | 3.9 | 82.3 | 12 | 13847
| 13848 | GREATER BINGHAMTON AP | Binghamton | 3.9 | 82.3 | 12 | 13848
| 13849 | ONEIDA COUNTY AP | Utica | 0.8 | 84.4 | 18 | 13849
| 13850 | GREATER BINGHAMTON AP | Binghamton | 3.9 | 82.3 | 12 | 13850
| 13851 | GREATER BINGHAMTON AP | Binghamton | 3.9 | 82.3 | 12 | 13851
| 13856 | GREATER BINGHAMTON AP | Binghamton | 3.9 | 82.3 | 12 | 13856
| 13859 | ONEIDA COUNTY AP | Utica | 0.8 | 84.4 | 18 | 13859
| 13860 | ONEIDA COUNTY AP | Utica | 0.8 | 84.4 | 18 | 13860
| 13861 | ONEIDA COUNTY AP | Utica | 0.8 | 84.4 | 18 | 13861
| 13862 | GREATER BINGHAMTON AP | Binghamton | 3.9 | 82.3 | 12 | 13862
| 13863 | GREATER BINGHAMTON AP | Binghamton | 3.9 | 82.3 | 12 | 13863
| 13864 | GREATER BINGHAMTON AP | Binghamton | 3.9 | 82.3 | 12 | 13864
| 13865 | GREATER BINGHAMTON AP | Binghamton | 3.9 | 82.3 | 12 | 13865
| 13901 | GREATER BINGHAMTON AP | Binghamton | 3.9 | 82.3 | 12 | 13901
| 13902 | GREATER BINGHAMTON AP | Binghamton | 3.9 | 82.3 | 12 | 13902
| 13903 | GREATER BINGHAMTON AP | Binghamton | 3.9 | 82.3 | 12 | 13903
| 13904 | GREATER BINGHAMTON AP | Binghamton | 3.9 | 82.3 | 12 | 13904
| 13905 | GREATER BINGHAMTON AP | Binghamton | 3.9 | 82.3 | 12 | 13905
| 14001 | NIAGARA FALLS INTL | Niagara Falls | 6.5 | 85.4 | 18 | 14001
| 14004 | NIAGARA FALLS INTL | Niagara Falls | 6.5 | 85.4 | 18 | 14004
| 14005 | BUFFALO NIAGARA INTL | Buffalo | 6.8 | 83.9 | 18 | 14005
| 14006 | NIAGARA FALLS INTL | Niagara Falls | 6.5 | 85.4 | 18 | 14006
| 14008 | NIAGARA FALLS INTL | Niagara Falls | 6.5 | 85.4 | 18 | 14008
| 14009 | CHAUTAUQUA COUNTY AP | Jamestown | 4.5 | 81.1 | 12 | 14009
| 14010 | NIAGARA FALLS INTL | Niagara Falls | 6.5 | 85.4 | 18 | 14010
| 14011 | BUFFALO NIAGARA INTL | Buffalo | 6.8 | 83.9 | 18 | 14011
| 14012 | NIAGARA FALLS INTL | Niagara Falls | 6.5 | 85.4 | 18 | 14012
| 14013 | NIAGARA FALLS INTL | Niagara Falls | 6.5 | 85.4 | 18 | 14013
| 14020 | BUFFALO NIAGARA INTL | Buffalo | 6.8 | 83.9 | 18 | 14020
| 14021 | BUFFALO NIAGARA INTL | Buffalo | 6.8 | 83.9 | 18 | 14021
| 14024 | CHAUTAUQUA COUNTY AP | Jamestown | 4.5 | 81.1 | 12 | 14024
| 14025 | BUFFALO NIAGARA INTL | Buffalo | 6.8 | 83.9 | 18 | 14025
| 14026 | BUFFALO NIAGARA INTL | Buffalo | 6.8 | 83.9 | 18 | 14026
| 14027 | NIAGARA FALLS INTL | Niagara Falls | 6.5 | 85.4 | 18 | 14027
| 14028 | NIAGARA FALLS INTL | Niagara Falls | 6.5 | 85.4 | 18 | 14028
| 14029 | CHAUTAUQUA COUNTY AP | Jamestown | 4.5 | 81.1 | 12 | 14029
| 14030 | CHAUTAUQUA COUNTY AP | Jamestown | 4.5 | 81.1 | 12 | 14030
| 14031 | NIAGARA FALLS INTL | Niagara Falls | 6.5 | 85.4 | 18 | 14031
| 14032 | NIAGARA FALLS INTL | Niagara Falls | 6.5 | 85.4 | 18 | 14032
| 14033 | BUFFALO NIAGARA INTL | Buffalo | 6.8 | 83.9 | 18 | 14033
| 14034 | BUFFALO NIAGARA INTL | Buffalo | 6.8 | 83.9 | 18 | 14034
| 14035 | BUFFALO NIAGARA INTL | Buffalo | 6.8 | 83.9 | 18 | 14035
| 14036 | BUFFALO NIAGARA INTL | Buffalo | 6.8 | 83.9 | 18 | 14036
| 14037 | BUFFALO NIAGARA INTL | Buffalo | 6.8 | 83.9 | 18 | 14037
| 14038 | NIAGARA FALLS INTL | Niagara Falls | 6.5 | 85.4 | 18 | 14038
| 14039 | CHAUTAUQUA COUNTY AP | Jamestown | 4.5 | 81.1 | 12 | 14039
| 14040 | BUFFALO NIAGARA INTL | Buffalo | 6.8 | 83.9 | 18 | 14040
| 14041 | BUFFALO NIAGARA INTL | Buffalo | 6.8 | 83.9 | 18 | 14041
| 14042 | CHAUTAUQUA COUNTY AP | Jamestown | 4.5 | 81.1 | 12 | 14042
| 14043 | BUFFALO NIAGARA INTL | Buffalo | 6.8 | 83.9 | 18 | 14043
| 14047 | NIAGARA FALLS INTL | Niagara Falls | 6.5 | 85.4 | 18 | 14047
| 14048 | NIAGARA FALLS INTL | Niagara Falls | 6.5 | 85.4 | 18 | 14048
| 14051 | NIAGARA FALLS INTL | Niagara Falls | 6.5 | 85.4 | 18 | 14051
| 14052 | BUFFALO NIAGARA INTL | Buffalo | 6.8 | 83.9 | 18 | 14052
| 14054 | BUFFALO NIAGARA INTL | Buffalo | 6.8 | 83.9 | 18 | 14054
| 14055 | CHAUTAUQUA COUNTY AP | Jamestown | 4.5 | 81.1 | 12 | 14055
| 14056 | BUFFALO NIAGARA INTL | Buffalo | 6.8 | 83.9 | 18 | 14056
| 14057 | BUFFALO NIAGARA INTL | Buffalo | 6.8 | 83.9 | 18 | 14057
| 14058 | NIAGARA FALLS INTL | Niagara Falls | 6.5 | 85.4 | 18 | 14058
| 14059 | BUFFALO NIAGARA INTL | Buffalo | 6.8 | 83.9 | 18 | 14059
| 14060 | CHAUTAUQUA COUNTY AP | Jamestown | 4.5 | 81.1 | 12 | 14060
| 14061 | NIAGARA FALLS INTL | Niagara Falls | 6.5 | 85.4 | 18 | 14061
| 14062 | BUFFALO NIAGARA INTL | Buffalo | 6.8 | 83.9 | 18 | 14062
| 14063 | CHAUTAUQUA COUNTY AP | Jamestown | 4.5 | 81.1 | 12 | 14063
| 14065 | CHAUTAUQUA COUNTY AP | Jamestown | 4.5 | 81.1 | 12 | 14065
| 14066 | CHAUTAUQUA COUNTY AP | Jamestown | 4.5 | 81.1 | 12 | 14066
| 14067 | NIAGARA FALLS INTL | Niagara Falls | 6.5 | 85.4 | 18 | 14067
| 14068 | NIAGARA FALLS INTL | Niagara Falls | 6.5 | 85.4 | 18 | 14068
| 14069 | CHAUTAUQUA COUNTY AP | Jamestown | 4.5 | 81.1 | 12 | 14069
| 14070 | BUFFALO NIAGARA INTL | Buffalo | 6.8 | 83.9 | 18 | 14070
| 14072 | NIAGARA FALLS INTL | Niagara Falls | 6.5 | 85.4 | 18 | 14072
| 14075 | BUFFALO NIAGARA INTL | Buffalo | 6.8 | 83.9 | 18 | 14075
| 14080 | BUFFALO NIAGARA INTL | Buffalo | 6.8 | 83.9 | 18 | 14080
| 14081 | NIAGARA FALLS INTL | Niagara Falls | 6.5 | 85.4 | 18 | 14081
| 14082 | CHAUTAUQUA COUNTY AP | Jamestown | 4.5 | 81.1 | 12 | 14082
| 14083 | CHAUTAUQUA COUNTY AP | Jamestown | 4.5 | 81.1 | 12 | 14083
| 14085 | NIAGARA FALLS INTL | Niagara Falls | 6.5 | 85.4 | 18 | 14085
| 14086 | BUFFALO NIAGARA INTL | Buffalo | 6.8 | 83.9 | 18 | 14086
| 14091 | BUFFALO NIAGARA INTL | Buffalo | 6.8 | 83.9 | 18 | 14091
| 14092 | NIAGARA FALLS INTL | Niagara Falls | 6.5 | 85.4 | 18 | 14092
| 14094 | NIAGARA FALLS INTL | Niagara Falls | 6.5 | 85.4 | 18 | 14094
| 14095 | NIAGARA FALLS INTL | Niagara Falls | 6.5 | 85.4 | 18 | 14095
| 14098 | NIAGARA FALLS INTL | Niagara Falls | 6.5 | 85.4 | 18 | 14098
| 14101 | CHAUTAUQUA COUNTY AP | Jamestown | 4.5 | 81.1 | 12 | 14101
| 14102 | NIAGARA FALLS INTL | Niagara Falls | 6.5 | 85.4 | 18 | 14102
| 14103 | NIAGARA FALLS INTL | Niagara Falls | 6.5 | 85.4 | 18 | 14103
| 14105 | NIAGARA FALLS INTL | Niagara Falls | 6.5 | 85.4 | 18 | 14105
| 14107 | NIAGARA FALLS INTL | Niagara Falls | 6.5 | 85.4 | 18 | 14107
| 14108 | NIAGARA FALLS INTL | Niagara Falls | 6.5 | 85.4 | 18 | 14108
| 14109 | NIAGARA FALLS INTL | Niagara Falls | 6.5 | 85.4 | 18 | 14109
| 14110 | BUFFALO NIAGARA INTL | Buffalo | 6.8 | 83.9 | 18 | 14110
| 14111 | BUFFALO NIAGARA INTL | Buffalo | 6.8 | 83.9 | 18 | 14111
| 14112 | NIAGARA FALLS INTL | Niagara Falls | 6.5 | 85.4 | 18 | 14112
| 14113 | CHAUTAUQUA COUNTY AP | Jamestown | 4.5 | 81.1 | 12 | 14113
| 14120 | NIAGARA FALLS INTL | Niagara Falls | 6.5 | 85.4 | 18 | 14120
| 14125 | NIAGARA FALLS INTL | Niagara Falls | 6.5 | 85.4 | 18 | 14125
| 14126 | NIAGARA FALLS INTL | Niagara Falls | 6.5 | 85.4 | 18 | 14126
| 14127 | BUFFALO NIAGARA INTL | Buffalo | 6.8 | 83.9 | 18 | 14127
| 14129 | BUFFALO NIAGARA INTL | Buffalo | 6.8 | 83.9 | 18 | 14129
| 14130 | CHAUTAUQUA COUNTY AP | Jamestown | 4.5 | 81.1 | 12 | 14130
| 14131 | NIAGARA FALLS INTL | Niagara Falls | 6.5 | 85.4 | 18 | 14131
| 14132 | NIAGARA FALLS INTL | Niagara Falls | 6.5 | 85.4 | 18 | 14132
| 14133 | CHAUTAUQUA COUNTY AP | Jamestown | 4.5 | 81.1 | 12 | 14133
| 14134 | CHAUTAUQUA COUNTY AP | Jamestown | 4.5 | 81.1 | 12 | 14134
| 14135 | NIAGARA FALLS INTL | Niagara Falls | 6.5 | 85.4 | 18 | 14135
| 14136 | NIAGARA FALLS INTL | Niagara Falls | 6.5 | 85.4 | 18 | 14136
| 14138 | BUFFALO NIAGARA INTL | Buffalo | 6.8 | 83.9 | 18 | 14138
| 14139 | BUFFALO NIAGARA INTL | Buffalo | 6.8 | 83.9 | 18 | 14139
| 14140 | BUFFALO NIAGARA INTL | Buffalo | 6.8 | 83.9 | 18 | 14140
| 14141 | CHAUTAUQUA COUNTY AP | Jamestown | 4.5 | 81.1 | 12 | 14141
| 14143 | BUFFALO NIAGARA INTL | Buffalo | 6.8 | 83.9 | 18 | 14143
| 14144 | NIAGARA FALLS INTL | Niagara Falls | 6.5 | 85.4 | 18 | 14144
| 14145 | BUFFALO NIAGARA INTL | Buffalo | 6.8 | 83.9 | 18 | 14145
| 14150 | NIAGARA FALLS INTL | Niagara Falls | 6.5 | 85.4 | 18 | 14150
| 14151 | NIAGARA FALLS INTL | Niagara Falls | 6.5 | 85.4 | 18 | 14151
| 14166 | NIAGARA FALLS INTL | Niagara Falls | 6.5 | 85.4 | 18 | 14166
| 14167 | CHAUTAUQUA COUNTY AP | Jamestown | 4.5 | 81.1 | 12 | 14167
| 14168 | NIAGARA FALLS INTL | Niagara Falls | 6.5 | 85.4 | 18 | 14168
| 14169 | NIAGARA FALLS INTL | Niagara Falls | 6.5 | 85.4 | 18 | 14169
| 14170 | BUFFALO NIAGARA INTL | Buffalo | 6.8 | 83.9 | 18 | 14170
| 14171 | CHAUTAUQUA COUNTY AP | Jamestown | 4.5 | 81.1 | 12 | 14171
| 14172 | NIAGARA FALLS INTL | Niagara Falls | 6.5 | 85.4 | 18 | 14172
| 14173 | CHAUTAUQUA COUNTY AP | Jamestown | 4.5 | 81.1 | 12 | 14173
| 14174 | NIAGARA FALLS INTL | Niagara Falls | 6.5 | 85.4 | 18 | 14174
| 14201 | NIAGARA FALLS INTL | Niagara Falls | 6.5 | 85.4 | 18 | 14201
| 14202 | NIAGARA FALLS INTL | Niagara Falls | 6.5 | 85.4 | 18 | 14202
| 14203 | NIAGARA FALLS INTL | Niagara Falls | 6.5 | 85.4 | 18 | 14203
| 14204 | NIAGARA FALLS INTL | Niagara Falls | 6.5 | 85.4 | 18 | 14204
| 14205 | NIAGARA FALLS INTL | Niagara Falls | 6.5 | 85.4 | 18 | 14205
| 14206 | BUFFALO NIAGARA INTL | Buffalo | 6.8 | 83.9 | 18 | 14206
| 14207 | NIAGARA FALLS INTL | Niagara Falls | 6.5 | 85.4 | 18 | 14207
| 14208 | NIAGARA FALLS INTL | Niagara Falls | 6.5 | 85.4 | 18 | 14208
| 14209 | NIAGARA FALLS INTL | Niagara Falls | 6.5 | 85.4 | 18 | 14209
| 14210 | NIAGARA FALLS INTL | Niagara Falls | 6.5 | 85.4 | 18 | 14210
| 14211 | BUFFALO NIAGARA INTL | Buffalo | 6.8 | 83.9 | 18 | 14211
| 14212 | BUFFALO NIAGARA INTL | Buffalo | 6.8 | 83.9 | 18 | 14212
| 14213 | NIAGARA FALLS INTL | Niagara Falls | 6.5 | 85.4 | 18 | 14213
| 14214 | NIAGARA FALLS INTL | Niagara Falls | 6.5 | 85.4 | 18 | 14214
| 14215 | BUFFALO NIAGARA INTL | Buffalo | 6.8 | 83.9 | 18 | 14215
| 14216 | NIAGARA FALLS INTL | Niagara Falls | 6.5 | 85.4 | 18 | 14216
| 14217 | NIAGARA FALLS INTL | Niagara Falls | 6.5 | 85.4 | 18 | 14217
| 14218 | NIAGARA FALLS INTL | Niagara Falls | 6.5 | 85.4 | 18 | 14218
| 14219 | NIAGARA FALLS INTL | Niagara Falls | 6.5 | 85.4 | 18 | 14219
| 14220 | NIAGARA FALLS INTL | Niagara Falls | 6.5 | 85.4 | 18 | 14220
| 14221 | BUFFALO NIAGARA INTL | Buffalo | 6.8 | 83.9 | 18 | 14221
| 14222 | NIAGARA FALLS INTL | Niagara Falls | 6.5 | 85.4 | 18 | 14222
| 14223 | NIAGARA FALLS INTL | Niagara Falls | 6.5 | 85.4 | 18 | 14223
| 14224 | BUFFALO NIAGARA INTL | Buffalo | 6.8 | 83.9 | 18 | 14224
| 14225 | BUFFALO NIAGARA INTL | Buffalo | 6.8 | 83.9 | 18 | 14225
| 14226 | BUFFALO NIAGARA INTL | Buffalo | 6.8 | 83.9 | 18 | 14226
| 14227 | BUFFALO NIAGARA INTL | Buffalo | 6.8 | 83.9 | 18 | 14227
| 14228 | NIAGARA FALLS INTL | Niagara Falls | 6.5 | 85.4 | 18 | 14228
| 14231 | BUFFALO NIAGARA INTL | Buffalo | 6.8 | 83.9 | 18 | 14231
| 14233 | NIAGARA FALLS INTL | Niagara Falls | 6.5 | 85.4 | 18 | 14233
| 14240 | BUFFALO NIAGARA INTL | Buffalo | 6.8 | 83.9 | 18 | 14240
| 14241 | NIAGARA FALLS INTL | Niagara Falls | 6.5 | 85.4 | 18 | 14241
| 14260 | NIAGARA FALLS INTL | Niagara Falls | 6.5 | 85.4 | 18 | 14260
| 14261 | NIAGARA FALLS INTL | Niagara Falls | 6.5 | 85.4 | 18 | 14261
| 14263 | NIAGARA FALLS INTL | Niagara Falls | 6.5 | 85.4 | 18 | 14263
| 14264 | NIAGARA FALLS INTL | Niagara Falls | 6.5 | 85.4 | 18 | 14264
| 14265 | NIAGARA FALLS INTL | Niagara Falls | 6.5 | 85.4 | 18 | 14265
| 14267 | NIAGARA FALLS INTL | Niagara Falls | 6.5 | 85.4 | 18 | 14267
| 14269 | NIAGARA FALLS INTL | Niagara Falls | 6.5 | 85.4 | 18 | 14269
| 14270 | NIAGARA FALLS INTL | Niagara Falls | 6.5 | 85.4 | 18 | 14270
| 14272 | NIAGARA FALLS INTL | Niagara Falls | 6.5 | 85.4 | 18 | 14272
| 14273 | NIAGARA FALLS INTL | Niagara Falls | 6.5 | 85.4 | 18 | 14273
| 14276 | NIAGARA FALLS INTL | Niagara Falls | 6.5 | 85.4 | 18 | 14276
| 14280 | NIAGARA FALLS INTL | Niagara Falls | 6.5 | 85.4 | 18 | 14280
| 14301 | NIAGARA FALLS INTL | Niagara Falls | 6.5 | 85.4 | 18 | 14301
| 14302 | NIAGARA FALLS INTL | Niagara Falls | 6.5 | 85.4 | 18 | 14302
| 14303 | NIAGARA FALLS INTL | Niagara Falls | 6.5 | 85.4 | 18 | 14303
| 14304 | NIAGARA FALLS INTL | Niagara Falls | 6.5 | 85.4 | 18 | 14304
| 14305 | NIAGARA FALLS INTL | Niagara Falls | 6.5 | 85.4 | 18 | 14305
| 14410 | GREATER ROCHESTER INTL | Rochester | 6.6 | 86 | 12 | 14410
| 14411 | NIAGARA FALLS INTL | Niagara Falls | 6.5 | 85.4 | 18 | 14411
| 14413 | SYRACUSE HANCOCK INTL | Syracuse | 4.1 | 86.4 | 12 | 14413
| 14414 | GREATER ROCHESTER INTL | Rochester | 6.6 | 86 | 12 | 14414
| 14415 | GREATER BINGHAMTON AP | Binghamton | 3.9 | 82.3 | 12 | 14415
| 14416 | NIAGARA FALLS INTL | Niagara Falls | 6.5 | 85.4 | 18 | 14416
| 14418 | GREATER BINGHAMTON AP | Binghamton | 3.9 | 82.3 | 12 | 14418
| 14420 | GREATER ROCHESTER INTL | Rochester | 6.6 | 86 | 12 | 14420
| 14422 | NIAGARA FALLS INTL | Niagara Falls | 6.5 | 85.4 | 18 | 14422
| 14423 | GREATER ROCHESTER INTL | Rochester | 6.6 | 86 | 12 | 14423
| 14424 | SYRACUSE HANCOCK INTL | Syracuse | 4.1 | 86.4 | 12 | 14424
| 14425 | GREATER ROCHESTER INTL | Rochester | 6.6 | 86 | 12 | 14425
| 14427 | CHAUTAUQUA COUNTY AP | Jamestown | 4.5 | 81.1 | 12 | 14427
| 14428 | GREATER ROCHESTER INTL | Rochester | 6.6 | 86 | 12 | 14428
| 14429 | NIAGARA FALLS INTL | Niagara Falls | 6.5 | 85.4 | 18 | 14429
| 14430 | GREATER ROCHESTER INTL | Rochester | 6.6 | 86 | 12 | 14430
| 14432 | SYRACUSE HANCOCK INTL | Syracuse | 4.1 | 86.4 | 12 | 14432
| 14433 | SYRACUSE HANCOCK INTL | Syracuse | 4.1 | 86.4 | 12 | 14433
| 14435 | BUFFALO NIAGARA INTL | Buffalo | 6.8 | 83.9 | 18 | 14435
| 14437 | BUFFALO NIAGARA INTL | Buffalo | 6.8 | 83.9 | 18 | 14437
| 14441 | SYRACUSE HANCOCK INTL | Syracuse | 4.1 | 86.4 | 12 | 14441
| 14443 | GREATER ROCHESTER INTL | Rochester | 6.6 | 86 | 12 | 14443
| 14445 | GREATER ROCHESTER INTL | Rochester | 6.6 | 86 | 12 | 14445
| 14449 | SYRACUSE HANCOCK INTL | Syracuse | 4.1 | 86.4 | 12 | 14449
| 14450 | GREATER ROCHESTER INTL | Rochester | 6.6 | 86 | 12 | 14450
| 14452 | NIAGARA FALLS INTL | Niagara Falls | 6.5 | 85.4 | 18 | 14452
| 14453 | GREATER ROCHESTER INTL | Rochester | 6.6 | 86 | 12 | 14453
| 14454 | BUFFALO NIAGARA INTL | Buffalo | 6.8 | 83.9 | 18 | 14454
| 14456 | SYRACUSE HANCOCK INTL | Syracuse | 4.1 | 86.4 | 12 | 14456
| 14461 | GREATER BINGHAMTON AP | Binghamton | 3.9 | 82.3 | 12 | 14461
| 14462 | BUFFALO NIAGARA INTL | Buffalo | 6.8 | 83.9 | 18 | 14462
| 14463 | GREATER BINGHAMTON AP | Binghamton | 3.9 | 82.3 | 12 | 14463
| 14464 | GREATER ROCHESTER INTL | Rochester | 6.6 | 86 | 12 | 14464
| 14466 | BUFFALO NIAGARA INTL | Buffalo | 6.8 | 83.9 | 18 | 14466
| 14467 | GREATER ROCHESTER INTL | Rochester | 6.6 | 86 | 12 | 14467
| 14468 | GREATER ROCHESTER INTL | Rochester | 6.6 | 86 | 12 | 14468
| 14469 | GREATER ROCHESTER INTL | Rochester | 6.6 | 86 | 12 | 14469
| 14470 | NIAGARA FALLS INTL | Niagara Falls | 6.5 | 85.4 | 18 | 14470
| 14471 | BUFFALO NIAGARA INTL | Buffalo | 6.8 | 83.9 | 18 | 14471
| 14472 | GREATER ROCHESTER INTL | Rochester | 6.6 | 86 | 12 | 14472
| 14475 | GREATER ROCHESTER INTL | Rochester | 6.6 | 86 | 12 | 14475
| 14476 | NIAGARA FALLS INTL | Niagara Falls | 6.5 | 85.4 | 18 | 14476
| 14477 | NIAGARA FALLS INTL | Niagara Falls | 6.5 | 85.4 | 18 | 14477
| 14478 | GREATER BINGHAMTON AP | Binghamton | 3.9 | 82.3 | 12 | 14478
| 14479 | NIAGARA FALLS INTL | Niagara Falls | 6.5 | 85.4 | 18 | 14479
| 14480 | GREATER ROCHESTER INTL | Rochester | 6.6 | 86 | 12 | 14480
| 14481 | BUFFALO NIAGARA INTL | Buffalo | 6.8 | 83.9 | 18 | 14481
| 14482 | BUFFALO NIAGARA INTL | Buffalo | 6.8 | 83.9 | 18 | 14482
| 14485 | GREATER ROCHESTER INTL | Rochester | 6.6 | 86 | 12 | 14485
| 14486 | BUFFALO NIAGARA INTL | Buffalo | 6.8 | 83.9 | 18 | 14486
| 14487 | GREATER ROCHESTER INTL | Rochester | 6.6 | 86 | 12 | 14487
| 14488 | GREATER ROCHESTER INTL | Rochester | 6.6 | 86 | 12 | 14488
| 14489 | SYRACUSE HANCOCK INTL | Syracuse | 4.1 | 86.4 | 12 | 14489
| 14502 | GREATER ROCHESTER INTL | Rochester | 6.6 | 86 | 12 | 14502
| 14504 | SYRACUSE HANCOCK INTL | Syracuse | 4.1 | 86.4 | 12 | 14504
| 14505 | SYRACUSE HANCOCK INTL | Syracuse | 4.1 | 86.4 | 12 | 14505
| 14506 | GREATER ROCHESTER INTL | Rochester | 6.6 | 86 | 12 | 14506
| 14507 | GREATER BINGHAMTON AP | Binghamton | 3.9 | 82.3 | 12 | 14507
| 14508 | NIAGARA FALLS INTL | Niagara Falls | 6.5 | 85.4 | 18 | 14508
| 14510 | BUFFALO NIAGARA INTL | Buffalo | 6.8 | 83.9 | 18 | 14510
| 14511 | GREATER ROCHESTER INTL | Rochester | 6.6 | 86 | 12 | 14511
| 14512 | GREATER BINGHAMTON AP | Binghamton | 3.9 | 82.3 | 12 | 14512
| 14513 | SYRACUSE HANCOCK INTL | Syracuse | 4.1 | 86.4 | 12 | 14513
| 14514 | GREATER ROCHESTER INTL | Rochester | 6.6 | 86 | 12 | 14514
| 14515 | GREATER ROCHESTER INTL | Rochester | 6.6 | 86 | 12 | 14515
| 14516 | SYRACUSE HANCOCK INTL | Syracuse | 4.1 | 86.4 | 12 | 14516
| 14517 | CHAUTAUQUA COUNTY AP | Jamestown | 4.5 | 81.1 | 12 | 14517
| 14518 | SYRACUSE HANCOCK INTL | Syracuse | 4.1 | 86.4 | 12 | 14518
| 14519 | GREATER ROCHESTER INTL | Rochester | 6.6 | 86 | 12 | 14519
| 14520 | GREATER ROCHESTER INTL | Rochester | 6.6 | 86 | 12 | 14520
| 14521 | SYRACUSE HANCOCK INTL | Syracuse | 4.1 | 86.4 | 12 | 14521
| 14522 | SYRACUSE HANCOCK INTL | Syracuse | 4.1 | 86.4 | 12 | 14522
| 14525 | BUFFALO NIAGARA INTL | Buffalo | 6.8 | 83.9 | 18 | 14525
| 14526 | GREATER ROCHESTER INTL | Rochester | 6.6 | 86 | 12 | 14526
| 14527 | GREATER BINGHAMTON AP | Binghamton | 3.9 | 82.3 | 12 | 14527
| 14529 | GREATER BINGHAMTON AP | Binghamton | 3.9 | 82.3 | 12 | 14529
| 14530 | CHAUTAUQUA COUNTY AP | Jamestown | 4.5 | 81.1 | 12 | 14530
| 14532 | SYRACUSE HANCOCK INTL | Syracuse | 4.1 | 86.4 | 12 | 14532
| 14533 | BUFFALO NIAGARA INTL | Buffalo | 6.8 | 83.9 | 18 | 14533
| 14534 | GREATER ROCHESTER INTL | Rochester | 6.6 | 86 | 12 | 14534
| 14536 | CHAUTAUQUA COUNTY AP | Jamestown | 4.5 | 81.1 | 12 | 14536
| 14537 | SYRACUSE HANCOCK INTL | Syracuse | 4.1 | 86.4 | 12 | 14537
| 14538 | SYRACUSE HANCOCK INTL | Syracuse | 4.1 | 86.4 | 12 | 14538
| 14539 | BUFFALO NIAGARA INTL | Buffalo | 6.8 | 83.9 | 18 | 14539
| 14541 | SYRACUSE HANCOCK INTL | Syracuse | 4.1 | 86.4 | 12 | 14541
| 14542 | SYRACUSE HANCOCK INTL | Syracuse | 4.1 | 86.4 | 12 | 14542
| 14543 | GREATER ROCHESTER INTL | Rochester | 6.6 | 86 | 12 | 14543
| 14544 | GREATER BINGHAMTON AP | Binghamton | 3.9 | 82.3 | 12 | 14544
| 14545 | BUFFALO NIAGARA INTL | Buffalo | 6.8 | 83.9 | 18 | 14545
| 14546 | GREATER ROCHESTER INTL | Rochester | 6.6 | 86 | 12 | 14546
| 14547 | GREATER BINGHAMTON AP | Binghamton | 3.9 | 82.3 | 12 | 14547
| 14548 | SYRACUSE HANCOCK INTL | Syracuse | 4.1 | 86.4 | 12 | 14548
| 14549 | CHAUTAUQUA COUNTY AP | Jamestown | 4.5 | 81.1 | 12 | 14549
| 14550 | CHAUTAUQUA COUNTY AP | Jamestown | 4.5 | 81.1 | 12 | 14550
| 14551 | SYRACUSE HANCOCK INTL | Syracuse | 4.1 | 86.4 | 12 | 14551
| 14555 | SYRACUSE HANCOCK INTL | Syracuse | 4.1 | 86.4 | 12 | 14555
| 14556 | BUFFALO NIAGARA INTL | Buffalo | 6.8 | 83.9 | 18 | 14556
| 14557 | NIAGARA FALLS INTL | Niagara Falls | 6.5 | 85.4 | 18 | 14557
| 14558 | GREATER ROCHESTER INTL | Rochester | 6.6 | 86 | 12 | 14558
| 14559 | GREATER ROCHESTER INTL | Rochester | 6.6 | 86 | 12 | 14559
| 14560 | BUFFALO NIAGARA INTL | Buffalo | 6.8 | 83.9 | 18 | 14560
| 14561 | GREATER BINGHAMTON AP | Binghamton | 3.9 | 82.3 | 12 | 14561
| 14563 | GREATER ROCHESTER INTL | Rochester | 6.6 | 86 | 12 | 14563
| 14564 | GREATER ROCHESTER INTL | Rochester | 6.6 | 86 | 12 | 14564
| 14568 | GREATER ROCHESTER INTL | Rochester | 6.6 | 86 | 12 | 14568
| 14569 | CHAUTAUQUA COUNTY AP | Jamestown | 4.5 | 81.1 | 12 | 14569
| 14571 | NIAGARA FALLS INTL | Niagara Falls | 6.5 | 85.4 | 18 | 14571
| 14572 | GREATER BINGHAMTON AP | Binghamton | 3.9 | 82.3 | 12 | 14572
| 14580 | GREATER ROCHESTER INTL | Rochester | 6.6 | 86 | 12 | 14580
| 14585 | GREATER ROCHESTER INTL | Rochester | 6.6 | 86 | 12 | 14585
| 14586 | GREATER ROCHESTER INTL | Rochester | 6.6 | 86 | 12 | 14586
| 14588 | SYRACUSE HANCOCK INTL | Syracuse | 4.1 | 86.4 | 12 | 14588
| 14589 | SYRACUSE HANCOCK INTL | Syracuse | 4.1 | 86.4 | 12 | 14589
| 14590 | SYRACUSE HANCOCK INTL | Syracuse | 4.1 | 86.4 | 12 | 14590
| 14591 | BUFFALO NIAGARA INTL | Buffalo | 6.8 | 83.9 | 18 | 14591
| 14592 | BUFFALO NIAGARA INTL | Buffalo | 6.8 | 83.9 | 18 | 14592
| 14602 | GREATER ROCHESTER INTL | Rochester | 6.6 | 86 | 12 | 14602
| 14603 | GREATER ROCHESTER INTL | Rochester | 6.6 | 86 | 12 | 14603
| 14604 | GREATER ROCHESTER INTL | Rochester | 6.6 | 86 | 12 | 14604
| 14605 | GREATER ROCHESTER INTL | Rochester | 6.6 | 86 | 12 | 14605
| 14606 | GREATER ROCHESTER INTL | Rochester | 6.6 | 86 | 12 | 14606
| 14607 | GREATER ROCHESTER INTL | Rochester | 6.6 | 86 | 12 | 14607
| 14608 | GREATER ROCHESTER INTL | Rochester | 6.6 | 86 | 12 | 14608
| 14609 | GREATER ROCHESTER INTL | Rochester | 6.6 | 86 | 12 | 14609